## Ckt_to_SwCtr
Circuit Name | Circuit No | Voltage | BSub_Mapping | BSub_DMS [calc] | BSub_DMS [value] | Subst Id | Substation # | Dist No | ASub [calc] | SwCtr [calc] | ASub [value] | SwCtr [value]
ABACUS | 00005 | 12KV | HIGHLAND | HIGHLAND | HIGHLAND | 2219808 | 5619 | 31 | SAN BERNARDINO | Vista Switch Center | SAN BERNARDINO | Vista Switch Center
ABANA | 00015 | 12KV | GREENING | GREENING | GREENING | 2213198 | 5791 | 46 | DEL AMO | Lighthipe Switch Center | DEL AMO | Lighthipe Switch Center
ABBEY | 00020 | 12KV | BLISS | BLISS | BLISS | 2214726 | 5303 | 51 | SPRINGVILLE | Rector Switch Center | SPRINGVILLE | Rector Switch Center
ABBOT | 00018 | 12KV | ELLIS | ELLIS | ELLIS | 2218928 | 5086 | 33 | ELLIS | Orange County Switch Ctr | ELLIS | Orange County Switch Ctr
ABERDEEN | 00021 | 12KV | BOVINE | BOVINE | BOVINE | 2213188 | 5788 | 46 | DEL AMO | Lighthipe Switch Center | DEL AMO | Lighthipe Switch Center
ABIGAIL | 00022 | 12KV | CORTEZ | CORTEZ | CORTEZ | 2214504 | 5186 | 26 | WALNUT | Mira Loma Switch Center | WALNUT | Mira Loma Switch Center
ABLE | 00023 | 4KV | CUDAHY | CUDAHY | CUDAHY | 2213060 | 5714 | 32 | LAGUNA BELL | Lighthipe Switch Center | LAGUNA BELL | Lighthipe Switch Center
ABRAMS | 00025 | 33KV | TIEFORT | TIEFORT | TIEFORT | 2215834 | 8047 | 72 | ELDORADO | Eldorado Switch Center | ELDORADO | Eldorado Switch Center
ABRI | 00026 | 12KV | NEPTUNE | NEPTUNE | NEPTUNE | 2220082 | 5781 | 32 | HINSON | Lighthipe Switch Center | HINSON | Lighthipe Switch Center
ABSOLUT | 00028 | 12KV | MILLIKEN | MILLIKEN | MILLIKEN | 2215218 | 5663 | 34 | MIRA LOMA | Mira Loma Switch Center | MIRA LOMA | Mira Loma Switch Center
ACADEMY | 00045 | 16KV | NEWBURY | NEWBURY | NEWBURY | 2215006 | 5557 | 35 | MOORPARK | Ventura Switch Center | MOORPARK | Ventura Switch Center
ACADIAN | 00032 | 12KV | MAYBERRY | MAYBERRY | MAYBERRY | 2215898 | 8089 | 77 | VALLEY | Valley Switch Center | VALLEY | Valley Switch Center
ACALA | 00040 | 12KV | PIXLEY | PIXLEY | PIXLEY | 2219454 | 5321 | 51 | VESTAL | Rector Switch Center | VESTAL | Rector Switch Center
ACAPULCO | 00041 | 12KV | BREA | BREA | BREA | 2216194 | 8802 | 48 | OLINDA | Orange County Switch Ctr | OLINDA | Orange County Switch Ctr
ACCENT | 00035 | 12KV | MORENO | MORENO | MORENO | 2218340 | 8193 | 77 | VALLEY | Valley Switch Center | VALLEY | Valley Switch Center
ACCESS | 00038 | 12KV | TIMBERWINE | TIMBERWINE | TIMBERWINE | 2273234 | 2260 | 50 | BIG CREEK SYSTEM | Rector Switch Center | BIG CREEK SYSTEM | Rector Switch Center
ACE | 00042 | 16KV | GOLETA | GOLETA | GOLETA | 2214136 | 5055 | 49 | GOLETA | Ventura Switch Center | GOLETA | Ventura Switch Center
ACKLEY | 00043 | 4KV | NEWMARK | NEWMARK | NEWMARK | 2212100 | 5136 | 22 | MESA | Mesa Switch Center | MESA | Mesa Switch Center
ACME | 00044 | 12KV | SULLIVAN | SULLIVAN | SULLIVAN | 2213338 | 5862 | 29 | ELLIS | Orange County Switch Ctr | ELLIS | Orange County Switch Ctr
ACORN | 00047 | 4KV | ARCADIA | ARCADIA | ARCADIA | 2216688 | 5106 | 27 | RIO HONDO | Mesa Switch Center | RIO HONDO | Mesa Switch Center
ACOSTA | 00108 | 12KV | RANDALL | RANDALL | RANDALL | 2215076 | 5601 | 30 | ETIWANDA | Vista Switch Center | ETIWANDA | Vista Switch Center
ACRES | 00046 | 12KV | MORRO | MORRO | MORRO | 2213296 | 5836 | 43 | SANTIAGO | Orange County Switch Ctr | SANTIAGO | Orange County Switch Ctr
ACROBAT | 00050 | 12KV | ANAVERDE | ANAVERDE | ANAVERDE | 2219658 | 5539 | 36 | ANTELOPE | Vincent Switch Center | ANTELOPE | Vincent Switch Center
ADA | 00060 | 4KV | BULLIS | BULLIS | BULLIS | 2215368 | 5756 | 32 | LIGHTHIPE | Lighthipe Switch Center | LIGHTHIPE | Lighthipe Switch Center
ADAIR | 00090 | 4KV | SUNNYSIDE | SUNNYSIDE | SUNNYSIDE | 2215432 | 5785 | 46 | LIGHTHIPE | Lighthipe Switch Center | LIGHTHIPE | Lighthipe Switch Center
ADAK | 00070 | 16KV | YUKON | YUKON | YUKON | 2212348 | 5241 | 44 | LA FRESA | El Nido Switch Center | LA FRESA | El Nido Switch Center
ADDIS | 00091 | 16KV | VICTORIA | VICTORIA | VICTORIA | 2214608 | 5232 | 44 | LA FRESA | El Nido Switch Center | LA FRESA | El Nido Switch Center
ADELANTO | 00092 | 12KV | VICTOR | VICTOR | VICTOR | 2220516 | 8049 | 73 | VICTOR | Lugo Switch Center | VICTOR | Lugo Switch Center
ADELL | 00093 | 12KV | CHASE | CHASE | CHASE | 2213010 | 5679 | 34 | MIRA LOMA | Mira Loma Switch Center | MIRA LOMA | Mira Loma Switch Center
ADMIRAL | 00094 | 12KV | PICO | PICO | PICO | 2219974 | 5722 | 46 | HINSON | Lighthipe Switch Center | HINSON | Lighthipe Switch Center
ADOBE | 00095 | 16KV | NEWMARK | NEWMARK | NEWMARK | 2214416 | 5136 | 22 | MESA | Mesa Switch Center | MESA | Mesa Switch Center
ADOLFO | 00291 | 16KV | CAMARILLO | CAMARILLO | CAMARILLO | 2219612 | 5517 | 39 | SANTA CLARA | Ventura Switch Center | SANTA CLARA | Ventura Switch Center
ADRIATIC | 00110 | 4KV | LARDER | LARDER | LARDER | 2213118 | 5745 | 46 | HINSON | Lighthipe Switch Center | HINSON | Lighthipe Switch Center
AFG 1 | 21043 | 12KV | AFG | AFG | AFG | 2220800 | 8354 | 73 | VICTOR | Lugo Switch Center | VICTOR | Lugo Switch Center
AFTON | 00112 | 12KV | CHERRY | CHERRY | CHERRY | 2217778 | 5797 | 46 | HINSON | Lighthipe Switch Center | HINSON | Lighthipe Switch Center
AGASSI | 00114 | 12KV | WIMBLEDON | WIMBLEDON | WIMBLEDON | 2215220 | 5664 | 30 | ETIWANDA | Vista Switch Center | ETIWANDA | Vista Switch Center
AGATE | 00115 | 12KV | MORRO | MORRO | MORRO | 2213296 | 5836 | 43 | SANTIAGO | Orange County Switch Ctr | SANTIAGO | Orange County Switch Ctr
AGAVE | 00116 | 12KV | TAMARISK | TAMARISK | TAMARISK | 2218266 | 8099 | 79 | DEVERS | Devers Switch Center | DEVERS | Devers Switch Center
AGENA | 00118 | 12KV | GISLER | GISLER | GISLER | 2220234 | 5851 | 33 | ELLIS | Orange County Switch Ctr | ELLIS | Orange County Switch Ctr
AGNES | 00140 | 4KV | BULLIS | BULLIS | BULLIS | 2215368 | 5756 | 32 | LIGHTHIPE | Lighthipe Switch Center | LIGHTHIPE | Lighthipe Switch Center
AGNEW | 00142 | 4KV | RUSH CREEK | RUSH_CREEK | RUSH_CREEK | 2273994 | 2514 | 85 | INYO SCE | Control Switch Center | INYO SCE | Control Switch Center
AGRA | 00160 | 16KV | LAGUNA BELL | LAGUNA_BELL | LAGUNA_BELL | 2216554 | 5074 | 32 | LAGUNA BELL | Lighthipe Switch Center | LAGUNA BELL | Lighthipe Switch Center
AGUANGA | 00165 | 12KV | HEMET | HEMET | HEMET | 2220650 | 8164 | 77 | VALLEY | Valley Switch Center | VALLEY | Valley Switch Center
AHA | 00166 | 12KV | AHA P.T. | AHA P.T. | AHA P.T. | 2121478 | 7004 | 87 | BLYTHE WALC | Devers Switch Center | BLYTHE WALC | Devers Switch Center
AHOY | 00168 | 12KV | PICO | PICO | PICO | 2219974 | 5722 | 46 | HINSON | Lighthipe Switch Center | HINSON | Lighthipe Switch Center
AIDAN | 00176 | 12KV | CAJALCO | CAJALCO | CAJALCO | 2213616 | 8086 | 77 | VALLEY | Valley Switch Center | VALLEY | Valley Switch Center
AIR | 00169 | 12KV | MOBILOIL | MOBILOIL | MOBILOIL | 2212312 | 5229 | 44 | LA FRESA | El Nido Switch Center | LA FRESA | El Nido Switch Center
AIRBUS | 00171 | 12KV | HELIJET | HELIJET | HELIJET | 2217412 | 5599 | 36 | ANTELOPE | Vincent Switch Center | ANTELOPE | Vincent Switch Center
AIRCRAFT | 00170 | 16KV | MARINE | MARINE | MARINE | 2219240 | 5217 | 42 | LA CIENEGA | El Nido Switch Center | LA CIENEGA | El Nido Switch Center
AIRPORT | 00180 | 12KV | LANCASTER | LANCASTER | LANCASTER | 2212660 | 5514 | 36 | ANTELOPE | Vincent Switch Center | ANTELOPE | Vincent Switch Center
AJARD | 00185 | 12KV | BORREGO | BORREGO | BORREGO | 2213386 | 5887 | 43 | SANTIAGO | Orange County Switch Ctr | SANTIAGO | Orange County Switch Ctr
AKITA | 00188 | 12KV | MOULTON | MOULTON | MOULTON | 2215582 | 5845 | 43 | SANTIAGO | Orange County Switch Ctr | SANTIAGO | Orange County Switch Ctr
AKRON | 00190 | 12KV | TRASK | TRASK | TRASK | 2213412 | 5899 | 29 | BARRE | Orange County Switch Ctr | BARRE | Orange County Switch Ctr
ALABAMA | 00200 | 12KV | REDLANDS | REDLANDS | REDLANDS | 2215146 | 5629 | 31 | SAN BERNARDINO | Vista Switch Center | SAN BERNARDINO | Vista Switch Center
ALAMAR | 00210 | 4KV | MODOC | MODOC | MODOC | 2214922 | 5520 | 49 | GOLETA | Ventura Switch Center | GOLETA | Ventura Switch Center
ALAMEDA | 00220 | 12KV | IMPERIAL | IMPERIAL | IMPERIAL | 2217728 | 5772 | 47 | CENTER | Lighthipe Switch Center | CENTER | Lighthipe Switch Center
ALAMO | 00230 | 12KV | SEABRIGHT | SEABRIGHT | SEABRIGHT | 2217772 | 5790 | 46 | HINSON | Lighthipe Switch Center | HINSON | Lighthipe Switch Center
ALAMOSA | 00233 | 12KV | LIVE OAK | LIVE_OAK | LIVE_OAK | 2217432 | 5611 | 26 | PADUA | Mira Loma Switch Center | PADUA | Mira Loma Switch Center
ALASKA | 00240 | 16KV | YUKON | YUKON | YUKON | 2212348 | 5241 | 44 | LA FRESA | El Nido Switch Center | LA FRESA | El Nido Switch Center
ALBACORE | 00245 | 16KV | EL NIDO | EL_NIDO | EL_NIDO | 2218582 | 5023 | 44 | EL NIDO | El Nido Switch Center | EL NIDO | El Nido Switch Center
ALBANY | 00260 | 16KV | RANDOLPH | RANDOLPH | RANDOLPH | 2217662 | 5739 | 32 | LAGUNA BELL | Lighthipe Switch Center | LAGUNA BELL | Lighthipe Switch Center
ALBATROSS | 00247 | 16KV | SANTA MONICA | SANTA_MONICA | SANTA_MONICA | 2212322 | 5231 | 42 | LA CIENEGA | El Nido Switch Center | LA CIENEGA | El Nido Switch Center
ALBERTA | 00270 | 4KV | BREWSTER | BREWSTER | BREWSTER | 2213044 | 5710 | 32 | LIGHTHIPE | Lighthipe Switch Center | LIGHTHIPE | Lighthipe Switch Center
ALBURTIS | 00248 | 12KV | PASSONS | PASSONS | PASSONS | 2217998 | 5893 | 47 | CENTER | Lighthipe Switch Center | CENTER | Lighthipe Switch Center
ALBURY | 00271 | 4KV | ALBURY P.T. | ALBURY P.T. | ALBURY P.T. | 2122398 | 7005 | 46 | DEL AMO | Lighthipe Switch Center | DEL AMO | Lighthipe Switch Center
ALCALDE | 00274 | 12KV | MORAGA | MORAGA | MORAGA | 2213880 | 8348 | 88 | VALLEY | Valley Switch Center | VALLEY | Valley Switch Center
ALCOA | 00250 | 16KV | RANDOLPH | RANDOLPH | RANDOLPH | 2217662 | 5739 | 32 | LAGUNA BELL | Lighthipe Switch Center | LAGUNA BELL | Lighthipe Switch Center
ALDEN | 00280 | 4KV | BEVERLY | BEVERLY | BEVERLY | 2219196 | 5201 | 42 | LA CIENEGA | El Nido Switch Center | LA CIENEGA | El Nido Switch Center
ALEJO | 00292 | 4KV | PALM SPRINGS | PALM_SPRINGS | PALM_SPRINGS | 2218288 | 8124 | 79 | DEVERS | Devers Switch Center | DEVERS | Devers Switch Center
ALEXANDER | 00298 | 4KV | ARRO | ARRO | ARRO | 2219768 | 5602 | 31 | SAN BERNARDINO | Vista Switch Center | SAN BERNARDINO | Vista Switch Center
ALFALFA | 00300 | 12KV | REDMAN | REDMAN | REDMAN | 2212700 | 5530 | 36 | ANTELOPE | Vincent Switch Center | ANTELOPE | Vincent Switch Center
ALFREDO | 00304 | 16KV | SAN MIGUEL | SAN MIGUEL | SAN MIGUEL | 2212814 | 5577 | 39 | SANTA CLARA | Ventura Switch Center | SANTA CLARA | Ventura Switch Center
ALICIA | 00307 | 12KV | PEYTON | PEYTON | PEYTON | 2215106 | 5614 | 34 | CHINO | Mira Loma Switch Center | CHINO | Mira Loma Switch Center
ALLA | 00320 | 16KV | CULVER | CULVER | CULVER | 2214532 | 5204 | 42 | LA CIENEGA | El Nido Switch Center | LA CIENEGA | El Nido Switch Center
ALLEGIANCE | 00321 | 12KV | LIBERTY | LIBERTY | LIBERTY | 2212500 | 5312 | 51 | RECTOR | Rector Switch Center | RECTOR | Rector Switch Center
ALLEGRA | 00324 | 12KV | CARODEAN | CARODEAN | CARODEAN | 2215858 | 8072 | 84 | DEVERS | Devers Switch Center | DEVERS | Devers Switch Center
ALLERGAN | 00326 | 12KV | CABRILLO | CABRILLO | CABRILLO | 2220290 | 5879 | 43 | JOHANNA | Orange County Switch Ctr | JOHANNA | Orange County Switch Ctr
ALLISON | 00330 | 12KV | CORTEZ | CORTEZ | CORTEZ | 2214504 | 5186 | 26 | WALNUT | Mira Loma Switch Center | WALNUT | Mira Loma Switch Center
ALLOY | 00331 | 12KV | CAMDEN | CAMDEN | CAMDEN | 2220184 | 5826 | 29 | JOHANNA | Orange County Switch Ctr | JOHANNA | Orange County Switch Ctr
ALLRED | 00333 | 4KV | LAKEWOOD | LAKEWOOD | LAKEWOOD | 2215320 | 5733 | 46 | DEL AMO | Lighthipe Switch Center | DEL AMO | Lighthipe Switch Center
ALLSTATE | 00334 | 12KV | HOMART | HOMART | HOMART | 2220488 | 8039 | 31 | VISTA | Vista Switch Center | VISTA | Vista Switch Center
ALLVIEW | 00335 | 2.4KV | ALLVIEW P.T. | ALLVIEW P.T. | ALLVIEW P.T. | 2121048 | 7011 | 40 | VISTA | Vista Switch Center | VISTA | Vista Switch Center
ALMA | 00340 | 4KV | WOODRUFF | WOODRUFF | WOODRUFF | 2215410 | 5777 | 32 | DEL AMO | Lighthipe Switch Center | DEL AMO | Lighthipe Switch Center
ALMANSOR | 00350 | 16KV | ALHAMBRA | ALHAMBRA | ALHAMBRA | 2218972 | 5101 | 22 | EAGLE ROCK | Mesa Switch Center | EAGLE ROCK | Mesa Switch Center
ALMOND | 00353 | 12KV | CHESTNUT | CHESTNUT | CHESTNUT | 2215608 | 5861 | 29 | JOHANNA | Orange County Switch Ctr | JOHANNA | Orange County Switch Ctr
ALOLA #2 | 20910 | 2.4KV | ALOLA | ALOLA | ALOLA | 2274104 | 4286 | 31 | null | null | null | null
ALONDRA | 00360 | 4KV | WOODRUFF | WOODRUFF | WOODRUFF | 2215410 | 5777 | 32 | DEL AMO | Lighthipe Switch Center | DEL AMO | Lighthipe Switch Center
ALORA | 00365 | 12KV | ERIC | ERIC | ERIC | 2213182 | 5783 | 46 | DEL AMO | Lighthipe Switch Center | DEL AMO | Lighthipe Switch Center
ALPACA | 00375 | 4KV | HOYT | HOYT | HOYT | 2216764 | 5151 | 22 | MESA | Mesa Switch Center | MESA | Mesa Switch Center
ALPHA | 00380 | 12KV | TELEGRAPH | TELEGRAPH | TELEGRAPH | 2213396 | 5892 | 48 | OLINDA | Orange County Switch Ctr | OLINDA | Orange County Switch Ctr
ALPINE | 00390 | 2.4KV | ALPINE P.T. | ALPINE P.T. | ALPINE P.T. | 2121505 | 7010 | 40 | VISTA | Vista Switch Center | VISTA | Vista Switch Center
ALSTER | 00400 | 4KV | MAYFLOWER | MAYFLOWER | MAYFLOWER | 2216784 | 5167 | 27 | RIO HONDO | Mesa Switch Center | RIO HONDO | Mesa Switch Center
ALSTOT | 00405 | 12KV | ARCHLINE | ARCHLINE | ARCHLINE | 2212994 | 5667 | 30 | ETIWANDA | Vista Switch Center | ETIWANDA | Vista Switch Center
ALTA | 00410 | 4KV | MONROVIA | MONROVIA | MONROVIA | 2216734 | 5134 | 27 | RIO HONDO | Mesa Switch Center | RIO HONDO | Mesa Switch Center
ALTERRA | 00419 | 12KV | SOQUEL | SOQUEL | SOQUEL | 2215254 | 5686 | 34 | CHINO | Mira Loma Switch Center | CHINO | Mira Loma Switch Center
ALTURA | 00420 | 4KV | MICHILLINDA | MICHILLINDA | MICHILLINDA | 2216732 | 5133 | 27 | MESA | Mesa Switch Center | MESA | Mesa Switch Center
ALUMINUM | 00411 | 12KV | CAMDEN | CAMDEN | CAMDEN | 2220184 | 5826 | 29 | JOHANNA | Orange County Switch Ctr | JOHANNA | Orange County Switch Ctr
ALVARADO | 00406 | 16KV | GONZALES | GONZALES | GONZALES | 2212826 | 5587 | 39 | SANTA CLARA | Ventura Switch Center | SANTA CLARA | Ventura Switch Center
ALVERA | 00422 | 12KV | FARRELL | FARRELL | FARRELL | 2220394 | 8016 | 79 | DEVERS | Devers Switch Center | DEVERS | Devers Switch Center
ALVORD | 00407 | 33KV | TIEFORT | TIEFORT | TIEFORT | 2215834 | 8047 | 72 | ELDORADO | Eldorado Switch Center | ELDORADO | Eldorado Switch Center
AMADO | 00413 | 12KV | FARRELL | FARRELL | FARRELL | 2220394 | 8016 | 79 | DEVERS | Devers Switch Center | DEVERS | Devers Switch Center
AMANDA | 00412 | 16KV | GONZALES | GONZALES | GONZALES | 2212826 | 5587 | 39 | SANTA CLARA | Ventura Switch Center | SANTA CLARA | Ventura Switch Center
AMAR | 00425 | 12KV | MERCED | MERCED | MERCED | 2214522 | 5193 | 26 | WALNUT | Mira Loma Switch Center | WALNUT | Mira Loma Switch Center
AMARGOSA | 08945 | 33KV | VALLEY ELECT. ASSOC. | VALLEY_ELECT._ASSOC. | VALLEY_ELECT._ASSOC. | 2274087 | 4051 | 86 | NEVADA POWER | Eldorado Switch Center | NEVADA POWER | Eldorado Switch Center
AMAZON | 00432 | 12KV | RIO HONDO | RIO_HONDO | RIO_HONDO | 2218550 | 5013 | 27 | RIO HONDO | Mesa Switch Center | RIO HONDO | Mesa Switch Center
AMBER | 00435 | 12KV | TAMARISK | TAMARISK | TAMARISK | 2218266 | 8099 | 79 | DEVERS | Devers Switch Center | DEVERS | Devers Switch Center
AMBERCREST | 00436 | 16KV | OAK PARK | OAK_PARK | OAK_PARK | 2217252 | 5525 | 35 | MOORPARK | Ventura Switch Center | MOORPARK | Ventura Switch Center
AMBERSKY | 00437 | 16KV | MARYMOUNT | MARYMOUNT | MARYMOUNT | 2219384 | 5275 | 44 | EL NIDO | El Nido Switch Center | EL NIDO | El Nido Switch Center
AMBRUS | 05275 | 16KV | BRADBURY | BRADBURY | BRADBURY | 2219128 | 5171 | 27 | RIO HONDO | Mesa Switch Center | RIO HONDO | Mesa Switch Center
AMBUSHERS | 00441 | 12KV | DIAMOND BAR | DIAMOND_BAR | DIAMOND_BAR | 2219908 | 5680 | 26 | CHINO | Mira Loma Switch Center | CHINO | Mira Loma Switch Center
AMERICAN | 00449 | 12KV | RIVERWAY | RIVERWAY | RIVERWAY | 2214854 | 5374 | 51 | RECTOR | Rector Switch Center | RECTOR | Rector Switch Center
AMESTOY | 00450 | 4KV | MONETA | MONETA | MONETA | 2216898 | 5218 | 44 | LA FRESA | El Nido Switch Center | LA FRESA | El Nido Switch Center
AMETHYST | 00452 | 12KV | ARCHLINE | ARCHLINE | ARCHLINE | 2212994 | 5667 | 30 | ETIWANDA | Vista Switch Center | ETIWANDA | Vista Switch Center
AMIGO | 00460 | 4KV | FRIENDLY HILLS | FRIENDLY_HILLS | FRIENDLY_HILLS | 2215676 | 5891 | 48 | OLINDA | Orange County Switch Ctr | OLINDA | Orange County Switch Ctr
AMMO | 00464 | 12KV | BUNKER | BUNKER | BUNKER | 2213458 | 8014 | 77 | VALLEY | Valley Switch Center | VALLEY | Valley Switch Center
AMOS | 00470 | 4KV | SOMERSET | SOMERSET | SOMERSET | 2217696 | 5754 | 32 | DEL AMO | Lighthipe Switch Center | DEL AMO | Lighthipe Switch Center
AMTRAK | 00472 | 12KV | RAILROAD | RAILROAD | RAILROAD | 2216842 | 5196 | 26 | WALNUT | Mira Loma Switch Center | WALNUT | Mira Loma Switch Center
AMY | 00475 | 4KV | COVINA | COVINA | COVINA | 2219164 | 5187 | 26 | WALNUT | Mira Loma Switch Center | WALNUT | Mira Loma Switch Center
ANACAPA | 00480 | 4KV | SANTA BARBARA | SANTA_BARBARA | SANTA_BARBARA | 2214956 | 5531 | 49 | GOLETA | Ventura Switch Center | GOLETA | Ventura Switch Center
ANACONDA | 00484 | 16KV | NORTH OAKS | NORTH_OAKS | NORTH_OAKS | 2214980 | 5542 | 59 | SAUGUS | Vincent Switch Center | SAUGUS | Vincent Switch Center
ANAHURST | 00490 | 4KV | EDINGER | EDINGER | EDINGER | 2220288 | 5875 | 29 | JOHANNA | Orange County Switch Ctr | JOHANNA | Orange County Switch Ctr
ANAKIN | 00494 | 12KV | SHUTTLE | SHUTTLE | SHUTTLE | 2212678 | 5522 | 36 | ANTELOPE | Vincent Switch Center | ANTELOPE | Vincent Switch Center
ANAPAMU | 00500 | 4KV | MODOC | MODOC | MODOC | 2214922 | 5520 | 49 | GOLETA | Ventura Switch Center | GOLETA | Ventura Switch Center
ANAWALT | 00510 | 12KV | SAN ANTONIO | SAN_ANTONIO | SAN_ANTONIO | 2219828 | 5631 | 34 | PADUA | Mira Loma Switch Center | PADUA | Mira Loma Switch Center
ANCHOR | 00514 | 4KV | NEPTUNE | NEPTUNE | NEPTUNE | 2213180 | 5781 | 32 | HINSON | Lighthipe Switch Center | HINSON | Lighthipe Switch Center
ANCHORAGE | 00516 | 16KV | YUKON | YUKON | YUKON | 2212348 | 5241 | 44 | LA FRESA | El Nido Switch Center | LA FRESA | El Nido Switch Center
ANDERSON | 00520 | 12KV | GLEN AVON | GLEN_AVON | GLEN_AVON | 2218310 | 8151 | 30 | VISTA | Vista Switch Center | VISTA | Vista Switch Center
ANDES | 00526 | 12KV | MIRA LOMA | MIRA_LOMA | MIRA_LOMA | 2214212 | 5069 | 34 | MIRA LOMA | Mira Loma Switch Center | MIRA LOMA | Mira Loma Switch Center
ANDRETTI | 00532 | 12KV | CUCAMONGA | CUCAMONGA | CUCAMONGA | 2219902 | 5677 | 34 | PADUA | Mira Loma Switch Center | PADUA | Mira Loma Switch Center
ANDRIA | 00535 | 12KV | PADUA | PADUA | PADUA | 2216446 | 5060 | 34 | PADUA | Mira Loma Switch Center | PADUA | Mira Loma Switch Center
ANDRUS | 00540 | 4KV | NAOMI | NAOMI | NAOMI | 2220078 | 5780 | 32 | LAGUNA BELL | Lighthipe Switch Center | LAGUNA BELL | Lighthipe Switch Center
ANGELA | 00548 | 4.8KV | SAN JACINTO | SAN_JACINTO | SAN_JACINTO | 2216058 | 8234 | 77 | VALLEY | Valley Switch Center | VALLEY | Valley Switch Center
ANGELES | 19694 | 16KV | GOULD | GOULD | GOULD | 2218572 | 5015 | 27 | GOULD | Mesa Switch Center | GOULD | Mesa Switch Center
ANGELINA | 00550 | 16KV | VICTORIA | VICTORIA | VICTORIA | 2214608 | 5232 | 44 | LA FRESA | El Nido Switch Center | LA FRESA | El Nido Switch Center
ANGUS | 00560 | 16KV | FILLMORE | FILLMORE | FILLMORE | 2219592 | 5510 | 39 | SAUGUS | Vincent Switch Center | SAUGUS | Vincent Switch Center
ANN | 00565 | 12KV | MERCED | MERCED | MERCED | 2214522 | 5193 | 26 | WALNUT | Mira Loma Switch Center | WALNUT | Mira Loma Switch Center
ANNENBERG | 00566 | 12KV | SANTA ROSA | SANTA_ROSA | SANTA_ROSA | 2218128 | 8036 | 79 | DEVERS | Devers Switch Center | DEVERS | Devers Switch Center
ANNETTE | 00567 | 12KV | MARION | MARION | MARION | 2215624 | 5866 | 48 | BARRE | Orange County Switch Ctr | BARRE | Orange County Switch Ctr
ANNIKA | 00571 | 12KV | LAFAYETTE | LAFAYETTE | LAFAYETTE | 2220276 | 5872 | 33 | ELLIS | Orange County Switch Ctr | ELLIS | Orange County Switch Ctr
ANTE | 00568 | 12KV | BORREGO | BORREGO | BORREGO | 2213386 | 5887 | 43 | SANTIAGO | Orange County Switch Ctr | SANTIAGO | Orange County Switch Ctr
ANTEATER | 00569 | 12KV | CABRILLO | CABRILLO | CABRILLO | 2220290 | 5879 | 43 | JOHANNA | Orange County Switch Ctr | JOHANNA | Orange County Switch Ctr
ANTIL | 00570 | 4KV | STODDARD | STODDARD | STODDARD | 2215156 | 5632 | 31 | SAN BERNARDINO | Vista Switch Center | SAN BERNARDINO | Vista Switch Center
ANTIQUE | 00572 | 12KV | TIMOTEO | TIMOTEO | TIMOTEO | 2217420 | 5604 | 31 | SAN BERNARDINO | Vista Switch Center | SAN BERNARDINO | Vista Switch Center
ANTLER | 00575 | 12KV | NOGALES | NOGALES | NOGALES | 2215204 | 5655 | 26 | WALNUT | Mira Loma Switch Center | WALNUT | Mira Loma Switch Center
ANTON | 01344 | 16KV | MOORPARK | MOORPARK | MOORPARK | 2211770 | 5056 | 35 | MOORPARK | Ventura Switch Center | MOORPARK | Ventura Switch Center
ANTONE | 00580 | 12KV | SULLIVAN | SULLIVAN | SULLIVAN | 2213338 | 5862 | 29 | ELLIS | Orange County Switch Ctr | ELLIS | Orange County Switch Ctr
ANTWERP | 00590 | 4KV | ATHENS | ATHENS | ATHENS | 2217628 | 5727 | 32 | LIGHTHIPE | Lighthipe Switch Center | LIGHTHIPE | Lighthipe Switch Center
ANZA | 00600 | 4KV | LENNOX | LENNOX | LENNOX | 2216884 | 5213 | 44 | EL NIDO | El Nido Switch Center | EL NIDO | El Nido Switch Center
ANZAC | 00610 | 4KV | ATHENS | ATHENS | ATHENS | 2217628 | 5727 | 32 | LIGHTHIPE | Lighthipe Switch Center | LIGHTHIPE | Lighthipe Switch Center
ANZAR | 00620 | 33KV | MWD LAKE MATHEWS | MWD_LAKE_MATHEWS | MWD_LAKE_MATHEWS | 2274071 | 1045 | 34 | MIRA LOMA | Mira Loma Switch Center | MIRA LOMA | Mira Loma Switch Center
APACHE | 00625 | 12KV | SHAWNEE | SHAWNEE | SHAWNEE | 2213352 | 5869 | 33 | BARRE | Orange County Switch Ctr | BARRE | Orange County Switch Ctr
APARTMENT | 00628 | 12KV | SANTA ROSA | SANTA_ROSA | SANTA_ROSA | 2218128 | 8036 | 79 | DEVERS | Devers Switch Center | DEVERS | Devers Switch Center
APEX | 00630 | 16KV | LAGUNA BELL | LAGUNA_BELL | LAGUNA_BELL | 2216554 | 5074 | 32 | LAGUNA BELL | Lighthipe Switch Center | LAGUNA BELL | Lighthipe Switch Center
APPALOUSA | 00635 | 12KV | AULD | AULD | AULD | 2213470 | 8018 | 88 | VALLEY | Valley Switch Center | VALLEY | Valley Switch Center
APPIAN | 00640 | 4KV | NAPLES | NAPLES | NAPLES | 2220020 | 5740 | 46 | ALAMITOS | Lighthipe Switch Center | ALAMITOS | Lighthipe Switch Center
APPLE | 00644 | 12KV | CITRUS | CITRUS | CITRUS | 2212194 | 5185 | 26 | RIO HONDO | Mesa Switch Center | RIO HONDO | Mesa Switch Center
APPLETON | 00649 | 16KV | ROYAL | ROYAL | ROYAL | 2212820 | 5580 | 35 | MOORPARK | Ventura Switch Center | MOORPARK | Ventura Switch Center
APRICOT | 00660 | 16KV | FERNWOOD | FERNWOOD | FERNWOOD | 2217676 | 5749 | 32 | LIGHTHIPE | Lighthipe Switch Center | LIGHTHIPE | Lighthipe Switch Center
AQUARIUS | 00663 | 12KV | ESTRELLA | ESTRELLA | ESTRELLA | 2213342 | 5865 | 43 | SANTIAGO | Orange County Switch Ctr | SANTIAGO | Orange County Switch Ctr
ARABIA | 00665 | 12KV | MODENA | MODENA | MODENA | 2220120 | 5802 | 29 | VILLA PARK | Orange County Switch Ctr | VILLA PARK | Orange County Switch Ctr
ARAPAHO | 00668 | 12KV | GAVILAN | GAVILAN | GAVILAN | 2213754 | 8219 | 77 | VALLEY | Valley Switch Center | VALLEY | Valley Switch Center
ARBOLES | 00669 | 16KV | MESA | MESA | MESA | 2218536 | 5012 | 22 | MESA | Mesa Switch Center | MESA | Mesa Switch Center
ARBORETUM | 00671 | 16KV | ARCADIA | ARCADIA | ARCADIA | 2218994 | 5106 | 27 | RIO HONDO | Mesa Switch Center | RIO HONDO | Mesa Switch Center
ARBORVITAE | 00670 | 4KV | INGLEWOOD | INGLEWOOD | INGLEWOOD | 2212266 | 5211 | 44 | EL NIDO | El Nido Switch Center | EL NIDO | El Nido Switch Center
ARCHIE | 00688 | 33KV | AULD | AULD | AULD | 2215738 | 8018 | 88 | VALLEY | Valley Switch Center | VALLEY | Valley Switch Center
ARCTURUS | 00675 | 4KV | BLUFF COVE | BLUFF_COVE | BLUFF_COVE | 2214680 | 5266 | 44 | LA FRESA | El Nido Switch Center | LA FRESA | El Nido Switch Center
ARDEN | 00680 | 4KV | AMADOR | AMADOR | AMADOR | 2214462 | 5161 | 22 | RIO HONDO | Mesa Switch Center | RIO HONDO | Mesa Switch Center
ARDIS | 00690 | 4KV | WOODRUFF | WOODRUFF | WOODRUFF | 2215410 | 5777 | 32 | DEL AMO | Lighthipe Switch Center | DEL AMO | Lighthipe Switch Center
ARDMORE | 00691 | 16KV | CALDEN | CALDEN | CALDEN | 2217678 | 5750 | 32 | LAGUNA BELL | Lighthipe Switch Center | LAGUNA BELL | Lighthipe Switch Center
ARENAS | 00692 | 4KV | PALM SPRINGS | PALM_SPRINGS | PALM_SPRINGS | 2218288 | 8124 | 79 | DEVERS | Devers Switch Center | DEVERS | Devers Switch Center
ARGO | 00693 | 12KV | TELEGRAPH | TELEGRAPH | TELEGRAPH | 2213396 | 5892 | 48 | OLINDA | Orange County Switch Ctr | OLINDA | Orange County Switch Ctr
ARGONAUT | 00694 | 12KV | TRITON | NotFound | NotFound | 14536985 | 5095 | 88 | NotFound | NotFound | NotFound | NotFound
ARGONNE | 00695 | 12KV | BROADWAY | BROADWAY | BROADWAY | 2220056 | 5768 | 46 | ALAMITOS | Lighthipe Switch Center | ALAMITOS | Lighthipe Switch Center
ARIEL | 00699 | 12KV | TENAJA | TENAJA | TENAJA | 2273862 | 8270 | 88 | VALLEY | Valley Switch Center | VALLEY | Valley Switch Center
ARIES | 00698 | 12KV | ESTRELLA | ESTRELLA | ESTRELLA | 2213342 | 5865 | 43 | SANTIAGO | Orange County Switch Ctr | SANTIAGO | Orange County Switch Ctr
ARIZONA | 00700 | 4KV | SEPULVEDA | SEPULVEDA | SEPULVEDA | 2212246 | 5207 | 44 | EL NIDO | El Nido Switch Center | EL NIDO | El Nido Switch Center
ARLENE | 00705 | 16KV | SOLEMINT | SOLEMINT | SOLEMINT | 2219702 | 5560 | 59 | SAUGUS | Vincent Switch Center | SAUGUS | Vincent Switch Center
ARLINGTON | 00720 | 12KV | PEDLEY | PEDLEY | PEDLEY | 2212914 | 5626 | 34 | MIRA LOMA | Mira Loma Switch Center | MIRA LOMA | Mira Loma Switch Center
ARLISS | 00725 | 12KV | TIMOTEO | TIMOTEO | TIMOTEO | 2217420 | 5604 | 31 | SAN BERNARDINO | Vista Switch Center | SAN BERNARDINO | Vista Switch Center
ARMADA | 00726 | 12KV | PAUBA | PAUBA | PAUBA | 2220348 | 8003 | 88 | VALLEY | Valley Switch Center | VALLEY | Valley Switch Center
ARMIJO | 00727 | 12KV | ARMIJO P.T. | ARMIJO P.T. | ARMIJO P.T. | 2121073 | 7026 | 73 | VICTOR | Lugo Switch Center | VICTOR | Lugo Switch Center
ARMOUR | 00750 | 4KV | MONTECITO | MONTECITO | MONTECITO | 2212684 | 5524 | 49 | GOLETA | Ventura Switch Center | GOLETA | Ventura Switch Center
ARMSTRONG | 00740 | 12KV | NAROD | NAROD | NAROD | 2212960 | 5648 | 34 | CHINO | Mira Loma Switch Center | CHINO | Mira Loma Switch Center
ARNEILL | 00760 | 16KV | COLONIA | COLONIA | COLONIA | 2219578 | 5505 | 39 | SANTA CLARA | Ventura Switch Center | SANTA CLARA | Ventura Switch Center
ARNETT | 00770 | 12KV | IMPERIAL | IMPERIAL | IMPERIAL | 2217728 | 5772 | 47 | CENTER | Lighthipe Switch Center | CENTER | Lighthipe Switch Center
ARNEZ | 00762 | 12KV | SANTA ROSA | SANTA_ROSA | SANTA_ROSA | 2218128 | 8036 | 79 | DEVERS | Devers Switch Center | DEVERS | Devers Switch Center
ARNOLD | 00771 | 12KV | MACARTHUR | MACARTHUR | MACARTHUR | 2215638 | 5874 | 33 | SANTIAGO | Orange County Switch Ctr | SANTIAGO | Orange County Switch Ctr
ARRINGTON | 00774 | 4KV | ARRINGTON P.T. | ARRINGTON P.T. | ARRINGTON P.T. | 2121569 | 7025 | 46 | DEL AMO | Lighthipe Switch Center | DEL AMO | Lighthipe Switch Center
ARSENIC | 00772 | 12KV | LIMESTONE | LIMESTONE | LIMESTONE | 2220828 | 8804 | 43 | VIEJO | Orange County Switch Ctr | VIEJO | Orange County Switch Ctr
ART | 00777 | 2.4KV | IDYLLWILD | IDYLLWILD | IDYLLWILD | 2220654 | 8168 | 77 | VALLEY | Valley Switch Center | VALLEY | Valley Switch Center
ARTISANO | 00780 | 16KV | LA FRESA | LA_FRESA | LA_FRESA | 2211620 | 5021 | 44 | LA FRESA | El Nido Switch Center | LA FRESA | El Nido Switch Center
ARTIST | 00781 | 12KV | MORRO | MORRO | MORRO | 2213296 | 5836 | 43 | SANTIAGO | Orange County Switch Ctr | SANTIAGO | Orange County Switch Ctr
ARUBA | 00783 | 12KV | BRYAN | BRYAN | BRYAN | 2215480 | 5808 | 29 | VILLA PARK | Orange County Switch Ctr | VILLA PARK | Orange County Switch Ctr
ARVANA | 00784 | 16KV | VICTORIA | VICTORIA | VICTORIA | 2214608 | 5232 | 44 | LA FRESA | El Nido Switch Center | LA FRESA | El Nido Switch Center
ASH | 00790 | 4KV | FULLERTON | FULLERTON | FULLERTON | 2215532 | 5822 | 48 | BARRE | Orange County Switch Ctr | BARRE | Orange County Switch Ctr
ASHBERRY | 00792 | 12KV | ANAVERDE | ANAVERDE | ANAVERDE | 2219658 | 5539 | 36 | ANTELOPE | Vincent Switch Center | ANTELOPE | Vincent Switch Center
ASHFORD | 00794 | 12KV | ARCHLINE | ARCHLINE | ARCHLINE | 2212994 | 5667 | 30 | ETIWANDA | Vista Switch Center | ETIWANDA | Vista Switch Center
ASHLAND | 00800 | 4KV | PEARL | PEARL | PEARL | 2212296 | 5224 | 42 | LA CIENEGA | El Nido Switch Center | LA CIENEGA | El Nido Switch Center
ASHLEY | 00801 | 4KV | ASHLEY P.T. | ASHLEY P.T. | ASHLEY P.T. | 2121056 | 7020 | 49 | GOLETA | Ventura Switch Center | GOLETA | Ventura Switch Center
ASHMONT | 00802 | 4KV | MAYFLOWER | MAYFLOWER | MAYFLOWER | 2216784 | 5167 | 27 | RIO HONDO | Mesa Switch Center | RIO HONDO | Mesa Switch Center
ASPEN | 00805 | 16KV | TORRANCE | TORRANCE | TORRANCE | 2212418 | 5269 | 44 | LA FRESA | El Nido Switch Center | LA FRESA | El Nido Switch Center
ASSEMBLY | 00810 | 12KV | OASIS | OASIS | OASIS | 2214990 | 5548 | 36 | ANTELOPE | Vincent Switch Center | ANTELOPE | Vincent Switch Center
ASTEROID | 00813 | 16KV | ALHAMBRA | ALHAMBRA | ALHAMBRA | 2218972 | 5101 | 22 | EAGLE ROCK | Mesa Switch Center | EAGLE ROCK | Mesa Switch Center
ASTON | 00812 | 12KV | NARROWS | NARROWS | NARROWS | 2220218 | 5838 | 22 | MESA | Mesa Switch Center | MESA | Mesa Switch Center
ASTOR | 00814 | 12KV | VICTOR | VICTOR | VICTOR | 2220516 | 8049 | 73 | VICTOR | Lugo Switch Center | VICTOR | Lugo Switch Center
ASTORIA | 00815 | 12KV | CORONA | CORONA | CORONA | 2220750 | 8279 | 34 | MIRA LOMA | Mira Loma Switch Center | MIRA LOMA | Mira Loma Switch Center
ASTROLOGY | 00816 | 12KV | ESTRELLA | ESTRELLA | ESTRELLA | 2213342 | 5865 | 43 | SANTIAGO | Orange County Switch Ctr | SANTIAGO | Orange County Switch Ctr
ATENTO | 00817 | 12KV | VIEJO | VIEJO | VIEJO | 2211936 | 5083 | 43 | VIEJO | Orange County Switch Ctr | VIEJO | Orange County Switch Ctr
ATHEL | 00819 | 12KV | TAMARISK | TAMARISK | TAMARISK | 2218266 | 8099 | 79 | DEVERS | Devers Switch Center | DEVERS | Devers Switch Center
ATHENA | 00821 | 12KV | PROCTOR | PROCTOR | PROCTOR | 2216690 | 5108 | 26 | WALNUT | Mira Loma Switch Center | WALNUT | Mira Loma Switch Center
ATHERTON | 00820 | 12KV | HATHAWAY | HATHAWAY | HATHAWAY | 2217626 | 5726 | 46 | ALAMITOS | Lighthipe Switch Center | ALAMITOS | Lighthipe Switch Center
ATLANTA | 00829 | 12KV | LAS LOMAS | NotFound | NotFound | 14537023 | 5902 | 43 | NotFound | NotFound | NotFound | NotFound
ATLANTIC | 00830 | 16KV | BULLIS | BULLIS | BULLIS | 2213136 | 5756 | 32 | LIGHTHIPE | Lighthipe Switch Center | LIGHTHIPE | Lighthipe Switch Center
ATLAS | 00835 | 12KV | FRANCIS | FRANCIS | FRANCIS | 2217516 | 5639 | 34 | CHINO | Mira Loma Switch Center | CHINO | Mira Loma Switch Center
ATMORE | 00840 | 16KV | WAKEFIELD | WAKEFIELD | WAKEFIELD | 2219736 | 5579 | 39 | SANTA CLARA | Ventura Switch Center | SANTA CLARA | Ventura Switch Center
ATRIUM | 00843 | 12KV | CROWN | CROWN | CROWN | 2217826 | 5818 | 33 | SANTIAGO | Orange County Switch Ctr | SANTIAGO | Orange County Switch Ctr
ATTICA | 00845 | 12KV | PICO | PICO | PICO | 2219974 | 5722 | 46 | HINSON | Lighthipe Switch Center | HINSON | Lighthipe Switch Center
AUBURN | 00850 | 16KV | CULVER | CULVER | CULVER | 2214532 | 5204 | 42 | LA CIENEGA | El Nido Switch Center | LA CIENEGA | El Nido Switch Center
AUDUBON | 00861 | 12KV | ONEILL | ONEILL | ONEILL | 2216200 | 8810 | 43 | VIEJO | Orange County Switch Ctr | VIEJO | Orange County Switch Ctr
AUGUSTA | 00865 | 12KV | ALDER | ALDER | ALDER | 2213000 | 5672 | 30 | ETIWANDA | Vista Switch Center | ETIWANDA | Vista Switch Center
AURORA | 00870 | 12KV | TULARE | TULARE | TULARE | 2212542 | 5328 | 51 | RECTOR | Rector Switch Center | RECTOR | Rector Switch Center
AUSTIN | 00873 | 12KV | VERA | VERA | VERA | 2217782 | 5801 | 29 | ELLIS | Orange County Switch Ctr | ELLIS | Orange County Switch Ctr
AUTOBODY | 00869 | 4KV | AUTOBODY P.T. | NotFound | NotFound | 18427243 | 7027 | 22 | NotFound | NotFound | NotFound | NotFound
AUTRY | 00878 | 12KV | FARRELL | FARRELL | FARRELL | 2220394 | 8016 | 79 | DEVERS | Devers Switch Center | DEVERS | Devers Switch Center
AUTUMN | 00879 | 12KV | SKILAND | SKILAND | SKILAND | 2273798 | 2611 | 85 | INYO SCE | Control Switch Center | INYO SCE | Control Switch Center
AVALANCHE | 00871 | 12KV | YORBA LINDA | YORBA_LINDA | YORBA_LINDA | 2213376 | 5880 | 48 | VILLA PARK | Orange County Switch Ctr | VILLA PARK | Orange County Switch Ctr
AVALON | 00872 | 12KV | PEBBLY BEACH | PEBBLY_BEACH | PEBBLY_BEACH | 2273810 | 3064 | 61 | CATALINA | Lighthipe Switch Center | CATALINA | Lighthipe Switch Center
AVANTI | 00888 | 12KV | SHANDIN | SHANDIN | SHANDIN | 2213632 | 8093 | 31 | VISTA | Vista Switch Center | VISTA | Vista Switch Center
AVCO | 00874 | 12KV | CABRILLO | CABRILLO | CABRILLO | 2220290 | 5879 | 43 | JOHANNA | Orange County Switch Ctr | JOHANNA | Orange County Switch Ctr
AVENGER | 00889 | 12KV | STETSON | STETSON | STETSON | 2218248 | 8095 | 77 | VALLEY | Valley Switch Center | VALLEY | Valley Switch Center
AVENIDA | 00884 | 12KV | SAN DIMAS | SAN_DIMAS | SAN_DIMAS | 2212932 | 5633 | 26 | PADUA | Mira Loma Switch Center | PADUA | Mira Loma Switch Center
AVENTURA | 00885 | 12KV | AVENTURA P.T. | AVENTURA P.T. | AVENTURA P.T. | 2122443 | 7024 | 79 | DEVERS | Devers Switch Center | DEVERS | Devers Switch Center
AVERY | 00875 | 12KV | NAROD | NAROD | NAROD | 2212960 | 5648 | 34 | CHINO | Mira Loma Switch Center | CHINO | Mira Loma Switch Center
AVIATOR | 00882 | 12KV | STETSON | STETSON | STETSON | 2218248 | 8095 | 77 | VALLEY | Valley Switch Center | VALLEY | Valley Switch Center
AVOCADO | 00880 | 4KV | AVOCADO P.T. | AVOCADO P.T. | AVOCADO P.T. | 2121541 | 7017 | 39 | SANTA CLARA | Ventura Switch Center | SANTA CLARA | Ventura Switch Center
AVON | 00881 | 4KV | DOWNEY | DOWNEY | DOWNEY | 2215520 | 5820 | 47 | CENTER | Lighthipe Switch Center | CENTER | Lighthipe Switch Center
AXEL | 00883 | 12KV | LA MIRADA | LA_MIRADA | LA_MIRADA | 2220206 | 5834 | 47 | DEL AMO | Lighthipe Switch Center | DEL AMO | Lighthipe Switch Center
AYERSMAN | 00890 | 2.4KV | AYERSMAN P.T. | AYERSMAN P.T. | AYERSMAN P.T. | 2121560 | 7018 | 49 | GOLETA | Ventura Switch Center | GOLETA | Ventura Switch Center
AZALIA | 00900 | 4KV | ROLLING HILLS | ROLLING_HILLS | ROLLING_HILLS | 2219336 | 5252 | 44 | LA FRESA | El Nido Switch Center | LA FRESA | El Nido Switch Center
AZORES | 00905 | 12KV | PUENTE | PUENTE | PUENTE | 2219180 | 5195 | 26 | WALNUT | Mira Loma Switch Center | WALNUT | Mira Loma Switch Center
AZTEC | 00910 | 12KV | INDIAN WELLS | INDIAN_WELLS | INDIAN_WELLS | 2218478 | 8345 | 79 | DEVERS | Devers Switch Center | DEVERS | Devers Switch Center
AZURE | 00915 | 4KV | TOPAZ | TOPAZ | TOPAZ | 2219370 | 5268 | 44 | LA FRESA | El Nido Switch Center | LA FRESA | El Nido Switch Center
BABCOCK | 00918 | 12KV | MOBILOIL | MOBILOIL | MOBILOIL | 2212312 | 5229 | 44 | LA FRESA | El Nido Switch Center | LA FRESA | El Nido Switch Center
BABER | 00919 | 12KV | ERIC | ERIC | ERIC | 2213182 | 5783 | 46 | DEL AMO | Lighthipe Switch Center | DEL AMO | Lighthipe Switch Center
BABYLON | 00921 | 12KV | TENAJA | TENAJA | TENAJA | 2273862 | 8270 | 88 | VALLEY | Valley Switch Center | VALLEY | Valley Switch Center
BACARDI | 00923 | 12KV | MILLIKEN | MILLIKEN | MILLIKEN | 2215218 | 5663 | 34 | MIRA LOMA | Mira Loma Switch Center | MIRA LOMA | Mira Loma Switch Center
BACH | 00924 | 12KV | NEPTUNE | NEPTUNE | NEPTUNE | 2220082 | 5781 | 32 | HINSON | Lighthipe Switch Center | HINSON | Lighthipe Switch Center
BACHELOR | 00927 | 16KV | WALTERIA | WALTERIA | WALTERIA | 2219284 | 5233 | 44 | LA FRESA | El Nido Switch Center | LA FRESA | El Nido Switch Center
BACKDRAFT | 00929 | 12KV | FIREHOUSE | FIREHOUSE | FIREHOUSE | 2215118 | 5618 | 34 | CHINO | Mira Loma Switch Center | CHINO | Mira Loma Switch Center
BACON | 00930 | 4KV | IMPERIAL | IMPERIAL | IMPERIAL | 2215400 | 5772 | 47 | CENTER | Lighthipe Switch Center | CENTER | Lighthipe Switch Center
BACWAY | 00940 | 12KV | LA PALMA | LA_PALMA | LA_PALMA | 2215636 | 5873 | 48 | BARRE | Orange County Switch Ctr | BARRE | Orange County Switch Ctr
BADGER | 00971 | 12KV | SHANDIN | SHANDIN | SHANDIN | 2213632 | 8093 | 31 | VISTA | Vista Switch Center | VISTA | Vista Switch Center
BADWATER | 00975 | 12KV | BADWATER P.T. | BADWATER P.T. | BADWATER P.T. | 2122461 | 7054 | 86 | NEVADA POWER | Eldorado Switch Center | NEVADA POWER | Eldorado Switch Center
BAHAMA | 00977 | 12KV | BRYAN | BRYAN | BRYAN | 2215480 | 5808 | 29 | VILLA PARK | Orange County Switch Ctr | VILLA PARK | Orange County Switch Ctr
BAINBRIDGE | 00976 | 12KV | NAVY MOLE | NAVY_MOLE | NAVY_MOLE | 2213034 | 5704 | 46 | HINSON | Lighthipe Switch Center | HINSON | Lighthipe Switch Center
BAJA | 00978 | 12KV | BREA | BREA | BREA | 2216194 | 8802 | 48 | OLINDA | Orange County Switch Ctr | OLINDA | Orange County Switch Ctr
BALBOA | 00980 | 12KV | CROWN | CROWN | CROWN | 2217826 | 5818 | 33 | SANTIAGO | Orange County Switch Ctr | SANTIAGO | Orange County Switch Ctr
BALCOM | 00990 | 16KV | FILLMORE | FILLMORE | FILLMORE | 2219592 | 5510 | 39 | SAUGUS | Vincent Switch Center | SAUGUS | Vincent Switch Center
BALDWIN | 01000 | 16KV | EATON | EATON | EATON | 2214374 | 5115 | 27 | MESA | Mesa Switch Center | MESA | Mesa Switch Center
BALDY | 01010 | 4KV | UPLAND | UPLAND | UPLAND | 2215168 | 5635 | 34 | PADUA | Mira Loma Switch Center | PADUA | Mira Loma Switch Center
BALL | 01030 | 12KV | LAUREL | LAUREL | LAUREL | 2212502 | 5315 | 51 | RECTOR | Rector Switch Center | RECTOR | Rector Switch Center
BALLARAT | 01039 | 12KV | BALLARAT P.T. | NotFound | NotFound | 19169920 | 7051 | 86 | NotFound | NotFound | NotFound | NotFound
BALLARD | 01040 | 12KV | NARROWS | NARROWS | NARROWS | 2220218 | 5838 | 22 | MESA | Mesa Switch Center | MESA | Mesa Switch Center
BALLAST | 01045 | 16KV | NOLA | NOLA | NOLA | 2213126 | 5751 | 32 | LIGHTHIPE | Lighthipe Switch Center | LIGHTHIPE | Lighthipe Switch Center
BALLONA | 01050 | 16KV | SEPULVEDA | SEPULVEDA | SEPULVEDA | 2212248 | 5207 | 44 | EL NIDO | El Nido Switch Center | EL NIDO | El Nido Switch Center
BALLOON | 01051 | 12KV | MORAGA | MORAGA | MORAGA | 2213880 | 8348 | 88 | VALLEY | Valley Switch Center | VALLEY | Valley Switch Center
BALLZAK | 01510 | 12KV | NAROD | NAROD | NAROD | 2212960 | 5648 | 34 | CHINO | Mira Loma Switch Center | CHINO | Mira Loma Switch Center
BALSAM | 01053 | 12KV | HESPERIA | HESPERIA | HESPERIA | 2218228 | 8087 | 73 | VICTOR | Lugo Switch Center | VICTOR | Lugo Switch Center
BAMBOO | 01057 | 12KV | DECLEZ | DECLEZ | DECLEZ | 2219794 | 5615 | 30 | ETIWANDA | Vista Switch Center | ETIWANDA | Vista Switch Center
BANANA | 01058 | 12KV | CITRUS | CITRUS | CITRUS | 2212194 | 5185 | 26 | RIO HONDO | Mesa Switch Center | RIO HONDO | Mesa Switch Center
BANCROFT | 01060 | 16KV | JERSEY | JERSEY | JERSEY | 2215406 | 5776 | 32 | LIGHTHIPE | Lighthipe Switch Center | LIGHTHIPE | Lighthipe Switch Center
BANDAG | 01061 | 12KV | CHINO | CHINO | CHINO | 2214174 | 5062 | 34 | CHINO | Mira Loma Switch Center | CHINO | Mira Loma Switch Center
BANDANA | 01059 | 12KV | CONCHO | CONCHO | CONCHO | 2215730 | 8017 | 79 | DEVERS | Devers Switch Center | DEVERS | Devers Switch Center
BANDERA | 01066 | 12KV | FRANCIS | FRANCIS | FRANCIS | 2217516 | 5639 | 34 | CHINO | Mira Loma Switch Center | CHINO | Mira Loma Switch Center
BANDIT | 01064 | 12KV | DIAMOND BAR | DIAMOND_BAR | DIAMOND_BAR | 2219908 | 5680 | 26 | CHINO | Mira Loma Switch Center | CHINO | Mira Loma Switch Center
BANJO | 01062 | 12KV | NIGUEL | NIGUEL | NIGUEL | 2215686 | 5896 | 43 | SANTIAGO | Orange County Switch Ctr | SANTIAGO | Orange County Switch Ctr
BANNER | 01065 | 12KV | SUNNYSIDE | SUNNYSIDE | SUNNYSIDE | 2217758 | 5785 | 46 | LIGHTHIPE | Lighthipe Switch Center | LIGHTHIPE | Lighthipe Switch Center
BANSHEE | 01077 | 16KV | HAVASU | HAVASU | HAVASU | 2215222 | 5665 | 87 | PARKER | Devers Switch Center | PARKER | Devers Switch Center
BANTA | 01073 | 2.4KV | LEE VINING | LEE_VINING | LEE_VINING | 2274045 | 2561 | 85 | INYO SCE | Control Switch Center | INYO SCE | Control Switch Center
BANYAN | 01078 | 12KV | ARCHLINE | ARCHLINE | ARCHLINE | 2212994 | 5667 | 30 | ETIWANDA | Vista Switch Center | ETIWANDA | Vista Switch Center
BARBADOS | 01083 | 12KV | BRYAN | BRYAN | BRYAN | 2215480 | 5808 | 29 | VILLA PARK | Orange County Switch Ctr | VILLA PARK | Orange County Switch Ctr
BARBARA | 01079 | 12KV | LARK ELLEN | LARK_ELLEN | LARK_ELLEN | 2219172 | 5192 | 26 | RIO HONDO | Mesa Switch Center | RIO HONDO | Mesa Switch Center
BARBEE | 01082 | 12KV | MAXWELL | MAXWELL | MAXWELL | 2218074 | 8019 | 77 | VALLEY | Valley Switch Center | VALLEY | Valley Switch Center
BARBOSSA | 01513 | 12KV | CORTEZ | CORTEZ | CORTEZ | 2214504 | 5186 | 26 | WALNUT | Mira Loma Switch Center | WALNUT | Mira Loma Switch Center
BARCELONA | 01085 | 12KV | LAS LOMAS | NotFound | NotFound | 14537023 | 5902 | 43 | NotFound | NotFound | NotFound | NotFound
BARD | 01090 | 4KV | BARD P.T. | BARD P.T. | BARD P.T. | 2121090 | 7058 | 39 | SANTA CLARA | Ventura Switch Center | SANTA CLARA | Ventura Switch Center
BARDEEN | 01105 | 12KV | CABRILLO | CABRILLO | CABRILLO | 2220290 | 5879 | 43 | JOHANNA | Orange County Switch Ctr | JOHANNA | Orange County Switch Ctr
BARDO | 01095 | 12KV | MERCED | MERCED | MERCED | 2214522 | 5193 | 26 | WALNUT | Mira Loma Switch Center | WALNUT | Mira Loma Switch Center
BARGE | 01097 | 4KV | BRIDGE | BRIDGE | BRIDGE | 2212394 | 5257 | 44 | LA FRESA | El Nido Switch Center | LA FRESA | El Nido Switch Center
BARILLA | 11041 | 12KV | PADUA | PADUA | PADUA | 2216446 | 5060 | 34 | PADUA | Mira Loma Switch Center | PADUA | Mira Loma Switch Center
BARLEY FLATS | 01100 | 16KV | LA CANADA | LA_CANADA | LA_CANADA | 2219040 | 5130 | 27 | GOULD | Mesa Switch Center | GOULD | Mesa Switch Center
BARLOW | 01110 | 16KV | FERNWOOD | FERNWOOD | FERNWOOD | 2217676 | 5749 | 32 | LIGHTHIPE | Lighthipe Switch Center | LIGHTHIPE | Lighthipe Switch Center
BARNACLE | 01117 | 16KV | TAHITI | TAHITI | TAHITI | 2217028 | 5271 | 42 | LA CIENEGA | El Nido Switch Center | LA CIENEGA | El Nido Switch Center
BARNEY LEE | 01122 | 12KV | GLEN IVY | GLEN_IVY | GLEN_IVY | 2220638 | 8152 | 77 | VALLEY | Valley Switch Center | VALLEY | Valley Switch Center
BAROID | 01096 | 33KV | GALE | GALE | GALE | 2216094 | 8283 | 72 | ELDORADO | Eldorado Switch Center | ELDORADO | Eldorado Switch Center
BARR | 01135 | 4KV | UPLAND | UPLAND | UPLAND | 2215168 | 5635 | 34 | PADUA | Mira Loma Switch Center | PADUA | Mira Loma Switch Center
BARRACKS | 21079 | 12KV | FORT IRWIN | FORT_IRWIN | FORT_IRWIN | 2218300 | 8138 | 72 | ELDORADO | Eldorado Switch Center | ELDORADO | Eldorado Switch Center
BARRACUDA | 01140 | 16KV | EL NIDO | EL_NIDO | EL_NIDO | 2218582 | 5023 | 44 | EL NIDO | El Nido Switch Center | EL NIDO | El Nido Switch Center
BARRATT | 01160 | 12KV | MAXWELL | MAXWELL | MAXWELL | 2218074 | 8019 | 77 | VALLEY | Valley Switch Center | VALLEY | Valley Switch Center
BARRINGTON | 01170 | 16KV | FILLMORE | FILLMORE | FILLMORE | 2219592 | 5510 | 39 | SAUGUS | Vincent Switch Center | SAUGUS | Vincent Switch Center
BARTLETT | 01180 | 4KV | GARVEY | GARVEY | GARVEY | 2219024 | 5122 | 22 | MESA | Mesa Switch Center | MESA | Mesa Switch Center
BARTON | 01190 | 4KV | TIPPECANOE | TIPPECANOE | TIPPECANOE | 2215174 | 5637 | 31 | SAN BERNARDINO | Vista Switch Center | SAN BERNARDINO | Vista Switch Center
BARWICK | 01189 | 2.4KV | BARWICK P.T. | BARWICK P.T. | BARWICK P.T. | 2121578 | 7052 | 49 | GOLETA | Ventura Switch Center | GOLETA | Ventura Switch Center
BASE | 01191 | 4KV | GEORGE A.F.B. | GEORGE_A.F.B. | GEORGE_A.F.B. | 2220632 | 8149 | 73 | VICTOR | Lugo Switch Center | VICTOR | Lugo Switch Center
BASELINE | 01200 | 12KV | SAN ANTONIO | SAN_ANTONIO | SAN_ANTONIO | 2219828 | 5631 | 34 | PADUA | Mira Loma Switch Center | PADUA | Mira Loma Switch Center
BASENJI | 01201 | 12KV | MOULTON | MOULTON | MOULTON | 2215582 | 5845 | 43 | SANTIAGO | Orange County Switch Ctr | SANTIAGO | Orange County Switch Ctr
BASIL | 00973 | 12KV | MORENO | MORENO | MORENO | 2218340 | 8193 | 77 | VALLEY | Valley Switch Center | VALLEY | Valley Switch Center
BASS | 01203 | 12KV | BAYSIDE | BAYSIDE | BAYSIDE | 2220126 | 5805 | 33 | ELLIS | Orange County Switch Ctr | ELLIS | Orange County Switch Ctr
BASSOON | 01204 | 12KV | NIGUEL | NIGUEL | NIGUEL | 2215686 | 5896 | 43 | SANTIAGO | Orange County Switch Ctr | SANTIAGO | Orange County Switch Ctr
BATEMAN | 01210 | 16KV | BRADBURY | BRADBURY | BRADBURY | 2219128 | 5171 | 27 | RIO HONDO | Mesa Switch Center | RIO HONDO | Mesa Switch Center
BATH | 01220 | 4KV | SANTA BARBARA | SANTA_BARBARA | SANTA_BARBARA | 2214956 | 5531 | 49 | GOLETA | Ventura Switch Center | GOLETA | Ventura Switch Center
BATTALION | 01226 | 12KV | EISENHOWER | EISENHOWER | EISENHOWER | 2213648 | 8098 | 79 | DEVERS | Devers Switch Center | DEVERS | Devers Switch Center
BAUXITE | 01231 | 16KV | CREST | CREST | CREST | 2217012 | 5264 | 44 | LA FRESA | El Nido Switch Center | LA FRESA | El Nido Switch Center
BAXTER | 01240 | 12KV | STATE STREET | STATE_STREET | STATE_STREET | 2220040 | 5755 | 46 | HINSON | Lighthipe Switch Center | HINSON | Lighthipe Switch Center
BAYBERRY | 01251 | 12KV | SOQUEL | SOQUEL | SOQUEL | 2215254 | 5686 | 34 | CHINO | Mira Loma Switch Center | CHINO | Mira Loma Switch Center
BAYLINER | 01254 | 12KV | CANYON LAKE | CANYON_LAKE | CANYON_LAKE | 2213764 | 8228 | 88 | VALLEY | Valley Switch Center | VALLEY | Valley Switch Center
BAYLOR | 01255 | 12KV | VILLA PARK | VILLA_PARK | VILLA_PARK | 2216586 | 5082 | 29 | VILLA PARK | Orange County Switch Ctr | VILLA PARK | Orange County Switch Ctr
BAYSE | 01260 | 4KV | AMADOR | AMADOR | AMADOR | 2214462 | 5161 | 22 | RIO HONDO | Mesa Switch Center | RIO HONDO | Mesa Switch Center
BAYVIEW | 01270 | 4KV | PAULARINO | PAULARINO | PAULARINO | 2213404 | 5895 | 33 | ELLIS | Orange County Switch Ctr | ELLIS | Orange County Switch Ctr
BAZOOKA | 01275 | 12KV | BUNKER | BUNKER | BUNKER | 2213458 | 8014 | 77 | VALLEY | Valley Switch Center | VALLEY | Valley Switch Center
BEACH | 01280 | 12KV | OCEANVIEW | OCEANVIEW | OCEANVIEW | 2215576 | 5842 | 33 | ELLIS | Orange County Switch Ctr | ELLIS | Orange County Switch Ctr
BEACHCOMBER | 01282 | 16KV | SANTA MONICA | SANTA_MONICA | SANTA_MONICA | 2212322 | 5231 | 42 | LA CIENEGA | El Nido Switch Center | LA CIENEGA | El Nido Switch Center
BEAGLE | 01303 | 12KV | MOULTON | MOULTON | MOULTON | 2215582 | 5845 | 43 | SANTIAGO | Orange County Switch Ctr | SANTIAGO | Orange County Switch Ctr
BEAN | 01310 | 4KV | SAN GABRIEL | SAN_GABRIEL | SAN_GABRIEL | 2214430 | 5142 | 22 | MESA | Mesa Switch Center | MESA | Mesa Switch Center
BEAR VALLEY | 01338 | 33KV | ZANJA | ZANJA | ZANJA | 2218120 | 8035 | 31 | VISTA | Vista Switch Center | VISTA | Vista Switch Center
BEARCREEK | 01322 | 12KV | SKYLARK | SKYLARK | SKYLARK | 2220574 | 8088 | 88 | VALLEY | Valley Switch Center | VALLEY | Valley Switch Center
BEARDSLEY | 01330 | 16KV | COLONIA | COLONIA | COLONIA | 2219578 | 5505 | 39 | SANTA CLARA | Ventura Switch Center | SANTA CLARA | Ventura Switch Center
BEASLEY | 01340 | 12KV | GANESHA | GANESHA | GANESHA | 2212890 | 5617 | 26 | CHINO | Mira Loma Switch Center | CHINO | Mira Loma Switch Center
BEATTIE | 01350 | 12KV | PORTERVILLE | PORTERVILLE | PORTERVILLE | 2212530 | 5323 | 51 | SPRINGVILLE | Rector Switch Center | SPRINGVILLE | Rector Switch Center
BEAVER | 01360 | 12KV | WHEATLAND | WHEATLAND | WHEATLAND | 2219524 | 5348 | 51 | VESTAL | Rector Switch Center | VESTAL | Rector Switch Center
BECKER | 01371 | 12KV | NEWCOMB | NEWCOMB | NEWCOMB | 2218460 | 8342 | 77 | VALLEY | Valley Switch Center | VALLEY | Valley Switch Center
BEECHCRAFT | 01296 | 12KV | STETSON | STETSON | STETSON | 2218248 | 8095 | 77 | VALLEY | Valley Switch Center | VALLEY | Valley Switch Center
BEECHERS | 01374 | 2.4KV | KRAMER | KRAMER | KRAMER | 2211686 | 5042 | 86 | KRAMER | Lugo Switch Center | KRAMER | Lugo Switch Center
BEECHNUT | 01375 | 12KV | CHESTNUT | CHESTNUT | CHESTNUT | 2215608 | 5861 | 29 | JOHANNA | Orange County Switch Ctr | JOHANNA | Orange County Switch Ctr
BEECHWOOD | 01385 | 12KV | ARCHLINE | ARCHLINE | ARCHLINE | 2212994 | 5667 | 30 | ETIWANDA | Vista Switch Center | ETIWANDA | Vista Switch Center
BEELER | 01377 | 12KV | AULD | AULD | AULD | 2213470 | 8018 | 88 | VALLEY | Valley Switch Center | VALLEY | Valley Switch Center
BEELINE | 01515 | 12KV | VICTOR | VICTOR | VICTOR | 2220516 | 8049 | 73 | VICTOR | Lugo Switch Center | VICTOR | Lugo Switch Center
BEERNUT | 01376 | 12KV | CHESTNUT | CHESTNUT | CHESTNUT | 2215608 | 5861 | 29 | JOHANNA | Orange County Switch Ctr | JOHANNA | Orange County Switch Ctr
BEEZWAX | 01380 | 12KV | BASSETT | BASSETT | BASSETT | 2216816 | 5184 | 26 | WALNUT | Mira Loma Switch Center | WALNUT | Mira Loma Switch Center
BEGONIA | 01390 | 12KV | FAIRVIEW | FAIRVIEW | FAIRVIEW | 2220170 | 5821 | 29 | JOHANNA | Orange County Switch Ctr | JOHANNA | Orange County Switch Ctr
BEIGE | 01392 | 12KV | ORANGE | ORANGE | ORANGE | 2220224 | 5843 | 29 | VILLA PARK | Orange County Switch Ctr | VILLA PARK | Orange County Switch Ctr
BEIJING | 01516 | 12KV | LAS LOMAS | NotFound | NotFound | 14537023 | 5902 | 43 | NotFound | NotFound | NotFound | NotFound
BELARDO | 01397 | 4KV | PALM SPRINGS | PALM_SPRINGS | PALM_SPRINGS | 2218288 | 8124 | 79 | DEVERS | Devers Switch Center | DEVERS | Devers Switch Center
BELDON | 01400 | 4KV | AMALIA | AMALIA | AMALIA | 2212032 | 5104 | 22 | MESA | Mesa Switch Center | MESA | Mesa Switch Center
BELFAST | 01404 | 12KV | TRASK | TRASK | TRASK | 2213412 | 5899 | 29 | BARRE | Orange County Switch Ctr | BARRE | Orange County Switch Ctr
BELLFORD | 02220 | 4KV | ALLEN | ALLEN | ALLEN | 2216668 | 5102 | 27 | MESA | Mesa Switch Center | MESA | Mesa Switch Center
BELLTOWN | 01425 | 33KV | WEST RIVERSIDE | WEST_RIVERSIDE | WEST_RIVERSIDE | 2273831 | 8265 | 30 | VISTA | Vista Switch Center | VISTA | Vista Switch Center
BELPAC | 01434 | 16KV | NEWBURY | NEWBURY | NEWBURY | 2215006 | 5557 | 35 | MOORPARK | Ventura Switch Center | MOORPARK | Ventura Switch Center
BELUSHI | 01437 | 12KV | ETIWANDA | ETIWANDA | ETIWANDA | 2212014 | 5096 | 30 | ETIWANDA | Vista Switch Center | ETIWANDA | Vista Switch Center
BEMIS | 01440 | 12KV | COLTON | COLTON | COLTON | 2212868 | 5610 | 31 | VISTA | Vista Switch Center | VISTA | Vista Switch Center
BEN NEVIS | 01497 | 12KV | BAIN | BAIN | BAIN | 2212972 | 5656 | 30 | MIRA LOMA | Mira Loma Switch Center | MIRA LOMA | Mira Loma Switch Center
BENBOW | 01450 | 4KV | COVINA | COVINA | COVINA | 2219164 | 5187 | 26 | WALNUT | Mira Loma Switch Center | WALNUT | Mira Loma Switch Center
BENCH | 01470 | 12KV | YUCAIPA | YUCAIPA | YUCAIPA | 2219838 | 5636 | 31 | SAN BERNARDINO | Vista Switch Center | SAN BERNARDINO | Vista Switch Center
BENDER | 01480 | 12KV | DALTON | DALTON | DALTON | 2216828 | 5188 | 27 | RIO HONDO | Mesa Switch Center | RIO HONDO | Mesa Switch Center
BENEDICT | 01490 | 4KV | BEVERLY | BEVERLY | BEVERLY | 2219196 | 5201 | 42 | LA CIENEGA | El Nido Switch Center | LA CIENEGA | El Nido Switch Center
BENHILL | 01494 | 16KV | WALTERIA | WALTERIA | WALTERIA | 2219284 | 5233 | 44 | LA FRESA | El Nido Switch Center | LA FRESA | El Nido Switch Center
BENNETT | 01500 | 12KV | HATHAWAY | HATHAWAY | HATHAWAY | 2217626 | 5726 | 46 | ALAMITOS | Lighthipe Switch Center | ALAMITOS | Lighthipe Switch Center
BENNY | 01531 | 12KV | ETIWANDA | ETIWANDA | ETIWANDA | 2212014 | 5096 | 30 | ETIWANDA | Vista Switch Center | ETIWANDA | Vista Switch Center
BENSON | 01518 | 12KV | CHINO | CHINO | CHINO | 2214174 | 5062 | 34 | CHINO | Mira Loma Switch Center | CHINO | Mira Loma Switch Center
BENTEL | 01520 | 4KV | IVAR | IVAR | IVAR | 2214448 | 5153 | 22 | MESA | Mesa Switch Center | MESA | Mesa Switch Center
BENTON | 01527 | 12KV | ALESSANDRO | ALESSANDRO | ALESSANDRO | 2218086 | 8024 | 77 | VALLEY | Valley Switch Center | VALLEY | Valley Switch Center
BENTREE | 01530 | 4KV | OLDFIELD | OLDFIELD | OLDFIELD | 2217672 | 5744 | 46 | LIGHTHIPE | Lighthipe Switch Center | LIGHTHIPE | Lighthipe Switch Center
BEONE | 01532 | 12KV | OASIS | OASIS | OASIS | 2214990 | 5548 | 36 | ANTELOPE | Vincent Switch Center | ANTELOPE | Vincent Switch Center
BERKLEY | 01537 | 4KV | ARRO | ARRO | ARRO | 2219768 | 5602 | 31 | SAN BERNARDINO | Vista Switch Center | SAN BERNARDINO | Vista Switch Center
BERKSHIRE | 01540 | 4KV | ARROYO | ARROYO | ARROYO | 2214450 | 5158 | 27 | GOULD | Mesa Switch Center | GOULD | Mesa Switch Center
BERLIN | 01550 | 12KV | FULLERTON | FULLERTON | FULLERTON | 2217840 | 5822 | 48 | BARRE | Orange County Switch Ctr | BARRE | Orange County Switch Ctr
BERMITE | 01557 | 16KV | SAUGUS | SAUGUS | SAUGUS | 2211724 | 5051 | 59 | SAUGUS | Vincent Switch Center | SAUGUS | Vincent Switch Center
BERMUDA | 02472 | 12KV | BRYAN | BRYAN | BRYAN | 2215480 | 5808 | 29 | VILLA PARK | Orange County Switch Ctr | VILLA PARK | Orange County Switch Ctr
BERNARD | 01560 | 4KV | LINDEN | LINDEN | LINDEN | 2217650 | 5734 | 46 | LIGHTHIPE | Lighthipe Switch Center | LIGHTHIPE | Lighthipe Switch Center
BERNICE | 01566 | 12KV | MARION | MARION | MARION | 2215624 | 5866 | 48 | BARRE | Orange County Switch Ctr | BARRE | Orange County Switch Ctr
BERRY | 01570 | 4KV | FLANCO | FLANCO | FLANCO | 2217446 | 5616 | 30 | ETIWANDA | Vista Switch Center | ETIWANDA | Vista Switch Center
BERTEA | 01576 | 12KV | CABRILLO | CABRILLO | CABRILLO | 2220290 | 5879 | 43 | JOHANNA | Orange County Switch Ctr | JOHANNA | Orange County Switch Ctr
BERTHA | 01577 | 12KV | MARION | MARION | MARION | 2215624 | 5866 | 48 | BARRE | Orange County Switch Ctr | BARRE | Orange County Switch Ctr
BERYL | 01580 | 4KV | REDONDO | REDONDO | REDONDO | 2214594 | 5227 | 44 | LA FRESA | El Nido Switch Center | LA FRESA | El Nido Switch Center
BESSEMER | 01586 | 12KV | BESSEMER P.T. | BESSEMER P.T. | BESSEMER P.T. | 2121146 | 7075 | 73 | VICTOR | Lugo Switch Center | VICTOR | Lugo Switch Center
BETA | 01590 | 12KV | TELEGRAPH | TELEGRAPH | TELEGRAPH | 2213396 | 5892 | 48 | OLINDA | Orange County Switch Ctr | OLINDA | Orange County Switch Ctr
BEXLEY | 01600 | 4KV | BARTOLO | BARTOLO | BARTOLO | 2217932 | 5863 | 22 | MESA | Mesa Switch Center | MESA | Mesa Switch Center
BIANCO | 01604 | 12KV | PADUA | PADUA | PADUA | 2216446 | 5060 | 34 | PADUA | Mira Loma Switch Center | PADUA | Mira Loma Switch Center
BIDDER | 01610 | 16KV | GOLETA | GOLETA | GOLETA | 2214136 | 5055 | 49 | GOLETA | Ventura Switch Center | GOLETA | Ventura Switch Center
BIDWELL | 01620 | 4KV | TEMPLE | TEMPLE | TEMPLE | 2214476 | 5170 | 27 | MESA | Mesa Switch Center | MESA | Mesa Switch Center
BIG CONE | 01622 | 12KV | LIVE OAK | LIVE_OAK | LIVE_OAK | 2217432 | 5611 | 26 | PADUA | Mira Loma Switch Center | PADUA | Mira Loma Switch Center
BIG CREEK-PORTAL | 01624 | 33KV | BIG CREEK NO.1 | BIG_CREEK_NO.1 | BIG_CREEK_NO.1 | 2274005 | 2211 | 50 | BIG CREEK SYSTEM | Rector Switch Center | BIG CREEK SYSTEM | Rector Switch Center
BIG FALLS | 01625 | 2.4KV | FOREST HOME | FOREST_HOME | FOREST_HOME | 2218306 | 8148 | 31 | VISTA | Vista Switch Center | VISTA | Vista Switch Center
BIG PINES | 01640 | 12KV | LITTLE ROCK | LITTLE_ROCK | LITTLE_ROCK | 2212664 | 5518 | 36 | ANTELOPE | Vincent Switch Center | ANTELOPE | Vincent Switch Center
BIG RIGG | 01629 | 12KV | DECLEZ | DECLEZ | DECLEZ | 2219794 | 5615 | 30 | ETIWANDA | Vista Switch Center | ETIWANDA | Vista Switch Center
BIG ROCK | 01630 | 16KV | CHATSWORTH | CHATSWORTH | CHATSWORTH | 2217324 | 5555 | 35 | MOORPARK | Ventura Switch Center | MOORPARK | Ventura Switch Center
BIGELOW | 01650 | 12KV | LUCAS | LUCAS | LUCAS | 2220062 | 5771 | 46 | DEL AMO | Lighthipe Switch Center | DEL AMO | Lighthipe Switch Center
BIGFOOT | 01626 | 4KV | BIGFOOT P.T. | BIGFOOT P.T. | BIGFOOT P.T. | 2122486 | 7063 | 51 | RECTOR | Rector Switch Center | RECTOR | Rector Switch Center
BIGGS | 01623 | 4KV | BIGGS P.T. | BIGGS P.T. | BIGGS P.T. | 2121661 | 7090 | 34 | MIRA LOMA | Mira Loma Switch Center | MIRA LOMA | Mira Loma Switch Center
BIGHORN | 01628 | 12KV | SANTA ROSA | SANTA_ROSA | SANTA_ROSA | 2218128 | 8036 | 79 | DEVERS | Devers Switch Center | DEVERS | Devers Switch Center
BIGLER | 01655 | 4.8KV | BLYTHE CITY | NotFound | NotFound | 2215936 | 8113 | 87 | NotFound | NotFound | NotFound | NotFound
BILL | 01656 | 12KV | LAYFAIR | LAYFAIR | LAYFAIR | 2217522 | 5645 | 26 | PADUA | Mira Loma Switch Center | PADUA | Mira Loma Switch Center
BILLINGS | 01660 | 12KV | FAIRVIEW | FAIRVIEW | FAIRVIEW | 2220170 | 5821 | 29 | JOHANNA | Orange County Switch Ctr | JOHANNA | Orange County Switch Ctr
BILLY | 01659 | 12KV | FOGARTY | FOGARTY | FOGARTY | 1440627 | 8346 | 88 | DEVERS | Devers Switch Center | DEVERS | Devers Switch Center
BILLY CREEK | 01690 | 4KV | LINE CREEK | LINE_CREEK | LINE_CREEK | 2273989 | 5352 | 50 | BIG CREEK SYSTEM | Rector Switch Center | BIG CREEK SYSTEM | Rector Switch Center
BILTON | 01680 | 16KV | ROSEMEAD | ROSEMEAD | ROSEMEAD | 2214424 | 5141 | 22 | MESA | Mesa Switch Center | MESA | Mesa Switch Center
BING | 01692 | 12KV | MARASCHINO | MARASCHINO | MARASCHINO | 2220594 | 8096 | 31 | VISTA | Vista Switch Center | VISTA | Vista Switch Center
BINGO | 01691 | 12KV | JOHANNA | JOHANNA | JOHANNA | 2216608 | 5085 | 29 | JOHANNA | Orange County Switch Ctr | JOHANNA | Orange County Switch Ctr
BINNEY | 01693 | 12KV | WALNUT | WALNUT | WALNUT | 2218564 | 5014 | 26 | WALNUT | Mira Loma Switch Center | WALNUT | Mira Loma Switch Center
BIO | 21061 | 16KV | PHARMACY | PHARMACY | PHARMACY | 2216186 | 8509 | 35 | MOORPARK | Ventura Switch Center | MOORPARK | Ventura Switch Center
BIOLA | 01694 | 12KV | TELEGRAPH | TELEGRAPH | TELEGRAPH | 2213396 | 5892 | 48 | OLINDA | Orange County Switch Ctr | OLINDA | Orange County Switch Ctr
BIPLANE | 01667 | 12KV | STETSON | STETSON | STETSON | 2218248 | 8095 | 77 | VALLEY | Valley Switch Center | VALLEY | Valley Switch Center
BIRCH | 01700 | 12KV | TAMARISK | TAMARISK | TAMARISK | 2218266 | 8099 | 79 | DEVERS | Devers Switch Center | DEVERS | Devers Switch Center
BIRCHIM | 03314 | 12KV | MT. TOM | MT. TOM | MT. TOM | 2274011 | 2598 | 85 | INYO SCE | Control Switch Center | INYO SCE | Control Switch Center
BIRCHWOOD | 01705 | 16KV | OAK PARK | OAK_PARK | OAK_PARK | 2217252 | 5525 | 35 | MOORPARK | Ventura Switch Center | MOORPARK | Ventura Switch Center
BIRD | 01710 | 12KV | BOWL | BOWL | BOWL | 2213042 | 5708 | 46 | HINSON | Lighthipe Switch Center | HINSON | Lighthipe Switch Center
BISHOP | 01730 | 12KV | OCEANVIEW | OCEANVIEW | OCEANVIEW | 2215576 | 5842 | 33 | ELLIS | Orange County Switch Ctr | ELLIS | Orange County Switch Ctr
BISMUTH | 01734 | 12KV | CAMDEN | CAMDEN | CAMDEN | 2220184 | 5826 | 29 | JOHANNA | Orange County Switch Ctr | JOHANNA | Orange County Switch Ctr
BISON | 01736 | 12KV | LAMPSON | LAMPSON | LAMPSON | 2213356 | 5870 | 29 | BARRE | Orange County Switch Ctr | BARRE | Orange County Switch Ctr
BISSELL | 01731 | 12KV | NELSON | NELSON | NELSON | 2215814 | 8038 | 77 | VALLEY | Valley Switch Center | VALLEY | Valley Switch Center
BIT | 01735 | 12KV | SILVER SPUR | SILVER_SPUR | SILVER_SPUR | 2220726 | 8238 | 79 | DEVERS | Devers Switch Center | DEVERS | Devers Switch Center
BITTERN | 01733 | 12KV | SOQUEL | SOQUEL | SOQUEL | 2215254 | 5686 | 34 | CHINO | Mira Loma Switch Center | CHINO | Mira Loma Switch Center
BLACK | 01746 | 12KV | ORANGE | ORANGE | ORANGE | 2220224 | 5843 | 29 | VILLA PARK | Orange County Switch Ctr | VILLA PARK | Orange County Switch Ctr
BLACKBIRD | 01747 | 16KV | LOCKHEED | LOCKHEED | LOCKHEED | 2217354 | 5568 | 59 | SAUGUS | Vincent Switch Center | SAUGUS | Vincent Switch Center
BLACKBURN | 01741 | 12KV | EL SOBRANTE | EL_SOBRANTE | EL_SOBRANTE | 2220642 | 8159 | 34 | MIRA LOMA | Mira Loma Switch Center | MIRA LOMA | Mira Loma Switch Center
BLACKFOOT | 01737 | 12KV | GAVILAN | GAVILAN | GAVILAN | 2213754 | 8219 | 77 | VALLEY | Valley Switch Center | VALLEY | Valley Switch Center
BLACKGOLD | 01752 | 16KV | RUSH | RUSH | RUSH | 2212060 | 5116 | 22 | MESA | Mesa Switch Center | MESA | Mesa Switch Center
BLACKHAWK | 01743 | 12KV | SHAWNEE | SHAWNEE | SHAWNEE | 2213352 | 5869 | 33 | BARRE | Orange County Switch Ctr | BARRE | Orange County Switch Ctr
BLACKHILLS | 01745 | 12KV | GLEN AVON | GLEN_AVON | GLEN_AVON | 2218310 | 8151 | 30 | VISTA | Vista Switch Center | VISTA | Vista Switch Center
BLACKHORSE | 01748 | 12KV | CAVALRY P.T. | CAVALRY P.T. | CAVALRY P.T. | 2122667 | 7185 | 72 | KRAMER | Lugo Switch Center | KRAMER | Lugo Switch Center
BLACKJACK | 01738 | 16KV | TORRANCE | TORRANCE | TORRANCE | 2212418 | 5269 | 44 | LA FRESA | El Nido Switch Center | LA FRESA | El Nido Switch Center
BLACKSTONE | 01744 | 12KV | LIBERTY | LIBERTY | LIBERTY | 2212500 | 5312 | 51 | RECTOR | Rector Switch Center | RECTOR | Rector Switch Center
BLACKWATER | 01740 | 4KV | LUNADA | LUNADA | LUNADA | 2217002 | 5255 | 44 | LA FRESA | El Nido Switch Center | LA FRESA | El Nido Switch Center
BLAINE | 01750 | 12KV | IMPERIAL | IMPERIAL | IMPERIAL | 2217728 | 5772 | 47 | CENTER | Lighthipe Switch Center | CENTER | Lighthipe Switch Center
BLAKE | 01760 | 16KV | LA FRESA | LA_FRESA | LA_FRESA | 2211620 | 5021 | 44 | LA FRESA | El Nido Switch Center | LA FRESA | El Nido Switch Center
BLANCA | 01770 | 12KV | COLUMBINE | COLUMBINE | COLUMBINE | 2212556 | 5336 | 51 | VESTAL | Rector Switch Center | VESTAL | Rector Switch Center
BLANCHARD | 01780 | 16KV | REPETTO | REPETTO | REPETTO | 2219114 | 5164 | 22 | MESA | Mesa Switch Center | MESA | Mesa Switch Center
BLANKET | 01800 | 12KV | CENTER | CENTER | CENTER | 2211948 | 5084 | 47 | CENTER | Lighthipe Switch Center | CENTER | Lighthipe Switch Center
BLAZE | 01803 | 12KV | FIREHOUSE | FIREHOUSE | FIREHOUSE | 2215118 | 5618 | 34 | CHINO | Mira Loma Switch Center | CHINO | Mira Loma Switch Center
BLEACHER | 01804 | 12KV | STADLER | STADLER | STADLER | 2215704 | 8005 | 88 | VALLEY | Valley Switch Center | VALLEY | Valley Switch Center
BLEDSOE | 01805 | 12KV | NEENACH | NEENACH | NEENACH | 2215002 | 5556 | 36 | ANTELOPE | Vincent Switch Center | ANTELOPE | Vincent Switch Center
BLEEKER | 01806 | 16KV | RUSH | RUSH | RUSH | 2212060 | 5116 | 22 | MESA | Mesa Switch Center | MESA | Mesa Switch Center
BLEND | 01807 | 12KV | COFFEE | COFFEE | COFFEE | 2220662 | 8171 | 79 | DEVERS | Devers Switch Center | DEVERS | Devers Switch Center
BLIMP | 01808 | 16KV | NOLA | NOLA | NOLA | 2213126 | 5751 | 32 | LIGHTHIPE | Lighthipe Switch Center | LIGHTHIPE | Lighthipe Switch Center
BLINKER | 01810 | 12KV | PIXLEY | PIXLEY | PIXLEY | 2219454 | 5321 | 51 | VESTAL | Rector Switch Center | VESTAL | Rector Switch Center
BLITZ | 01811 | 12KV | STADLER | STADLER | STADLER | 2215704 | 8005 | 88 | VALLEY | Valley Switch Center | VALLEY | Valley Switch Center
BLIZZARD | 01812 | 12KV | YORBA LINDA | YORBA_LINDA | YORBA_LINDA | 2213376 | 5880 | 48 | VILLA PARK | Orange County Switch Ctr | VILLA PARK | Orange County Switch Ctr
BLOCKER | 01816 | 16KV | WALTERIA | WALTERIA | WALTERIA | 2219284 | 5233 | 44 | LA FRESA | El Nido Switch Center | LA FRESA | El Nido Switch Center
BLOODSTONE | 01815 | 4KV | TOPAZ | TOPAZ | TOPAZ | 2219370 | 5268 | 44 | LA FRESA | El Nido Switch Center | LA FRESA | El Nido Switch Center
BLOSSOM | 01820 | 16KV | VICTORIA | VICTORIA | VICTORIA | 2214608 | 5232 | 44 | LA FRESA | El Nido Switch Center | LA FRESA | El Nido Switch Center
BLOW SAND | 01822 | 12KV | DESERT OUTPOST | DESERT_OUTPOST | DESERT_OUTPOST | 2215960 | 8136 | 79 | DEVERS | Devers Switch Center | DEVERS | Devers Switch Center
BLOWER | 01821 | 12KV | MOBILOIL | MOBILOIL | MOBILOIL | 2212312 | 5229 | 44 | LA FRESA | El Nido Switch Center | LA FRESA | El Nido Switch Center
BLUE | 01838 | 12KV | ORANGE | ORANGE | ORANGE | 2220224 | 5843 | 29 | VILLA PARK | Orange County Switch Ctr | VILLA PARK | Orange County Switch Ctr
BLUE CREST | 01831 | 4KV | PEREZ | PEREZ | PEREZ | 2216084 | 8263 | 34 | MIRA LOMA | Mira Loma Switch Center | MIRA LOMA | Mira Loma Switch Center
BLUE CUT | 01832 | 12KV | BLUE CUT P.T. | NotFound | NotFound | 2121597 | 7068 | 30 | NotFound | NotFound | NotFound | NotFound
BLUE RIDGE | 01842 | 2.4KV | BLUE RIDGE P.T. | NotFound | NotFound | 2121995 | 7073 | 73 | NotFound | NotFound | NotFound | NotFound
BLUE SKIES | 01843 | 4.8KV | THUNDERBIRD | THUNDERBIRD | THUNDERBIRD | 2216068 | 8251 | 79 | DEVERS | Devers Switch Center | DEVERS | Devers Switch Center
BLUEBERRY | 01839 | 12KV | CITRUS | CITRUS | CITRUS | 2212194 | 5185 | 26 | RIO HONDO | Mesa Switch Center | RIO HONDO | Mesa Switch Center
BLUEFIELD | 01835 | 12KV | LA MIRADA | LA_MIRADA | LA_MIRADA | 2220206 | 5834 | 47 | DEL AMO | Lighthipe Switch Center | DEL AMO | Lighthipe Switch Center
BLUEGILL | 01837 | 16KV | EL NIDO | EL_NIDO | EL_NIDO | 2218582 | 5023 | 44 | EL NIDO | El Nido Switch Center | EL NIDO | El Nido Switch Center
BLUEMOON | 01841 | 12KV | JEFFERSON | JEFFERSON | JEFFERSON | 2220744 | 8275 | 34 | MIRA LOMA | Mira Loma Switch Center | MIRA LOMA | Mira Loma Switch Center
BLUEWATER | 21056 | 16KV | WESBASIN | WESBASIN | WESBASIN | 2216206 | 8820 | 44 | EL NIDO | El Nido Switch Center | EL NIDO | El Nido Switch Center
BOA | 01848 | 16KV | NORTH OAKS | NORTH_OAKS | NORTH_OAKS | 2214980 | 5542 | 59 | SAUGUS | Vincent Switch Center | SAUGUS | Vincent Switch Center
BOAT | 01847 | 33KV | BLYTHE CITY | NotFound | NotFound | 2273807 | 8113 | 87 | NotFound | NotFound | NotFound | NotFound
BOBBER | 01851 | 12KV | BLOOMINGTON | BLOOMINGTON | BLOOMINGTON | 2217458 | 5620 | 30 | VISTA | Vista Switch Center | VISTA | Vista Switch Center
BOBBIT | 01849 | 12KV | CHASE | CHASE | CHASE | 2213010 | 5679 | 34 | MIRA LOMA | Mira Loma Switch Center | MIRA LOMA | Mira Loma Switch Center
BOBBY | 01846 | 12KV | MERCED | MERCED | MERCED | 2214522 | 5193 | 26 | WALNUT | Mira Loma Switch Center | WALNUT | Mira Loma Switch Center
BOBCAT | 01850 | 12KV | WHEATLAND | WHEATLAND | WHEATLAND | 2219524 | 5348 | 51 | VESTAL | Rector Switch Center | VESTAL | Rector Switch Center
BOBSLED | 01855 | 12KV | SKILAND | SKILAND | SKILAND | 2273798 | 2611 | 85 | INYO SCE | Control Switch Center | INYO SCE | Control Switch Center
BODKIN | 01861 | 12KV | SKYLARK | SKYLARK | SKYLARK | 2220574 | 8088 | 88 | VALLEY | Valley Switch Center | VALLEY | Valley Switch Center
BOEING | 01865 | 16KV | LENNOX | LENNOX | LENNOX | 2216886 | 5213 | 44 | EL NIDO | El Nido Switch Center | EL NIDO | El Nido Switch Center
BOGART | 01869 | 16KV | MOVIE | MOVIE | MOVIE | 2215464 | 5798 | 42 | EL NIDO | El Nido Switch Center | EL NIDO | El Nido Switch Center
BOGEY | 01871 | 12KV | DEFRAIN | DEFRAIN | DEFRAIN | 2215990 | 8162 | 87 | BLYTHE WALC | Devers Switch Center | BLYTHE WALC | Devers Switch Center
BOHEMIA | 01873 | 12KV | JEFFERSON | JEFFERSON | JEFFERSON | 2220744 | 8275 | 34 | MIRA LOMA | Mira Loma Switch Center | MIRA LOMA | Mira Loma Switch Center
BOISE | 01876 | 12KV | SAVAGE | SAVAGE | SAVAGE | 2220412 | 8020 | 73 | VICTOR | Lugo Switch Center | VICTOR | Lugo Switch Center
BOLAND | 01880 | 4KV | FREMONT | FREMONT | FREMONT | 2217610 | 5720 | 32 | LIGHTHIPE | Lighthipe Switch Center | LIGHTHIPE | Lighthipe Switch Center
BOLIVIA | 01895 | 12KV | ELY | ELY | ELY | 2213258 | 5819 | 48 | BARRE | Orange County Switch Ctr | BARRE | Orange County Switch Ctr
BOLLERO | 01891 | 12KV | CORONA | CORONA | CORONA | 2220750 | 8279 | 34 | MIRA LOMA | Mira Loma Switch Center | MIRA LOMA | Mira Loma Switch Center
BOLOR | 01894 | 12KV | ALDER | ALDER | ALDER | 2213000 | 5672 | 30 | ETIWANDA | Vista Switch Center | ETIWANDA | Vista Switch Center
BOLTON | 01893 | 16KV | JERSEY | JERSEY | JERSEY | 2215406 | 5776 | 32 | LIGHTHIPE | Lighthipe Switch Center | LIGHTHIPE | Lighthipe Switch Center
BOMBARDIER | 01896 | 12KV | EISENHOWER | EISENHOWER | EISENHOWER | 2213648 | 8098 | 79 | DEVERS | Devers Switch Center | DEVERS | Devers Switch Center
BOMBAY | 01897 | 12KV | BLOOMINGTON | BLOOMINGTON | BLOOMINGTON | 2217458 | 5620 | 30 | VISTA | Vista Switch Center | VISTA | Vista Switch Center
BONANZA | 01898 | 12KV | KERNVILLE | KERNVILLE | KERNVILLE | 2219534 | 5356 | 53 | VESTAL | Rector Switch Center | VESTAL | Rector Switch Center
BOND | 01900 | 12KV | WATSON | WATSON | WATSON | 2215372 | 5758 | 32 | HINSON | Lighthipe Switch Center | HINSON | Lighthipe Switch Center
BONGE | 01902 | 12KV | NUEVO | NUEVO | NUEVO | 2220678 | 8209 | 77 | VALLEY | Valley Switch Center | VALLEY | Valley Switch Center
BONITA | 01920 | 12KV | SAN DIMAS | SAN_DIMAS | SAN_DIMAS | 2212932 | 5633 | 26 | PADUA | Mira Loma Switch Center | PADUA | Mira Loma Switch Center
BONNELL | 01910 | 4KV | TOPANGA | TOPANGA | TOPANGA | 2219310 | 5243 | 35 | MOORPARK | Ventura Switch Center | MOORPARK | Ventura Switch Center
BONNEVILLE | 01915 | 12KV | LAKEVIEW | NotFound | NotFound | 31132986 | 8056 | 77 | NotFound | NotFound | NotFound | NotFound
BONNIE | 01930 | 4KV | DUARTE | DUARTE | DUARTE | 2212128 | 5150 | 27 | RIO HONDO | Mesa Switch Center | RIO HONDO | Mesa Switch Center
BONTANIC | 01935 | 12KV | LIVE OAK | LIVE_OAK | LIVE_OAK | 2217432 | 5611 | 26 | PADUA | Mira Loma Switch Center | PADUA | Mira Loma Switch Center
BONVIEW | 01940 | 12KV | NAROD | NAROD | NAROD | 2212960 | 5648 | 34 | CHINO | Mira Loma Switch Center | CHINO | Mira Loma Switch Center
BOOK | 01945 | 33KV | TORTILLA | TORTILLA | TORTILLA | 2215806 | 8037 | 72 | ELDORADO | Eldorado Switch Center | ELDORADO | Eldorado Switch Center
BOONE | 01950 | 12KV | COLUMBINE | COLUMBINE | COLUMBINE | 2212556 | 5336 | 51 | VESTAL | Rector Switch Center | VESTAL | Rector Switch Center
BOOST 1 | 21052 | 12KV | BOOST | BOOST | BOOST | 2217606 | 5717 | 46 | DEL AMO | Lighthipe Switch Center | DEL AMO | Lighthipe Switch Center
BOOSTER | 01960 | 12KV | LINDSAY | LINDSAY | LINDSAY | 2219444 | 5317 | 51 | SPRINGVILLE | Rector Switch Center | SPRINGVILLE | Rector Switch Center
BOOTHILL | 01953 | 12KV | DIAMOND BAR | DIAMOND_BAR | DIAMOND_BAR | 2219908 | 5680 | 26 | CHINO | Mira Loma Switch Center | CHINO | Mira Loma Switch Center
BOOTLEGGER | 01954 | 12KV | ACTON | ACTON | ACTON | 2212594 | 5365 | 36 | ANTELOPE | Vincent Switch Center | ANTELOPE | Vincent Switch Center
BORBA | 01970 | 12KV | ARCHIBALD | ARCHIBALD | ARCHIBALD | 2215212 | 5659 | 34 | MIRA LOMA | Mira Loma Switch Center | MIRA LOMA | Mira Loma Switch Center
BORCHARD | 01972 | 16KV | NEWBURY | NEWBURY | NEWBURY | 2215006 | 5557 | 35 | MOORPARK | Ventura Switch Center | MOORPARK | Ventura Switch Center
BORCHERS | 01971 | 12KV | ONEILL | ONEILL | ONEILL | 2216200 | 8810 | 43 | VIEJO | Orange County Switch Ctr | VIEJO | Orange County Switch Ctr
BORDEAUX | 01979 | 12KV | PAUBA | PAUBA | PAUBA | 2220348 | 8003 | 88 | VALLEY | Valley Switch Center | VALLEY | Valley Switch Center
BORDEN | 01975 | 4KV | DITMAR | DITMAR | DITMAR | 2212364 | 5246 | 44 | LA FRESA | El Nido Switch Center | LA FRESA | El Nido Switch Center
BORDER | 01974 | 12KV | JEFFERSON | JEFFERSON | JEFFERSON | 2220744 | 8275 | 34 | MIRA LOMA | Mira Loma Switch Center | MIRA LOMA | Mira Loma Switch Center
BORG | 01973 | 12KV | WIMBLEDON | WIMBLEDON | WIMBLEDON | 2215220 | 5664 | 30 | ETIWANDA | Vista Switch Center | ETIWANDA | Vista Switch Center
BORIS | 01990 | 16KV | BANDINI | BANDINI | BANDINI | 2214362 | 5107 | 32 | LAGUNA BELL | Lighthipe Switch Center | LAGUNA BELL | Lighthipe Switch Center
BORNEO | 01976 | 12KV | MODENA | MODENA | MODENA | 2220120 | 5802 | 29 | VILLA PARK | Orange County Switch Ctr | VILLA PARK | Orange County Switch Ctr
BORT | 01980 | 12KV | SUNNYSIDE | SUNNYSIDE | SUNNYSIDE | 2217758 | 5785 | 46 | LIGHTHIPE | Lighthipe Switch Center | LIGHTHIPE | Lighthipe Switch Center
BOSCO | 02010 | 12KV | CORTEZ | CORTEZ | CORTEZ | 2214504 | 5186 | 26 | WALNUT | Mira Loma Switch Center | WALNUT | Mira Loma Switch Center
BOSTON | 02020 | 4KV | GRAHAM | GRAHAM | GRAHAM | 2215300 | 5725 | 32 | LAGUNA BELL | Lighthipe Switch Center | LAGUNA BELL | Lighthipe Switch Center
BOTTLENOSE | 02022 | 12KV | SHIP | NotFound | NotFound | 19964997 | 8832 | 46 | NotFound | NotFound | NotFound | NotFound
BOULDER | 02026 | 12KV | HIGHLAND | HIGHLAND | HIGHLAND | 2219808 | 5619 | 31 | SAN BERNARDINO | Vista Switch Center | SAN BERNARDINO | Vista Switch Center
BOULEVARD | 02030 | 4KV | LINDEN | LINDEN | LINDEN | 2217650 | 5734 | 46 | LIGHTHIPE | Lighthipe Switch Center | LIGHTHIPE | Lighthipe Switch Center
BOUQUET | 02035 | 16KV | SOLEMINT | SOLEMINT | SOLEMINT | 2219702 | 5560 | 59 | SAUGUS | Vincent Switch Center | SAUGUS | Vincent Switch Center
BOW | 02037 | 12KV | PICO | PICO | PICO | 2219974 | 5722 | 46 | HINSON | Lighthipe Switch Center | HINSON | Lighthipe Switch Center
BOWEN | 02040 | 12KV | STRATHMORE | STRATHMORE | STRATHMORE | 2217102 | 5325 | 51 | SPRINGVILLE | Rector Switch Center | SPRINGVILLE | Rector Switch Center
BOWIE | 02042 | 12KV | PIONEER | PIONEER | PIONEER | 2217978 | 5886 | 47 | CENTER | Lighthipe Switch Center | CENTER | Lighthipe Switch Center
BOWMAN | 02046 | 12KV | DOWNS | DOWNS | DOWNS | 2220624 | 8137 | 86 | KRAMER | Lugo Switch Center | KRAMER | Lugo Switch Center
BOX SPRING | 02054 | 33KV | CALECTRIC | CALECTRIC | CALECTRIC | 2218150 | 8042 | 31 | VISTA | Vista Switch Center | VISTA | Vista Switch Center
BOXCAR | 02048 | 12KV | GOLDTOWN | GOLDTOWN | GOLDTOWN | 2219596 | 5511 | 52 | ANTELOPE | Vincent Switch Center | ANTELOPE | Vincent Switch Center
BOXER | 02050 | 12KV | CENTER | CENTER | CENTER | 2211948 | 5084 | 47 | CENTER | Lighthipe Switch Center | CENTER | Lighthipe Switch Center
BOYALTA | 02064 | 12KV | LAYFAIR | LAYFAIR | LAYFAIR | 2217522 | 5645 | 26 | PADUA | Mira Loma Switch Center | PADUA | Mira Loma Switch Center
BOYD | 02070 | 12KV | STADIUM | STADIUM | STADIUM | 2213204 | 5796 | 46 | ALAMITOS | Lighthipe Switch Center | ALAMITOS | Lighthipe Switch Center
BOYER | 02060 | 12KV | SUNNYSIDE | SUNNYSIDE | SUNNYSIDE | 2217758 | 5785 | 46 | LIGHTHIPE | Lighthipe Switch Center | LIGHTHIPE | Lighthipe Switch Center
BOYLE | 02080 | 4KV | FRUITLAND | FRUITLAND | FRUITLAND | 2213070 | 5718 | 32 | LAGUNA BELL | Lighthipe Switch Center | LAGUNA BELL | Lighthipe Switch Center
BOYNTON | 02086 | 12KV | CUCAMONGA | CUCAMONGA | CUCAMONGA | 2219902 | 5677 | 34 | PADUA | Mira Loma Switch Center | PADUA | Mira Loma Switch Center
BOYSEN | 02094 | 12KV | VILLA PARK | VILLA_PARK | VILLA_PARK | 2216586 | 5082 | 29 | VILLA PARK | Orange County Switch Ctr | VILLA PARK | Orange County Switch Ctr
BRACKETT | 02100 | 12KV | LAYFAIR | LAYFAIR | LAYFAIR | 2217522 | 5645 | 26 | PADUA | Mira Loma Switch Center | PADUA | Mira Loma Switch Center
BRADLEY | 02120 | 12KV | NEWCOMB | NEWCOMB | NEWCOMB | 2218460 | 8342 | 77 | VALLEY | Valley Switch Center | VALLEY | Valley Switch Center
BRADSHAW | 02125 | 12KV | DEL AMO | NotFound | NotFound | 26954908 | 5075 | 46 | NotFound | NotFound | NotFound | NotFound
BRAEBURN | 02130 | 4KV | ALLEN | ALLEN | ALLEN | 2216668 | 5102 | 27 | MESA | Mesa Switch Center | MESA | Mesa Switch Center
BRAEMER | 02185 | 4KV | PLAYA | PLAYA | PLAYA | 2212780 | 5565 | 49 | GOLETA | Ventura Switch Center | GOLETA | Ventura Switch Center
BRAGDON | 02132 | 12KV | HARVARD | HARVARD | HARVARD | 2213698 | 8161 | 72 | ELDORADO | Eldorado Switch Center | ELDORADO | Eldorado Switch Center
BRAHMA | 02134 | 12KV | BOVINE | BOVINE | BOVINE | 2213188 | 5788 | 46 | DEL AMO | Lighthipe Switch Center | DEL AMO | Lighthipe Switch Center
BRAKEBILL | 02135 | 12KV | LUCAS | LUCAS | LUCAS | 2220062 | 5771 | 46 | DEL AMO | Lighthipe Switch Center | DEL AMO | Lighthipe Switch Center
BRAKEMAN | 02136 | 12KV | RAILROAD | RAILROAD | RAILROAD | 2216842 | 5196 | 26 | WALNUT | Mira Loma Switch Center | WALNUT | Mira Loma Switch Center
BRAMBLE | 02138 | 16KV | TORRANCE | TORRANCE | TORRANCE | 2212418 | 5269 | 44 | LA FRESA | El Nido Switch Center | LA FRESA | El Nido Switch Center
BRAND | 02140 | 16KV | SANTA SUSANA | SANTA_SUSANA | SANTA_SUSANA | 2214960 | 5532 | 35 | SAUGUS | Vincent Switch Center | SAUGUS | Vincent Switch Center
BRASHEARS | 02145 | 12KV | FULLERTON | FULLERTON | FULLERTON | 2217840 | 5822 | 48 | BARRE | Orange County Switch Ctr | BARRE | Orange County Switch Ctr
BRAUN | 02150 | 16KV | ALHAMBRA | ALHAMBRA | ALHAMBRA | 2218972 | 5101 | 22 | EAGLE ROCK | Mesa Switch Center | EAGLE ROCK | Mesa Switch Center
BRAVES | 02155 | 12KV | SHAWNEE | SHAWNEE | SHAWNEE | 2213352 | 5869 | 33 | BARRE | Orange County Switch Ctr | BARRE | Orange County Switch Ctr
BRAVON | 02161 | 12KV | ARCHIBALD | ARCHIBALD | ARCHIBALD | 2215212 | 5659 | 34 | MIRA LOMA | Mira Loma Switch Center | MIRA LOMA | Mira Loma Switch Center
BRAYTON | 02170 | 4KV | BOWL | BOWL | BOWL | 2219942 | 5708 | 46 | HINSON | Lighthipe Switch Center | HINSON | Lighthipe Switch Center
BRAZIL | 02180 | 12KV | BRYAN | BRYAN | BRYAN | 2215480 | 5808 | 29 | VILLA PARK | Orange County Switch Ctr | VILLA PARK | Orange County Switch Ctr
BREAKWATER | 02182 | 12KV | DRYDEN P.T. | DRYDEN P.T. | DRYDEN P.T. | 2123113 | 7181 | 88 | VALLEY | Valley Switch Center | VALLEY | Valley Switch Center
BREN | 02189 | 12KV | MERCED | MERCED | MERCED | 2214522 | 5193 | 26 | WALNUT | Mira Loma Switch Center | WALNUT | Mira Loma Switch Center
BRENNAN | 02191 | 16KV | MOORPARK | MOORPARK | MOORPARK | 2211770 | 5056 | 35 | MOORPARK | Ventura Switch Center | MOORPARK | Ventura Switch Center
BRENT | 02190 | 4KV | GARFIELD | GARFIELD | GARFIELD | 2219022 | 5121 | 27 | MESA | Mesa Switch Center | MESA | Mesa Switch Center
BRETHREN | 02192 | 12KV | LOS CERRITOS | LOS_CERRITOS | LOS_CERRITOS | 2217660 | 5738 | 46 | HINSON | Lighthipe Switch Center | HINSON | Lighthipe Switch Center
BRETING | 02194 | 12KV | ATWOOD | ATWOOD | ATWOOD | 2215470 | 5804 | 48 | VILLA PARK | Orange County Switch Ctr | VILLA PARK | Orange County Switch Ctr
BREWER | 02197 | 12KV | MIRA LOMA | MIRA_LOMA | MIRA_LOMA | 2214212 | 5069 | 34 | MIRA LOMA | Mira Loma Switch Center | MIRA LOMA | Mira Loma Switch Center
BRICKYARD | 02200 | 16KV | BANDINI | BANDINI | BANDINI | 2214362 | 5107 | 32 | LAGUNA BELL | Lighthipe Switch Center | LAGUNA BELL | Lighthipe Switch Center
BRIDE | 02204 | 12KV | LA HABRA | LA_HABRA | LA_HABRA | 2215550 | 5832 | 48 | OLINDA | Orange County Switch Ctr | OLINDA | Orange County Switch Ctr
BRIDLE | 02210 | 4KV | STIRRUP | STIRRUP | STIRRUP | 2217006 | 5259 | 44 | LA FRESA | El Nido Switch Center | LA FRESA | El Nido Switch Center
BRINE | 02243 | 12KV | NEPTUNE | NEPTUNE | NEPTUNE | 2220082 | 5781 | 32 | HINSON | Lighthipe Switch Center | HINSON | Lighthipe Switch Center
BRINK | 02245 | 12KV | PICO | PICO | PICO | 2219974 | 5722 | 46 | HINSON | Lighthipe Switch Center | HINSON | Lighthipe Switch Center
BRINKLEY | 02246 | 12KV | MODEL P.T. | MODEL P.T. | MODEL P.T. | 2125654 | 7537 | 77 | VALLEY | Valley Switch Center | VALLEY | Valley Switch Center
BRITTAN | 02250 | 12KV | SULLIVAN | SULLIVAN | SULLIVAN | 2213338 | 5862 | 29 | ELLIS | Orange County Switch Ctr | ELLIS | Orange County Switch Ctr
BRITTLE BUSH | 02255 | 12KV | CALCITY | CALCITY | CALCITY | 2213674 | 8132 | 86 | KRAMER | Lugo Switch Center | KRAMER | Lugo Switch Center
BROADCAST | 02261 | 33KV | GOULD | GOULD | GOULD | 2213972 | 5015 | 27 | GOULD | Mesa Switch Center | GOULD | Mesa Switch Center
BROADCOM | 02262 | 4KV | BROADCOM P.T. | BROADCOM P.T. | BROADCOM P.T. | 2122012 | 7080 | 29 | JOHANNA | Orange County Switch Ctr | JOHANNA | Orange County Switch Ctr
BRONCO | 02280 | 12KV | NARROWS | NARROWS | NARROWS | 2220218 | 5838 | 22 | MESA | Mesa Switch Center | MESA | Mesa Switch Center
BROOKHILL | 02285 | 4KV | SHARON | SHARON | SHARON | 2212168 | 5173 | 27 | GOULD | Mesa Switch Center | GOULD | Mesa Switch Center
BROOKINGS | 02290 | 4KV | BROOKINGS P.T. | BROOKINGS P.T. | BROOKINGS P.T. | 2122021 | 7086 | 40 | VISTA | Vista Switch Center | VISTA | Vista Switch Center
BROOKLINE | 02295 | 16KV | RUSH | RUSH | RUSH | 2212060 | 5116 | 22 | MESA | Mesa Switch Center | MESA | Mesa Switch Center
BROOKLYN | 02270 | 4KV | BELVEDERE | BELVEDERE | BELVEDERE | 2219012 | 5114 | 22 | MESA | Mesa Switch Center | MESA | Mesa Switch Center
BROOKS | 13880 | 4KV | AMADOR | AMADOR | AMADOR | 2214462 | 5161 | 22 | RIO HONDO | Mesa Switch Center | RIO HONDO | Mesa Switch Center
BROOKSIDE | 02300 | 4KV | REDLANDS | REDLANDS | REDLANDS | 2217488 | 5629 | 31 | SAN BERNARDINO | Vista Switch Center | SAN BERNARDINO | Vista Switch Center
BROOME | 02310 | 16KV | COLONIA | COLONIA | COLONIA | 2219578 | 5505 | 39 | SANTA CLARA | Ventura Switch Center | SANTA CLARA | Ventura Switch Center
BROTHERTON | 02313 | 12KV | CORONA | CORONA | CORONA | 2220750 | 8279 | 34 | MIRA LOMA | Mira Loma Switch Center | MIRA LOMA | Mira Loma Switch Center
BROWN | 02315 | 4KV | BROWN P.T. | BROWN P.T. | BROWN P.T. | 2121641 | 7088 | 72 | VICTOR | Lugo Switch Center | VICTOR | Lugo Switch Center
BRUCE PARK | 02318 | 4.8KV | BLYTHE CITY | NotFound | NotFound | 2215936 | 8113 | 87 | NotFound | NotFound | NotFound | NotFound
BRUCITE | 02319 | 12KV | VICTOR | VICTOR | VICTOR | 2220516 | 8049 | 73 | VICTOR | Lugo Switch Center | VICTOR | Lugo Switch Center
BRUMFIELD | 02321 | 12KV | AULD | AULD | AULD | 2213470 | 8018 | 88 | VALLEY | Valley Switch Center | VALLEY | Valley Switch Center
BRUNNER | 02320 | 4KV | ALHAMBRA | ALHAMBRA | ALHAMBRA | 2216666 | 5101 | 22 | EAGLE ROCK | Mesa Switch Center | EAGLE ROCK | Mesa Switch Center
BRUNO | 02323 | 12KV | PADUA | PADUA | PADUA | 2216446 | 5060 | 34 | PADUA | Mira Loma Switch Center | PADUA | Mira Loma Switch Center
BRUTTE | 02324 | 12KV | MAXWELL | MAXWELL | MAXWELL | 2218074 | 8019 | 77 | VALLEY | Valley Switch Center | VALLEY | Valley Switch Center
BRYANT | 02330 | 16KV | LA FRESA | LA_FRESA | LA_FRESA | 2211620 | 5021 | 44 | LA FRESA | El Nido Switch Center | LA FRESA | El Nido Switch Center
BRYCE | 02331 | 16KV | AMADOR | AMADOR | AMADOR | 2212150 | 5161 | 22 | RIO HONDO | Mesa Switch Center | RIO HONDO | Mesa Switch Center
BRYDON | 02340 | 12KV | SAN DIMAS | SAN_DIMAS | SAN_DIMAS | 2212932 | 5633 | 26 | PADUA | Mira Loma Switch Center | PADUA | Mira Loma Switch Center
BRYN MAWR | 02350 | 12KV | REDLANDS | REDLANDS | REDLANDS | 2215146 | 5629 | 31 | SAN BERNARDINO | Vista Switch Center | SAN BERNARDINO | Vista Switch Center
BUCK | 02358 | 12KV | LA MIRADA | LA_MIRADA | LA_MIRADA | 2220206 | 5834 | 47 | DEL AMO | Lighthipe Switch Center | DEL AMO | Lighthipe Switch Center
BUCKAROO | 02355 | 16KV | GONZALES | GONZALES | GONZALES | 2212826 | 5587 | 39 | SANTA CLARA | Ventura Switch Center | SANTA CLARA | Ventura Switch Center
BUCKBOARD | 02361 | 12KV | IVYGLEN | IVYGLEN | IVYGLEN | 2220540 | 8073 | 88 | VALLEY | Valley Switch Center | VALLEY | Valley Switch Center
BUCKHORN | 02360 | 16KV | FILLMORE | FILLMORE | FILLMORE | 2219592 | 5510 | 39 | SAUGUS | Vincent Switch Center | SAUGUS | Vincent Switch Center
BUCKNER | 02362 | 16KV | ROYAL | ROYAL | ROYAL | 2212820 | 5580 | 35 | MOORPARK | Ventura Switch Center | MOORPARK | Ventura Switch Center
BUCKTHORN | 02367 | 12KV | HESPERIA | HESPERIA | HESPERIA | 2218228 | 8087 | 73 | VICTOR | Lugo Switch Center | VICTOR | Lugo Switch Center
BUDD | 02370 | 12KV | PIXLEY | PIXLEY | PIXLEY | 2219454 | 5321 | 51 | VESTAL | Rector Switch Center | VESTAL | Rector Switch Center
BUDLONG | 02380 | 4KV | HOWARD | HOWARD | HOWARD | 2216880 | 5210 | 44 | LA FRESA | El Nido Switch Center | LA FRESA | El Nido Switch Center
BUFFALO | 02400 | 12KV | CENTER | CENTER | CENTER | 2211948 | 5084 | 47 | CENTER | Lighthipe Switch Center | CENTER | Lighthipe Switch Center
BUFFER | 02390 | 16KV | CHATSWORTH | CHATSWORTH | CHATSWORTH | 2217324 | 5555 | 35 | MOORPARK | Ventura Switch Center | MOORPARK | Ventura Switch Center
BUFORD | 02395 | 12KV | GREENING | GREENING | GREENING | 2213198 | 5791 | 46 | DEL AMO | Lighthipe Switch Center | DEL AMO | Lighthipe Switch Center
BUG | 02403 | 33KV | GALE | GALE | GALE | 2216094 | 8283 | 72 | ELDORADO | Eldorado Switch Center | ELDORADO | Eldorado Switch Center
BULDGE | 02408 | 12KV | EISENHOWER | EISENHOWER | EISENHOWER | 2213648 | 8098 | 79 | DEVERS | Devers Switch Center | DEVERS | Devers Switch Center
BULLDOG | 02409 | 12KV | MOULTON | MOULTON | MOULTON | 2215582 | 5845 | 43 | SANTIAGO | Orange County Switch Ctr | SANTIAGO | Orange County Switch Ctr
BULLETIN | 02410 | 4KV | POMONA | POMONA | POMONA | 2217476 | 5627 | 26 | CHINO | Mira Loma Switch Center | CHINO | Mira Loma Switch Center
BULLHEAD | 00328 | 12KV | TRITON | NotFound | NotFound | 14536985 | 5095 | 88 | NotFound | NotFound | NotFound | NotFound
BULLOCKS | 02420 | 12KV | SULLIVAN | SULLIVAN | SULLIVAN | 2213338 | 5862 | 29 | ELLIS | Orange County Switch Ctr | ELLIS | Orange County Switch Ctr
BULLPUP | 02421 | 12KV | MASCOT | NotFound | NotFound | 14536997 | 5375 | 51 | NotFound | NotFound | NotFound | NotFound
BUNDY | 02422 | 12KV | SKYLARK | SKYLARK | SKYLARK | 2220574 | 8088 | 88 | VALLEY | Valley Switch Center | VALLEY | Valley Switch Center
BUNGALOW | 02424 | 16KV | SEPULVEDA | SEPULVEDA | SEPULVEDA | 2212248 | 5207 | 44 | EL NIDO | El Nido Switch Center | EL NIDO | El Nido Switch Center
BUNNY | 02426 | 16KV | BEVERLY | BEVERLY | BEVERLY | 2216848 | 5201 | 42 | LA CIENEGA | El Nido Switch Center | LA CIENEGA | El Nido Switch Center
BURDICK | 02430 | 4KV | GANESHA | GANESHA | GANESHA | 2212888 | 5617 | 26 | CHINO | Mira Loma Switch Center | CHINO | Mira Loma Switch Center
BURGER | 02450 | 4KV | BICKNELL | BICKNELL | BICKNELL | 2216692 | 5109 | 22 | MESA | Mesa Switch Center | MESA | Mesa Switch Center
BURGUNDY | 02435 | 12KV | PEPPER | PEPPER | PEPPER | 2215752 | 8021 | 30 | VISTA | Vista Switch Center | VISTA | Vista Switch Center
BURKETT | 02457 | 4KV | HOLIDAY | HOLIDAY | HOLIDAY | 2220676 | 8207 | 79 | DEVERS | Devers Switch Center | DEVERS | Devers Switch Center
BURLEIGH | 02460 | 4KV | YUKON | YUKON | YUKON | 2214644 | 5241 | 44 | LA FRESA | El Nido Switch Center | LA FRESA | El Nido Switch Center
BURLESON | 02463 | 16KV | ROYAL | ROYAL | ROYAL | 2212820 | 5580 | 35 | MOORPARK | Ventura Switch Center | MOORPARK | Ventura Switch Center
BURMA | 02470 | 16KV | JERSEY | JERSEY | JERSEY | 2215406 | 5776 | 32 | LIGHTHIPE | Lighthipe Switch Center | LIGHTHIPE | Lighthipe Switch Center
BURNS | 02480 | 12KV | YUCAIPA | YUCAIPA | YUCAIPA | 2219838 | 5636 | 31 | SAN BERNARDINO | Vista Switch Center | SAN BERNARDINO | Vista Switch Center
BURNT MOUNTAIN | 02485 | 12KV | YUCCA | YUCCA | YUCCA | 2213486 | 8022 | 84 | DEVERS | Devers Switch Center | DEVERS | Devers Switch Center
BURPIT 1 | 21069 | 4KV | BURRIS PIT (BURPIT) | BURRIS_PIT_(BURPIT) | BURRIS_PIT_(BURPIT) | 2217970 | 5884 | 29 | VILLA PARK | Orange County Switch Ctr | VILLA PARK | Orange County Switch Ctr
BURR | 02490 | 12KV | LINDSAY | LINDSAY | LINDSAY | 2219444 | 5317 | 51 | SPRINGVILLE | Rector Switch Center | SPRINGVILLE | Rector Switch Center
BURRIS | 02500 | 12KV | HANFORD | HANFORD | HANFORD | 2219430 | 5310 | 51 | RECTOR | Rector Switch Center | RECTOR | Rector Switch Center
BURRITO | 02501 | 12KV | TORTILLA | TORTILLA | TORTILLA | 2213542 | 8037 | 72 | ELDORADO | Eldorado Switch Center | ELDORADO | Eldorado Switch Center
BURROUGHS | 02503 | 4.8KV | RIDGECREST | RIDGECREST | RIDGECREST | 2216052 | 8226 | 86 | KRAMER | Lugo Switch Center | KRAMER | Lugo Switch Center
BURTON | 02510 | 12KV | PORTERVILLE | PORTERVILLE | PORTERVILLE | 2212530 | 5323 | 51 | SPRINGVILLE | Rector Switch Center | SPRINGVILLE | Rector Switch Center
BURUM | 02520 | 12KV | MARIPOSA | MARIPOSA | MARIPOSA | 2212514 | 5319 | 51 | VESTAL | Rector Switch Center | VESTAL | Rector Switch Center
BURWOOD | 02525 | 12KV | SAVAGE | SAVAGE | SAVAGE | 2220412 | 8020 | 73 | VICTOR | Lugo Switch Center | VICTOR | Lugo Switch Center
BUSH | 02530 | 12KV | RECTOR | RECTOR | RECTOR | 2216322 | 5033 | 51 | RECTOR | Rector Switch Center | RECTOR | Rector Switch Center
BUSHARD | 02531 | 12KV | OCEANVIEW | OCEANVIEW | OCEANVIEW | 2215576 | 5842 | 33 | ELLIS | Orange County Switch Ctr | ELLIS | Orange County Switch Ctr
BUSINESS | 02533 | 4KV | EAST BARSTOW | EAST_BARSTOW | EAST_BARSTOW | 2213684 | 8140 | 72 | KRAMER | Lugo Switch Center | KRAMER | Lugo Switch Center
BUTANE | 02540 | 16KV | SEPULVEDA | SEPULVEDA | SEPULVEDA | 2212248 | 5207 | 44 | EL NIDO | El Nido Switch Center | EL NIDO | El Nido Switch Center
BUTLER | 02550 | 12KV | CARMENITA | CARMENITA | CARMENITA | 2217816 | 5814 | 47 | DEL AMO | Lighthipe Switch Center | DEL AMO | Lighthipe Switch Center
BUTTE | 02560 | 12KV | ROSAMOND | ROSAMOND | ROSAMOND | 2217298 | 5541 | 36 | ANTELOPE | Vincent Switch Center | ANTELOPE | Vincent Switch Center
BUTTERFIELD | 02562 | 12KV | SOQUEL | SOQUEL | SOQUEL | 2215254 | 5686 | 34 | CHINO | Mira Loma Switch Center | CHINO | Mira Loma Switch Center
BUTTERNUT | 02568 | 12KV | CHESTNUT | CHESTNUT | CHESTNUT | 2215608 | 5861 | 29 | JOHANNA | Orange County Switch Ctr | JOHANNA | Orange County Switch Ctr
BYER | 02569 | 16KV | THOUSAND OAKS | THOUSAND_OAKS | THOUSAND_OAKS | 2212798 | 5569 | 35 | MOORPARK | Ventura Switch Center | MOORPARK | Ventura Switch Center
BYRON | 02570 | 4KV | STODDARD | STODDARD | STODDARD | 2215156 | 5632 | 31 | SAN BERNARDINO | Vista Switch Center | SAN BERNARDINO | Vista Switch Center
C B S | 03210 | 12KV | DELANO | DELANO | DELANO | 2219412 | 5305 | 51 | VESTAL | Rector Switch Center | VESTAL | Rector Switch Center
CABALLEROS | 02576 | 4KV | HOLIDAY | HOLIDAY | HOLIDAY | 2220676 | 8207 | 79 | DEVERS | Devers Switch Center | DEVERS | Devers Switch Center
CABANA | 02577 | 12KV | BAIN | BAIN | BAIN | 2212972 | 5656 | 30 | MIRA LOMA | Mira Loma Switch Center | MIRA LOMA | Mira Loma Switch Center
CABERNET | 02578 | 12KV | PEPPER | PEPPER | PEPPER | 2215752 | 8021 | 30 | VISTA | Vista Switch Center | VISTA | Vista Switch Center
CABLE | 02579 | 12KV | SAN ANTONIO | SAN_ANTONIO | SAN_ANTONIO | 2219828 | 5631 | 34 | PADUA | Mira Loma Switch Center | PADUA | Mira Loma Switch Center
CABOOSE | 02584 | 12KV | RAILROAD | RAILROAD | RAILROAD | 2216842 | 5196 | 26 | WALNUT | Mira Loma Switch Center | WALNUT | Mira Loma Switch Center
CABRILLO | 02580 | 4KV | MADRID | MADRID | MADRID | 2212274 | 5215 | 44 | LA FRESA | El Nido Switch Center | LA FRESA | El Nido Switch Center
CACHUMA | 02595 | 16KV | VEGAS | VEGAS | VEGAS | 2212802 | 5570 | 49 | GOLETA | Ventura Switch Center | GOLETA | Ventura Switch Center
CACTUS | 02600 | 12KV | COLTON | COLTON | COLTON | 2212868 | 5610 | 31 | VISTA | Vista Switch Center | VISTA | Vista Switch Center
CADBURY | 02610 | 4KV | WESTGATE | WESTGATE | WESTGATE | 2215666 | 5888 | 22 | MESA | Mesa Switch Center | MESA | Mesa Switch Center
CADDY | 02615 | 12KV | GILBERT | GILBERT | GILBERT | 2220202 | 5833 | 48 | BARRE | Orange County Switch Ctr | BARRE | Orange County Switch Ctr
CADENA | 02619 | 16KV | POTRERO | POTRERO | POTRERO | 2219760 | 5597 | 35 | MOORPARK | Ventura Switch Center | MOORPARK | Ventura Switch Center
CADILLAC | 02605 | 12KV | NARROWS | NARROWS | NARROWS | 2220218 | 5838 | 22 | MESA | Mesa Switch Center | MESA | Mesa Switch Center
CADIZ | 02620 | 4KV | NEWMARK | NEWMARK | NEWMARK | 2212100 | 5136 | 22 | MESA | Mesa Switch Center | MESA | Mesa Switch Center
CADMIUM | 02617 | 12KV | CAMDEN | CAMDEN | CAMDEN | 2220184 | 5826 | 29 | JOHANNA | Orange County Switch Ctr | JOHANNA | Orange County Switch Ctr
CADWAY | 02623 | 16KV | WAKEFIELD | WAKEFIELD | WAKEFIELD | 2219736 | 5579 | 39 | SANTA CLARA | Ventura Switch Center | SANTA CLARA | Ventura Switch Center
CAESAR | 02632 | 16KV | HASKELL | HASKELL | HASKELL | 2217404 | 5594 | 59 | SAUGUS | Vincent Switch Center | SAUGUS | Vincent Switch Center
CAFE | 02633 | 12KV | COFFEE | COFFEE | COFFEE | 2220662 | 8171 | 79 | DEVERS | Devers Switch Center | DEVERS | Devers Switch Center
CAGLI | 02626 | 12KV | PADUA | PADUA | PADUA | 2216446 | 5060 | 34 | PADUA | Mira Loma Switch Center | PADUA | Mira Loma Switch Center
CAGNEY | 02628 | 16KV | MOVIE | MOVIE | MOVIE | 2215464 | 5798 | 42 | EL NIDO | El Nido Switch Center | EL NIDO | El Nido Switch Center
CAHUILLA | 02635 | 12KV | INDIAN WELLS | INDIAN_WELLS | INDIAN_WELLS | 2218478 | 8345 | 79 | DEVERS | Devers Switch Center | DEVERS | Devers Switch Center
CAIN RANCH | 02637 | 12KV | CAIN RANCH P.T. | NotFound | NotFound | 2276783 | 7175 | 85 | NotFound | NotFound | NotFound | NotFound
CAIRNS | 02640 | 12KV | LINDSAY | LINDSAY | LINDSAY | 2219444 | 5317 | 51 | SPRINGVILLE | Rector Switch Center | SPRINGVILLE | Rector Switch Center
CAJON | 02650 | 4KV | REDLANDS | REDLANDS | REDLANDS | 2217488 | 5629 | 31 | SAN BERNARDINO | Vista Switch Center | SAN BERNARDINO | Vista Switch Center
CAL BAKE | 02663 | 33KV | BAKER | BAKER | BAKER | 2215764 | 8025 | 72 | ELDORADO | Eldorado Switch Center | ELDORADO | Eldorado Switch Center
CAL POLY | 02745 | 12KV | LAYFAIR | LAYFAIR | LAYFAIR | 2217522 | 5645 | 26 | PADUA | Mira Loma Switch Center | PADUA | Mira Loma Switch Center
CAL STRIP | 02750 | 16KV | LAGUNA BELL | LAGUNA_BELL | LAGUNA_BELL | 2216554 | 5074 | 32 | LAGUNA BELL | Lighthipe Switch Center | LAGUNA BELL | Lighthipe Switch Center
CALABASAS | 02660 | 16KV | VALDEZ | VALDEZ | VALDEZ | 2212338 | 5236 | 35 | MOORPARK | Ventura Switch Center | MOORPARK | Ventura Switch Center
CALABASH | 02658 | 12KV | DECLEZ | DECLEZ | DECLEZ | 2219794 | 5615 | 30 | ETIWANDA | Vista Switch Center | ETIWANDA | Vista Switch Center
CALAMAR | 02662 | 12KV | CALAMAR P.T. | CALAMAR P.T. | CALAMAR P.T. | 2122589 | 7131 | 88 | VALLEY | Valley Switch Center | VALLEY | Valley Switch Center
CALAREST | 02652 | 4KV | BEVERLY | BEVERLY | BEVERLY | 2219196 | 5201 | 42 | LA CIENEGA | El Nido Switch Center | LA CIENEGA | El Nido Switch Center
CALCADIA | 02664 | 12KV | CALCADIA P.T. | CALCADIA P.T. | CALCADIA P.T. | 2122064 | 7113 | 72 | ELDORADO | Eldorado Switch Center | ELDORADO | Eldorado Switch Center
CALCIUM | 02667 | 12KV | LIMESTONE | LIMESTONE | LIMESTONE | 2220828 | 8804 | 43 | VIEJO | Orange County Switch Ctr | VIEJO | Orange County Switch Ctr
CALDWELL | 02670 | 12KV | VISALIA | VISALIA | VISALIA | 2212548 | 5331 | 51 | RECTOR | Rector Switch Center | RECTOR | Rector Switch Center
CALGROVE | 02674 | 16KV | NEWHALL | NEWHALL | NEWHALL | 2217376 | 5576 | 59 | SAUGUS | Vincent Switch Center | SAUGUS | Vincent Switch Center
CALIBER | 02671 | 12KV | PALMDALE | PALMDALE | PALMDALE | 2212778 | 5564 | 36 | ANTELOPE | Vincent Switch Center | ANTELOPE | Vincent Switch Center
CALICO | 02676 | 12KV | SULLIVAN | SULLIVAN | SULLIVAN | 2213338 | 5862 | 29 | ELLIS | Orange County Switch Ctr | ELLIS | Orange County Switch Ctr
CALIENTE | 02680 | 12KV | CUMMINGS | CUMMINGS | CUMMINGS | 2214840 | 5357 | 52 | ANTELOPE | Vincent Switch Center | ANTELOPE | Vincent Switch Center
CALIFORNIA | 02690 | 12KV | CHASE | CHASE | CHASE | 2213010 | 5679 | 34 | MIRA LOMA | Mira Loma Switch Center | MIRA LOMA | Mira Loma Switch Center
CALIMESA | 02710 | 12KV | YUCAIPA | YUCAIPA | YUCAIPA | 2219838 | 5636 | 31 | SAN BERNARDINO | Vista Switch Center | SAN BERNARDINO | Vista Switch Center
CALLA | 02727 | 12KV | BARRE | BARRE | BARRE | 2218876 | 5081 | 48 | BARRE | Orange County Switch Ctr | BARRE | Orange County Switch Ctr
CALLAND | 02728 | 12KV | HEMET | HEMET | HEMET | 2220650 | 8164 | 77 | VALLEY | Valley Switch Center | VALLEY | Valley Switch Center
CALLAWAY | 02729 | 12KV | MORAGA | MORAGA | MORAGA | 2213880 | 8348 | 88 | VALLEY | Valley Switch Center | VALLEY | Valley Switch Center
CALLI VALLI | 02720 | 12KV | LITTLE ROCK | LITTLE_ROCK | LITTLE_ROCK | 2212664 | 5518 | 36 | ANTELOPE | Vincent Switch Center | ANTELOPE | Vincent Switch Center
CALLISON | 02730 | 12KV | TIPTON | TIPTON | TIPTON | 2214782 | 5327 | 51 | null | null | null | null
CALM | 02735 | 12KV | NEPTUNE | NEPTUNE | NEPTUNE | 2220082 | 5781 | 32 | HINSON | Lighthipe Switch Center | HINSON | Lighthipe Switch Center
CALMEN | 02740 | 12KV | CHINO | CHINO | CHINO | 2214174 | 5062 | 34 | CHINO | Mira Loma Switch Center | CHINO | Mira Loma Switch Center
CALOL | 02744 | 12KV | WAVE | WAVE | WAVE | 2213280 | 5828 | 33 | ELLIS | Orange County Switch Ctr | ELLIS | Orange County Switch Ctr
CALORA | 02747 | 12KV | SAN DIMAS | SAN_DIMAS | SAN_DIMAS | 2212932 | 5633 | 26 | PADUA | Mira Loma Switch Center | PADUA | Mira Loma Switch Center
CALSPAR | 02755 | 12KV | LIVE OAK | LIVE_OAK | LIVE_OAK | 2217432 | 5611 | 26 | PADUA | Mira Loma Switch Center | PADUA | Mira Loma Switch Center
CALSTATE | 02751 | 12KV | SHANDIN | SHANDIN | SHANDIN | 2213632 | 8093 | 31 | VISTA | Vista Switch Center | VISTA | Vista Switch Center
CALVO | 02762 | 12KV | PADUA | PADUA | PADUA | 2216446 | 5060 | 34 | PADUA | Mira Loma Switch Center | PADUA | Mira Loma Switch Center
CALYPSO | 02763 | 12KV | BASSETT | BASSETT | BASSETT | 2216816 | 5184 | 26 | WALNUT | Mira Loma Switch Center | WALNUT | Mira Loma Switch Center
CAMBRIDGE | 02768 | 12KV | MAYBERRY | MAYBERRY | MAYBERRY | 2215898 | 8089 | 77 | VALLEY | Valley Switch Center | VALLEY | Valley Switch Center
CAMELLIA | 02814 | 16KV | ANITA | ANITA | ANITA | 2216680 | 5105 | 27 | RIO HONDO | Mesa Switch Center | RIO HONDO | Mesa Switch Center
CAMEO | 02773 | 12KV | BAIN | BAIN | BAIN | 2212972 | 5656 | 30 | MIRA LOMA | Mira Loma Switch Center | MIRA LOMA | Mira Loma Switch Center
CAMINO REAL | 02780 | 4KV | REDONDO | REDONDO | REDONDO | 2214594 | 5227 | 44 | LA FRESA | El Nido Switch Center | LA FRESA | El Nido Switch Center
CAMP | 02786 | 2.4KV | KERN RIVER 1 | KERN_RIVER_1 | KERN_RIVER_1 | 2274047 | 2313 | 53 | RECTOR | Rector Switch Center | RECTOR | Rector Switch Center
CAMP ANGELUS | 02787 | 2.4KV | CAMP ANGELUS P.T. | NotFound | NotFound | 2122563 | 7117 | 31 | NotFound | NotFound | NotFound | NotFound
CAMP BALDY | 02790 | 2.4KV | CAMP BALDY P.T. | NotFound | NotFound | 2122072 | 7118 | 34 | NotFound | NotFound | NotFound | NotFound
CAMP NELSON | 02820 | 4KV | CAMP NELSON P.T. | NotFound | NotFound | 2122582 | 7119 | 51 | NotFound | NotFound | NotFound | NotFound
CAMPANULA | 02827 | 25KV | NUGGET | NUGGET | NUGGET | 2215980 | 8156 | 84 | DEVERS | Devers Switch Center | DEVERS | Devers Switch Center
CAMPBELL | 02828 | 12KV | PORTERVILLE | PORTERVILLE | PORTERVILLE | 2212530 | 5323 | 51 | SPRINGVILLE | Rector Switch Center | SPRINGVILLE | Rector Switch Center
CAMPROCK | 02835 | 33KV | COTTONWOOD | COTTONWOOD | COTTONWOOD | 2218096 | 8027 | 73 | VICTOR | Lugo Switch Center | VICTOR | Lugo Switch Center
CAMPUS | 02840 | 12KV | UPLAND | UPLAND | UPLAND | 2217504 | 5635 | 34 | PADUA | Mira Loma Switch Center | PADUA | Mira Loma Switch Center
CAMY | 02770 | 4KV | BELVEDERE | BELVEDERE | BELVEDERE | 2219012 | 5114 | 22 | MESA | Mesa Switch Center | MESA | Mesa Switch Center
CANAL | 02841 | 33KV | NELSON | NELSON | NELSON | 2213548 | 8038 | 77 | VALLEY | Valley Switch Center | VALLEY | Valley Switch Center
CANALINO | 02842 | 2.4KV | CANALINO P.T. | NotFound | NotFound | 18187343 | 7958 | 49 | NotFound | NotFound | NotFound | NotFound
CANBY | 02845 | 12KV | TULARE | TULARE | TULARE | 2212542 | 5328 | 51 | RECTOR | Rector Switch Center | RECTOR | Rector Switch Center
CANCER | 02847 | 12KV | ESTRELLA | ESTRELLA | ESTRELLA | 2213342 | 5865 | 43 | SANTIAGO | Orange County Switch Ctr | SANTIAGO | Orange County Switch Ctr
CANCUN | 02848 | 12KV | BREA | BREA | BREA | 2216194 | 8802 | 48 | OLINDA | Orange County Switch Ctr | OLINDA | Orange County Switch Ctr
CANDLE | 02850 | 12KV | SOMERSET | SOMERSET | SOMERSET | 2215356 | 5754 | 32 | DEL AMO | Lighthipe Switch Center | DEL AMO | Lighthipe Switch Center
CANDLEBERRY | 02852 | 12KV | ANAVERDE | ANAVERDE | ANAVERDE | 2219658 | 5539 | 36 | ANTELOPE | Vincent Switch Center | ANTELOPE | Vincent Switch Center
CANEBRAKE | 02855 | 12KV | WELDON | WELDON | WELDON | 2212578 | 5353 | 53 | VESTAL | Rector Switch Center | VESTAL | Rector Switch Center
CANEHILL | 02857 | 4KV | LAKEWOOD | LAKEWOOD | LAKEWOOD | 2215320 | 5733 | 46 | DEL AMO | Lighthipe Switch Center | DEL AMO | Lighthipe Switch Center
CANET | 02860 | 16KV | CASITAS | CASITAS | CASITAS | 2214878 | 5504 | 39 | SANTA CLARA | Ventura Switch Center | SANTA CLARA | Ventura Switch Center
CANNING | 02870 | 16KV | LAGUNA BELL | LAGUNA_BELL | LAGUNA_BELL | 2216554 | 5074 | 32 | LAGUNA BELL | Lighthipe Switch Center | LAGUNA BELL | Lighthipe Switch Center
CANOE | 02874 | 12KV | BOLSA | BOLSA | BOLSA | 2213224 | 5807 | 33 | BARRE | Orange County Switch Ctr | BARRE | Orange County Switch Ctr
CANTINA | 02876 | 12KV | PALM CANYON | PALM_CANYON | PALM_CANYON | 2218356 | 8214 | 79 | DEVERS | Devers Switch Center | DEVERS | Devers Switch Center
CANTON | 02880 | 4KV | LOS CERRITOS | LOS_CERRITOS | LOS_CERRITOS | 2217658 | 5738 | 46 | HINSON | Lighthipe Switch Center | HINSON | Lighthipe Switch Center
CAPANERO | 02881 | 2.4KV | CAPANERO P.T. | CAPANERO P.T. | CAPANERO P.T. | 2123811 | 7123 | 51 | VESTAL | Rector Switch Center | VESTAL | Rector Switch Center
CAPE | 02890 | 4KV | COSTA MESA | COSTA_MESA | COSTA_MESA | 2220158 | 5817 | 33 | ELLIS | Orange County Switch Ctr | ELLIS | Orange County Switch Ctr
CAPELIN | 03724 | 12KV | TRITON | NotFound | NotFound | 14536985 | 5095 | 88 | NotFound | NotFound | NotFound | NotFound
CAPETOWN | 02900 | 12KV | LUCAS | LUCAS | LUCAS | 2220062 | 5771 | 46 | DEL AMO | Lighthipe Switch Center | DEL AMO | Lighthipe Switch Center
CAPITOL | 02910 | 4KV | NEWMARK | NEWMARK | NEWMARK | 2212100 | 5136 | 22 | MESA | Mesa Switch Center | MESA | Mesa Switch Center
CAPONHURST | 02970 | 4KV | ARTESIA | ARTESIA | ARTESIA | 2217770 | 5789 | 46 | DEL AMO | Lighthipe Switch Center | DEL AMO | Lighthipe Switch Center
CAPRI | 02914 | 12KV | BROADWAY | BROADWAY | BROADWAY | 2220056 | 5768 | 46 | ALAMITOS | Lighthipe Switch Center | ALAMITOS | Lighthipe Switch Center
CAPRICORN | 02915 | 12KV | ESTRELLA | ESTRELLA | ESTRELLA | 2213342 | 5865 | 43 | SANTIAGO | Orange County Switch Ctr | SANTIAGO | Orange County Switch Ctr
CAPSTAN | 02917 | 16KV | CULVER | CULVER | CULVER | 2214532 | 5204 | 42 | LA CIENEGA | El Nido Switch Center | LA CIENEGA | El Nido Switch Center
CAR WASH | 03065 | 4KV | CAR WASH P.T. | NotFound | NotFound | 2126281 | 7951 | 46 | NotFound | NotFound | NotFound | NotFound
CARANCHO | 02919 | 12KV | CARANCHO P.T. | CARANCHO P.T. | CARANCHO P.T. | 2123755 | 7109 | 88 | VALLEY | Valley Switch Center | VALLEY | Valley Switch Center
CARATAN | 02950 | 12KV | VESTAL | VESTAL | VESTAL | 2211660 | 5035 | 51 | VESTAL | Rector Switch Center | VESTAL | Rector Switch Center
CARAVEL | 02925 | 12KV | GREENING | GREENING | GREENING | 2213198 | 5791 | 46 | DEL AMO | Lighthipe Switch Center | DEL AMO | Lighthipe Switch Center
CARBINE | 02927 | 12KV | BUNKER | BUNKER | BUNKER | 2213458 | 8014 | 77 | VALLEY | Valley Switch Center | VALLEY | Valley Switch Center
CARBON | 05675 | 12KV | GOLDTOWN | GOLDTOWN | GOLDTOWN | 2219596 | 5511 | 52 | ANTELOPE | Vincent Switch Center | ANTELOPE | Vincent Switch Center
CARDINAL | 02955 | 2.4KV | CARDINAL P.T. | CARDINAL P.T. | CARDINAL P.T. | 2123427 | 7120 | 73 | VICTOR | Lugo Switch Center | VICTOR | Lugo Switch Center
CAREY | 02937 | 4KV | MT. VERNON | MT. VERNON | MT. VERNON | 2212948 | 5641 | 31 | VISTA | Vista Switch Center | VISTA | Vista Switch Center
CARFAX | 02920 | 4KV | LAKEWOOD | LAKEWOOD | LAKEWOOD | 2215320 | 5733 | 46 | DEL AMO | Lighthipe Switch Center | DEL AMO | Lighthipe Switch Center
CARGO | 02957 | 12KV | SEABRIGHT | SEABRIGHT | SEABRIGHT | 2217772 | 5790 | 46 | HINSON | Lighthipe Switch Center | HINSON | Lighthipe Switch Center
CARISO | 02944 | 12KV | MORAGA | MORAGA | MORAGA | 2213880 | 8348 | 88 | VALLEY | Valley Switch Center | VALLEY | Valley Switch Center
CARLET | 02973 | 12KV | SAN DIMAS | SAN_DIMAS | SAN_DIMAS | 2212932 | 5633 | 26 | PADUA | Mira Loma Switch Center | PADUA | Mira Loma Switch Center
CARLIN | 02960 | 4KV | LYNWOOD | LYNWOOD | LYNWOOD | 2219998 | 5731 | 32 | LIGHTHIPE | Lighthipe Switch Center | LIGHTHIPE | Lighthipe Switch Center
CARLTON | 02975 | 12KV | ATWOOD | ATWOOD | ATWOOD | 2215470 | 5804 | 48 | VILLA PARK | Orange County Switch Ctr | VILLA PARK | Orange County Switch Ctr
CARLYLE | 02980 | 4KV | SAN VICENTE | SAN_VICENTE | SAN_VICENTE | 2216928 | 5230 | 42 | LA CIENEGA | El Nido Switch Center | LA CIENEGA | El Nido Switch Center
CARMEL | 02965 | 12KV | NEWCOMB | NEWCOMB | NEWCOMB | 2218460 | 8342 | 77 | VALLEY | Valley Switch Center | VALLEY | Valley Switch Center
CARMELITA | 02966 | 12KV | SHANDIN | SHANDIN | SHANDIN | 2213632 | 8093 | 31 | VISTA | Vista Switch Center | VISTA | Vista Switch Center
CARNATION | 02986 | 12KV | BARRE | BARRE | BARRE | 2218876 | 5081 | 48 | BARRE | Orange County Switch Ctr | BARRE | Orange County Switch Ctr
CARNEGIE | 02987 | 16KV | GONZALES | GONZALES | GONZALES | 2212826 | 5587 | 39 | SANTA CLARA | Ventura Switch Center | SANTA CLARA | Ventura Switch Center
CARNELIAN | 03000 | 16KV | VICTORIA | VICTORIA | VICTORIA | 2214608 | 5232 | 44 | LA FRESA | El Nido Switch Center | LA FRESA | El Nido Switch Center
CARO | 03001 | 12KV | LIGHTHIPE | LIGHTHIPE | LIGHTHIPE | 2211882 | 5073 | 46 | LIGHTHIPE | Lighthipe Switch Center | LIGHTHIPE | Lighthipe Switch Center
CAROB | 02926 | 12KV | PARKWOOD | PARKWOOD | PARKWOOD | 2215504 | 5816 | 48 | OLINDA | Orange County Switch Ctr | OLINDA | Orange County Switch Ctr
CARPENTER | 03002 | 12KV | DEL ROSA | DEL_ROSA | DEL_ROSA | 2219894 | 5670 | 31 | SAN BERNARDINO | Vista Switch Center | SAN BERNARDINO | Vista Switch Center
CARPOIL | 03003 | 16KV | CARPINTERIA | CARPINTERIA | CARPINTERIA | 2214876 | 5503 | 49 | GOLETA | Ventura Switch Center | GOLETA | Ventura Switch Center
CARR | 03010 | 12KV | PUENTE | PUENTE | PUENTE | 2219180 | 5195 | 26 | WALNUT | Mira Loma Switch Center | WALNUT | Mira Loma Switch Center
CARRIAGE | 03009 | 12KV | SILVER SPUR | SILVER_SPUR | SILVER_SPUR | 2220726 | 8238 | 79 | DEVERS | Devers Switch Center | DEVERS | Devers Switch Center
CARRIBEAN | 03011 | 12KV | PALM CANYON | PALM_CANYON | PALM_CANYON | 2218356 | 8214 | 79 | DEVERS | Devers Switch Center | DEVERS | Devers Switch Center
CARRIER | 03013 | 12KV | PICO | PICO | PICO | 2219974 | 5722 | 46 | HINSON | Lighthipe Switch Center | HINSON | Lighthipe Switch Center
CART | 03026 | 12KV | GILBERT | GILBERT | GILBERT | 2220202 | 5833 | 48 | BARRE | Orange County Switch Ctr | BARRE | Orange County Switch Ctr
CARTER | 03030 | 4KV | HOWARD | HOWARD | HOWARD | 2216880 | 5210 | 44 | LA FRESA | El Nido Switch Center | LA FRESA | El Nido Switch Center
CARTMILL | 03040 | 12KV | TULARE | TULARE | TULARE | 2212542 | 5328 | 51 | RECTOR | Rector Switch Center | RECTOR | Rector Switch Center
CARTY | 03050 | 4KV | OXNARD | OXNARD | OXNARD | 2214938 | 5527 | 39 | SANTA CLARA | Ventura Switch Center | SANTA CLARA | Ventura Switch Center
CARVER | 03060 | 12KV | QUINN | QUINN | QUINN | 2219520 | 5343 | 51 | VESTAL | Rector Switch Center | VESTAL | Rector Switch Center
CASA LOMA | 03080 | 4KV | REDLANDS | REDLANDS | REDLANDS | 2217488 | 5629 | 31 | SAN BERNARDINO | Vista Switch Center | SAN BERNARDINO | Vista Switch Center
CASALS | 03085 | 12KV | WIMBLEDON | WIMBLEDON | WIMBLEDON | 2215220 | 5664 | 30 | ETIWANDA | Vista Switch Center | ETIWANDA | Vista Switch Center
CASCADA | 03090 | 12KV | PITMAN | PITMAN | PITMAN | 2273793 | 5301 | 50 | BIG CREEK SYSTEM | Rector Switch Center | BIG CREEK SYSTEM | Rector Switch Center
CASCADE | 03092 | 12KV | CASCADE P.T. | CASCADE P.T. | CASCADE P.T. | 2121207 | 7108 | 88 | VALLEY | Valley Switch Center | VALLEY | Valley Switch Center
CASE | 03093 | 33KV | ELSINORE | ELSINORE | ELSINORE | 2216154 | 8343 | 88 | VALLEY | Valley Switch Center | VALLEY | Valley Switch Center
CASEY | 03095 | 16KV | SAN MARCOS | SAN_MARCOS | SAN_MARCOS | 2219744 | 5585 | 49 | GOLETA | Ventura Switch Center | GOLETA | Ventura Switch Center
CASMALIA | 03099 | 12KV | ALDER | ALDER | ALDER | 2213000 | 5672 | 30 | ETIWANDA | Vista Switch Center | ETIWANDA | Vista Switch Center
CASPER | 03100 | 4KV | CASPER P.T. | CASPER P.T. | CASPER P.T. | 2123445 | 7125 | 39 | SANTA CLARA | Ventura Switch Center | SANTA CLARA | Ventura Switch Center
CASPIAN | 03110 | 12KV | CAMERON | CAMERON | CAMERON | 2215280 | 5712 | 46 | HINSON | Lighthipe Switch Center | HINSON | Lighthipe Switch Center
CASSIDY | 03116 | 16KV | SANTA SUSANA | SANTA_SUSANA | SANTA_SUSANA | 2214960 | 5532 | 35 | SAUGUS | Vincent Switch Center | SAUGUS | Vincent Switch Center
CASSINI | 03118 | 12KV | GISLER | GISLER | GISLER | 2220234 | 5851 | 33 | ELLIS | Orange County Switch Ctr | ELLIS | Orange County Switch Ctr
CASTILLO | 03121 | 4KV | MODOC | MODOC | MODOC | 2214922 | 5520 | 49 | GOLETA | Ventura Switch Center | GOLETA | Ventura Switch Center
CASTLE | 03130 | 4KV | CASTLE P.T. | CASTLE P.T. | CASTLE P.T. | 2122932 | 7126 | 35 | MOORPARK | Ventura Switch Center | MOORPARK | Ventura Switch Center
CASTLE BUTTE | 03133 | 33KV | EDWARDS | EDWARDS | EDWARDS | 2220440 | 8028 | 86 | KRAMER | Lugo Switch Center | KRAMER | Lugo Switch Center
CASTLEROCK | 03135 | 12KV | BIG BEND BIA | BIG_BEND_BIA | BIG_BEND_BIA | 2275899 | 8352 | 87 | PARKER | Devers Switch Center | PARKER | Devers Switch Center
CASTRO | 04632 | 16KV | WAKEFIELD | WAKEFIELD | WAKEFIELD | 2219736 | 5579 | 39 | SANTA CLARA | Ventura Switch Center | SANTA CLARA | Ventura Switch Center
CASTRO PEAK | 03136 | 2.4KV | CASTRO PEAK | CASTRO_PEAK | CASTRO_PEAK | 2123094 | 7180 | 35 | MOORPARK | Ventura Switch Center | MOORPARK | Ventura Switch Center
CASWELL | 03138 | 16KV | FREMONT | FREMONT | FREMONT | 2217612 | 5720 | 32 | LIGHTHIPE | Lighthipe Switch Center | LIGHTHIPE | Lighthipe Switch Center
CATALINA | 03150 | 4KV | REDONDO | REDONDO | REDONDO | 2214594 | 5227 | 44 | LA FRESA | El Nido Switch Center | LA FRESA | El Nido Switch Center
CATALYTIC | 03160 | 12KV | ALON | ALON | ALON | 2219924 | 5701 | 32 | LIGHTHIPE | Lighthipe Switch Center | LIGHTHIPE | Lighthipe Switch Center
CATARACT | 03163 | 12KV | SAN DIMAS | SAN_DIMAS | SAN_DIMAS | 2212932 | 5633 | 26 | PADUA | Mira Loma Switch Center | PADUA | Mira Loma Switch Center
CATAWBA | 03164 | 12KV | DECLEZ | DECLEZ | DECLEZ | 2219794 | 5615 | 30 | ETIWANDA | Vista Switch Center | ETIWANDA | Vista Switch Center
CATERPILLAR | 03165 | 12KV | ROADWAY | ROADWAY | ROADWAY | 2218024 | 8000 | 73 | KRAMER | Lugo Switch Center | KRAMER | Lugo Switch Center
CATFISH | 03166 | 12KV | BAYSIDE | BAYSIDE | BAYSIDE | 2220126 | 5805 | 33 | ELLIS | Orange County Switch Ctr | ELLIS | Orange County Switch Ctr
CATHY | 03168 | 12KV | LA VETA | LA_VETA | LA_VETA | 2215558 | 5835 | 29 | VILLA PARK | Orange County Switch Ctr | VILLA PARK | Orange County Switch Ctr
CATT | 03167 | 12KV | TENAJA | TENAJA | TENAJA | 2273862 | 8270 | 88 | VALLEY | Valley Switch Center | VALLEY | Valley Switch Center
CATTLE | 03170 | 12KV | TULARE | TULARE | TULARE | 2212542 | 5328 | 51 | RECTOR | Rector Switch Center | RECTOR | Rector Switch Center
CAVALIERS | 03182 | 12KV | TEAM | TEAM | TEAM | 2220830 | 8808 | 33 | BARRE | Orange County Switch Ctr | BARRE | Orange County Switch Ctr
CAWSTON | 03190 | 4KV | GARFIELD | GARFIELD | GARFIELD | 2219022 | 5121 | 27 | MESA | Mesa Switch Center | MESA | Mesa Switch Center
CAYMEN | 03201 | 12KV | BRYAN | BRYAN | BRYAN | 2215480 | 5808 | 29 | VILLA PARK | Orange County Switch Ctr | VILLA PARK | Orange County Switch Ctr
CAZA | 03205 | 12KV | ONEILL | ONEILL | ONEILL | 2216200 | 8810 | 43 | VIEJO | Orange County Switch Ctr | VIEJO | Orange County Switch Ctr
CECIL | 03230 | 4KV | DELANO | DELANO | DELANO | 2212478 | 5305 | 51 | VESTAL | Rector Switch Center | VESTAL | Rector Switch Center
CEDAR | 03220 | 4KV | COLORADO | COLORADO | COLORADO | 2212358 | 5242 | 42 | LA CIENEGA | El Nido Switch Center | LA CIENEGA | El Nido Switch Center
CEDAR GLEN | 03240 | 12KV | BURNT MILL | BURNT_MILL | BURNT_MILL | 2215182 | 5640 | 40 | VISTA | Vista Switch Center | VISTA | Vista Switch Center
CEDAR PINES | 03250 | 2.4KV | CEDAR PINES P.T. | NotFound | NotFound | 2123818 | 7128 | 40 | NotFound | NotFound | NotFound | NotFound
CELESTIAL | 03255 | 12KV | SUN CITY | SUN_CITY | SUN_CITY | 2220556 | 8078 | 77 | VALLEY | Valley Switch Center | VALLEY | Valley Switch Center
CELLO | 03257 | 16KV | ELIZABETH LAKE | ELIZABETH_LAKE | ELIZABETH_LAKE | 2212742 | 5546 | 59 | SAUGUS | Vincent Switch Center | SAUGUS | Vincent Switch Center
CELTICS | 03261 | 12KV | TEAM | TEAM | TEAM | 2220830 | 8808 | 33 | BARRE | Orange County Switch Ctr | BARRE | Orange County Switch Ctr
CEMENT | 03263 | 33KV | VICTOR | VICTOR | VICTOR | 2218168 | 8049 | 73 | VICTOR | Lugo Switch Center | VICTOR | Lugo Switch Center
CENTAUR | 03265 | 12KV | SAN BERNARDINO | SAN_BERNARDINO | SAN_BERNARDINO | 2215864 | 8076 | 31 | SAN BERNARDINO | Vista Switch Center | SAN BERNARDINO | Vista Switch Center
CENTAVO | 03267 | 12KV | SANTIAGO | SANTIAGO | SANTIAGO | 2211986 | 5088 | 43 | SANTIAGO | Orange County Switch Ctr | SANTIAGO | Orange County Switch Ctr
CENTINELA | 03270 | 16KV | INGLEWOOD | INGLEWOOD | INGLEWOOD | 2214556 | 5211 | 44 | EL NIDO | El Nido Switch Center | EL NIDO | El Nido Switch Center
CENTURION | 03287 | 16KV | HASKELL | HASKELL | HASKELL | 2217404 | 5594 | 59 | SAUGUS | Vincent Switch Center | SAUGUS | Vincent Switch Center
CENTURY | 03290 | 4KV | LENNOX | LENNOX | LENNOX | 2216884 | 5213 | 44 | EL NIDO | El Nido Switch Center | EL NIDO | El Nido Switch Center
CERAMIC | 03296 | 4KV | TEMESCAL P.T. | TEMESCAL P.T. | TEMESCAL P.T. | 2273820 | 7829 | 34 | MIRA LOMA | Mira Loma Switch Center | MIRA LOMA | Mira Loma Switch Center
CEREAL | 03297 | 12KV | SKYLARK | SKYLARK | SKYLARK | 2220574 | 8088 | 88 | VALLEY | Valley Switch Center | VALLEY | Valley Switch Center
CERO | 03300 | 4KV | DAISY | DAISY | DAISY | 2213148 | 5766 | 46 | HINSON | Lighthipe Switch Center | HINSON | Lighthipe Switch Center
CERRITO | 03298 | 12KV | CHASE | CHASE | CHASE | 2213010 | 5679 | 34 | MIRA LOMA | Mira Loma Switch Center | MIRA LOMA | Mira Loma Switch Center
CERVEZA | 03301 | 16KV | MESA | MESA | MESA | 2218536 | 5012 | 22 | MESA | Mesa Switch Center | MESA | Mesa Switch Center
CESSNA | 03303 | 12KV | STETSON | STETSON | STETSON | 2218248 | 8095 | 77 | VALLEY | Valley Switch Center | VALLEY | Valley Switch Center
CEYLON | 03302 | 12KV | GANESHA | GANESHA | GANESHA | 2212890 | 5617 | 26 | CHINO | Mira Loma Switch Center | CHINO | Mira Loma Switch Center
CHABLIS | 03304 | 12KV | MORAGA | MORAGA | MORAGA | 2213880 | 8348 | 88 | VALLEY | Valley Switch Center | VALLEY | Valley Switch Center
CHADRON | 03305 | 16KV | BRIGHTON | BRIGHTON | BRIGHTON | 2219264 | 5226 | 44 | LA FRESA | El Nido Switch Center | LA FRESA | El Nido Switch Center
CHAFFEY | 03310 | 12KV | UPLAND | UPLAND | UPLAND | 2217504 | 5635 | 34 | PADUA | Mira Loma Switch Center | PADUA | Mira Loma Switch Center
CHALET | 03313 | 2.4KV | CHALET P.T. | CHALET P.T. | CHALET P.T. | 2122941 | 7130 | 77 | VALLEY | Valley Switch Center | VALLEY | Valley Switch Center
CHALFANT | 01701 | 12KV | ZACK | ZACK | ZACK | 2273869 | 2582 | 85 | INYO SCE | Control Switch Center | INYO SCE | Control Switch Center
CHALLENGER | 03316 | 12KV | GISLER | GISLER | GISLER | 2220234 | 5851 | 33 | ELLIS | Orange County Switch Ctr | ELLIS | Orange County Switch Ctr
CHALON | 03317 | 4KV | CHALON P.T. | CHALON P.T. | CHALON P.T. | 14453355 | 7954 | 77 | VALLEY | Valley Switch Center | VALLEY | Valley Switch Center
CHAMPION | 03319 | 12KV | PEYTON | PEYTON | PEYTON | 2215106 | 5614 | 34 | CHINO | Mira Loma Switch Center | CHINO | Mira Loma Switch Center
CHANDLER | 03320 | 4KV | REDLANDS | REDLANDS | REDLANDS | 2217488 | 5629 | 31 | SAN BERNARDINO | Vista Switch Center | SAN BERNARDINO | Vista Switch Center
CHANEY | 03323 | 12KV | BUNKER | BUNKER | BUNKER | 2213458 | 8014 | 77 | VALLEY | Valley Switch Center | VALLEY | Valley Switch Center
CHANG | 03326 | 12KV | WIMBLEDON | WIMBLEDON | WIMBLEDON | 2215220 | 5664 | 30 | ETIWANDA | Vista Switch Center | ETIWANDA | Vista Switch Center
CHANGE | 03328 | 16KV | RUSH | RUSH | RUSH | 2212060 | 5116 | 22 | MESA | Mesa Switch Center | MESA | Mesa Switch Center
CHANNEL | 03330 | 12KV | PICO | PICO | PICO | 2219974 | 5722 | 46 | HINSON | Lighthipe Switch Center | HINSON | Lighthipe Switch Center
CHANSLOR | 03333 | 33KV | BLYTHE | NotFound | NotFound | 2220506 | 8048 | 87 | NotFound | NotFound | NotFound | NotFound
CHANTRY | 03335 | 16KV | ARCADIA | ARCADIA | ARCADIA | 2218994 | 5106 | 27 | RIO HONDO | Mesa Switch Center | RIO HONDO | Mesa Switch Center
CHAPALA | 03350 | 4KV | SANTA BARBARA | SANTA_BARBARA | SANTA_BARBARA | 2214956 | 5531 | 49 | GOLETA | Ventura Switch Center | GOLETA | Ventura Switch Center
CHAPMAN | 03340 | 4KV | MICHILLINDA | MICHILLINDA | MICHILLINDA | 2216732 | 5133 | 27 | MESA | Mesa Switch Center | MESA | Mesa Switch Center
CHARDONNAY | 03353 | 12KV | PAUBA | PAUBA | PAUBA | 2220348 | 8003 | 88 | VALLEY | Valley Switch Center | VALLEY | Valley Switch Center
CHARGERS | 03356 | 12KV | SLATER | SLATER | SLATER | 2220132 | 5809 | 33 | ELLIS | Orange County Switch Ctr | ELLIS | Orange County Switch Ctr
CHARIOT | 03358 | 16KV | HASKELL | HASKELL | HASKELL | 2217404 | 5594 | 59 | SAUGUS | Vincent Switch Center | SAUGUS | Vincent Switch Center
CHARITY | 03360 | 4KV | LONGDON | LONGDON | LONGDON | 2217730 | 5774 | 32 | LIGHTHIPE | Lighthipe Switch Center | LIGHTHIPE | Lighthipe Switch Center
CHARLESWORTH | 03371 | 4.8KV | CATHEDRAL CITY | CATHEDRAL_CITY | CATHEDRAL_CITY | 2220614 | 8123 | 79 | DEVERS | Devers Switch Center | DEVERS | Devers Switch Center
CHARLEVILLE | 03380 | 4KV | OLYMPIC | OLYMPIC | OLYMPIC | 2216906 | 5222 | 42 | LA CIENEGA | El Nido Switch Center | LA CIENEGA | El Nido Switch Center
CHARLIE | 03370 | 12KV | ALDER | ALDER | ALDER | 2213000 | 5672 | 30 | ETIWANDA | Vista Switch Center | ETIWANDA | Vista Switch Center
CHARLTON | 03379 | 12KV | MAYBERRY | MAYBERRY | MAYBERRY | 2215898 | 8089 | 77 | VALLEY | Valley Switch Center | VALLEY | Valley Switch Center
CHARTREUSE | 03381 | 12KV | ORANGE | ORANGE | ORANGE | 2220224 | 5843 | 29 | VILLA PARK | Orange County Switch Ctr | VILLA PARK | Orange County Switch Ctr
CHATEAU | 03382 | 33KV | CASA DIABLO | CASA_DIABLO | CASA_DIABLO | 2273990 | 2557 | 85 | INYO SCE | Control Switch Center | INYO SCE | Control Switch Center
CHATTANOOGA | 03383 | 12KV | TENNESSEE | TENNESSEE | TENNESSEE | 2219824 | 5628 | 31 | SAN BERNARDINO | Vista Switch Center | SAN BERNARDINO | Vista Switch Center
CHAVEZ | 03385 | 12KV | BAKER | BAKER | BAKER | 2213496 | 8025 | 72 | ELDORADO | Eldorado Switch Center | ELDORADO | Eldorado Switch Center
CHAWA | 03387 | 12KV | PECHANGA | PECHANGA | PECHANGA | 2216174 | 8347 | 88 | VALLEY | Valley Switch Center | VALLEY | Valley Switch Center
CHEERLEADER | 03389 | 12KV | STADLER | STADLER | STADLER | 2215704 | 8005 | 88 | VALLEY | Valley Switch Center | VALLEY | Valley Switch Center
CHEESE | 03405 | 12KV | TULARE | TULARE | TULARE | 2212542 | 5328 | 51 | RECTOR | Rector Switch Center | RECTOR | Rector Switch Center
CHEETAH | 03391 | 12KV | LAMPSON | LAMPSON | LAMPSON | 2213356 | 5870 | 29 | BARRE | Orange County Switch Ctr | BARRE | Orange County Switch Ctr
CHELLA | 03388 | 12KV | WALNUT | WALNUT | WALNUT | 2218564 | 5014 | 26 | WALNUT | Mira Loma Switch Center | WALNUT | Mira Loma Switch Center
CHELSEA | 03400 | 4KV | COLORADO | COLORADO | COLORADO | 2212358 | 5242 | 42 | LA CIENEGA | El Nido Switch Center | LA CIENEGA | El Nido Switch Center
CHEMICAL | 03390 | 16KV | SEPULVEDA | SEPULVEDA | SEPULVEDA | 2212248 | 5207 | 44 | EL NIDO | El Nido Switch Center | EL NIDO | El Nido Switch Center
CHENEY | 03401 | 4KV | TOPANGA | TOPANGA | TOPANGA | 2219310 | 5243 | 35 | MOORPARK | Ventura Switch Center | MOORPARK | Ventura Switch Center
CHENUALT | 03394 | 12KV | MACARTHUR | MACARTHUR | MACARTHUR | 2215638 | 5874 | 33 | SANTIAGO | Orange County Switch Ctr | SANTIAGO | Orange County Switch Ctr
CHEROKEE | 03403 | 12KV | SHAWNEE | SHAWNEE | SHAWNEE | 2213352 | 5869 | 33 | BARRE | Orange County Switch Ctr | BARRE | Orange County Switch Ctr
CHESTNUT | 03420 | 12KV | STATE STREET | STATE_STREET | STATE_STREET | 2220040 | 5755 | 46 | HINSON | Lighthipe Switch Center | HINSON | Lighthipe Switch Center
CHEVIOT | 03430 | 4KV | CULVER | CULVER | CULVER | 2212238 | 5204 | 42 | LA CIENEGA | El Nido Switch Center | LA CIENEGA | El Nido Switch Center
CHEWBACCA | 03445 | 12KV | SHUTTLE | SHUTTLE | SHUTTLE | 2212678 | 5522 | 36 | ANTELOPE | Vincent Switch Center | ANTELOPE | Vincent Switch Center
CHEYENNE | 03442 | 12KV | SHAWNEE | SHAWNEE | SHAWNEE | 2213352 | 5869 | 33 | BARRE | Orange County Switch Ctr | BARRE | Orange County Switch Ctr
CHIA | 03446 | 12KV | TAMARISK | TAMARISK | TAMARISK | 2218266 | 8099 | 79 | DEVERS | Devers Switch Center | DEVERS | Devers Switch Center
CHICAGO | 03450 | 4KV | BELVEDERE | BELVEDERE | BELVEDERE | 2219012 | 5114 | 22 | MESA | Mesa Switch Center | MESA | Mesa Switch Center
CHICO | 03460 | 16KV | ROLLING HILLS | ROLLING_HILLS | ROLLING_HILLS | 2216994 | 5252 | 44 | LA FRESA | El Nido Switch Center | LA FRESA | El Nido Switch Center
CHILE | 03481 | 12KV | ELY | ELY | ELY | 2213258 | 5819 | 48 | BARRE | Orange County Switch Ctr | BARRE | Orange County Switch Ctr
CHILLON | 03482 | 2.4KV | CHILLON P.T. | CHILLON P.T. | CHILLON P.T. | 2123454 | 7132 | 40 | VISTA | Vista Switch Center | VISTA | Vista Switch Center
CHIMAY | 03471 | 12KV | JEFFERSON | JEFFERSON | JEFFERSON | 2220744 | 8275 | 34 | MIRA LOMA | Mira Loma Switch Center | MIRA LOMA | Mira Loma Switch Center
CHIME | 03472 | 12KV | GANESHA | GANESHA | GANESHA | 2212890 | 5617 | 26 | CHINO | Mira Loma Switch Center | CHINO | Mira Loma Switch Center
CHINA | 03484 | 12KV | MODENA | MODENA | MODENA | 2220120 | 5802 | 29 | VILLA PARK | Orange County Switch Ctr | VILLA PARK | Orange County Switch Ctr
CHINA PEAK | 03476 | 12KV | LUNAR | LUNAR | LUNAR | 2273840 | 6521 | 50 | BIG CREEK SYSTEM | Rector Switch Center | BIG CREEK SYSTEM | Rector Switch Center
CHINA RANCH | 03485 | 2.4KV | CHINA RANCH P.T. | NotFound | NotFound | 2123471 | 7133 | 72 | NotFound | NotFound | NotFound | NotFound
CHINO TRAINING | 03477 | 12KV | CHINO TRAINING P.T. | NotFound | NotFound | 14433699 | 7953 | 34 | NotFound | NotFound | NotFound | NotFound
CHINOOK | 03478 | 12KV | BREEZE | BREEZE | BREEZE | 2219542 | 5360 | 52 | ANTELOPE | Vincent Switch Center | ANTELOPE | Vincent Switch Center
CHINOWTH | 03483 | 12KV | LIBERTY | LIBERTY | LIBERTY | 2212500 | 5312 | 51 | RECTOR | Rector Switch Center | RECTOR | Rector Switch Center
CHIPPER | 03486 | 12KV | GILBERT | GILBERT | GILBERT | 2220202 | 5833 | 48 | BARRE | Orange County Switch Ctr | BARRE | Orange County Switch Ctr
CHIPPEWA | 03487 | 12KV | SHAWNEE | SHAWNEE | SHAWNEE | 2213352 | 5869 | 33 | BARRE | Orange County Switch Ctr | BARRE | Orange County Switch Ctr
CHOCTAW | 03493 | 12KV | SHAWNEE | SHAWNEE | SHAWNEE | 2213352 | 5869 | 33 | BARRE | Orange County Switch Ctr | BARRE | Orange County Switch Ctr
CHOICEANNA | 08363 | 12KV | APPLE VALLEY | APPLE_VALLEY | APPLE_VALLEY | 2213450 | 8013 | 73 | VICTOR | Lugo Switch Center | VICTOR | Lugo Switch Center
CHOLLA | 03489 | 4.8KV | MESCALERO P.T. | MESCALERO P.T. | MESCALERO P.T. | 2125144 | 7542 | 84 | DEVERS | Devers Switch Center | DEVERS | Devers Switch Center
CHOLLITA | 03488 | 12KV | CHOLLITA P.T. | CHOLLITA P.T. | CHOLLITA P.T. | 2123780 | 7112 | 84 | DEVERS | Devers Switch Center | DEVERS | Devers Switch Center
CHRIS | 01070 | 12KV | WATSON | WATSON | WATSON | 2215372 | 5758 | 32 | HINSON | Lighthipe Switch Center | HINSON | Lighthipe Switch Center
CHRISTINE | 03497 | 12KV | LA VETA | LA_VETA | LA_VETA | 2215558 | 5835 | 29 | VILLA PARK | Orange County Switch Ctr | VILLA PARK | Orange County Switch Ctr
CHRISTY | 03495 | 12KV | LARK ELLEN | LARK_ELLEN | LARK_ELLEN | 2219172 | 5192 | 26 | RIO HONDO | Mesa Switch Center | RIO HONDO | Mesa Switch Center
CHROME | 03494 | 12KV | LIMESTONE | LIMESTONE | LIMESTONE | 2220828 | 8804 | 43 | VIEJO | Orange County Switch Ctr | VIEJO | Orange County Switch Ctr
CHRYSLER | 03500 | 16KV | LAGUNA BELL | LAGUNA_BELL | LAGUNA_BELL | 2216554 | 5074 | 32 | LAGUNA BELL | Lighthipe Switch Center | LAGUNA BELL | Lighthipe Switch Center
CHUCK WAGON | 03502 | 12KV | IVYGLEN | IVYGLEN | IVYGLEN | 2220540 | 8073 | 88 | VALLEY | Valley Switch Center | VALLEY | Valley Switch Center
CHUCKAWALLA | 03492 | 12KV | EAGLE MOUNTAIN | EAGLE_MOUNTAIN | EAGLE_MOUNTAIN | 2218626 | 5040 | 87 | EAGLE MOUNTAIN | Devers Switch Center | EAGLE MOUNTAIN | Devers Switch Center
CHUCKER | 03491 | 4KV | RAMONA | RAMONA | RAMONA | 2219070 | 5138 | 22 | MESA | Mesa Switch Center | MESA | Mesa Switch Center
CHUMASH | 03501 | 16KV | MALIBU | MALIBU | MALIBU | 2212668 | 5519 | 35 | MOORPARK | Ventura Switch Center | MOORPARK | Ventura Switch Center
CHURCH | 03490 | 12KV | GALLATIN | GALLATIN | GALLATIN | 2213268 | 5823 | 47 | CENTER | Lighthipe Switch Center | CENTER | Lighthipe Switch Center
CHURCHILL | 03499 | 12KV | MACARTHUR | MACARTHUR | MACARTHUR | 2215638 | 5874 | 33 | SANTIAGO | Orange County Switch Ctr | SANTIAGO | Orange County Switch Ctr
CIBOLA | 03505 | 12KV | VERDANT | VERDANT | VERDANT | 2218394 | 8259 | 87 | BLYTHE WALC | Devers Switch Center | BLYTHE WALC | Devers Switch Center
CIENIGITAS | 03510 | 16KV | SANTA BARBARA | SANTA_BARBARA | SANTA_BARBARA | 2212706 | 5531 | 49 | GOLETA | Ventura Switch Center | GOLETA | Ventura Switch Center
CIMARRON | 03515 | 16KV | INGLEWOOD | INGLEWOOD | INGLEWOOD | 2214556 | 5211 | 44 | EL NIDO | El Nido Switch Center | EL NIDO | El Nido Switch Center
CINDER | 03517 | 12KV | COSO | COSO | COSO | 1462401 | 8361 | 86 | KRAMER | Lugo Switch Center | KRAMER | Lugo Switch Center
CIRCLE | 03519 | 12KV | OAK SPRINGS P.T. | NotFound | NotFound | 2125957 | 8318 | 73 | NotFound | NotFound | NotFound | NotFound
CISCO | 03524 | 16KV | SAN MIGUEL | SAN MIGUEL | SAN MIGUEL | 2212814 | 5577 | 39 | SANTA CLARA | Ventura Switch Center | SANTA CLARA | Ventura Switch Center
CISTERN | 03525 | 12KV | AQUEDUCT | AQUEDUCT | AQUEDUCT | 2215878 | 8079 | 73 | VALLEY | Valley Switch Center | VALLEY | Valley Switch Center
CITIZENS | 03530 | 12KV | SIGNAL HILL | SIGNAL_HILL | SIGNAL_HILL | 2215350 | 5753 | 46 | LIGHTHIPE | Lighthipe Switch Center | LIGHTHIPE | Lighthipe Switch Center
CITROW | 03540 | 12KV | DECLEZ | DECLEZ | DECLEZ | 2219794 | 5615 | 30 | ETIWANDA | Vista Switch Center | ETIWANDA | Vista Switch Center
CITY CREEK | 03560 | 12KV | HIGHLAND | HIGHLAND | HIGHLAND | 2219808 | 5619 | 31 | SAN BERNARDINO | Vista Switch Center | SAN BERNARDINO | Vista Switch Center
CITY OF BANNING #1 | 20905 | 33KV | BANNING | BANNING | BANNING | 2213500 | 8026 | 31 | DEVERS | Devers Switch Center | DEVERS | Devers Switch Center
CITY OF BANNING #2 | 17119 | 33KV | BANNING | BANNING | BANNING | 2213500 | 8026 | 31 | DEVERS | Devers Switch Center | DEVERS | Devers Switch Center
CITY OF BANNING #3 | 20906 | 33KV | BANNING | BANNING | BANNING | 2213500 | 8026 | 31 | DEVERS | Devers Switch Center | DEVERS | Devers Switch Center
CITY RANCH | 03564 | 12KV | ANAVERDE | ANAVERDE | ANAVERDE | 2219658 | 5539 | 36 | ANTELOPE | Vincent Switch Center | ANTELOPE | Vincent Switch Center
CIVIC | 03570 | 4KV | WAVE | WAVE | WAVE | 2213278 | 5828 | 33 | ELLIS | Orange County Switch Ctr | ELLIS | Orange County Switch Ctr
CIVIC CENTER | 03573 | 4.8KV | TWENTYNINE PALMS | TWENTYNINE_PALMS | TWENTYNINE_PALMS | 2213794 | 8255 | 84 | DEVERS | Devers Switch Center | DEVERS | Devers Switch Center
CLAIR | 03580 | 12KV | CYPRESS | CYPRESS | CYPRESS | 2217874 | 5837 | 46 | DEL AMO | Lighthipe Switch Center | DEL AMO | Lighthipe Switch Center
CLAMPETT | 03583 | 12KV | PORTERVILLE | PORTERVILLE | PORTERVILLE | 2212530 | 5323 | 51 | SPRINGVILLE | Rector Switch Center | SPRINGVILLE | Rector Switch Center
CLANCY | 03584 | 12KV | OAK GROVE | OAK_GROVE | OAK_GROVE | 2217124 | 5337 | 51 | RECTOR | Rector Switch Center | RECTOR | Rector Switch Center
CLARA | 03590 | 4KV | CUDAHY | CUDAHY | CUDAHY | 2213060 | 5714 | 32 | LAGUNA BELL | Lighthipe Switch Center | LAGUNA BELL | Lighthipe Switch Center
CLARINET | 03601 | 16KV | ELIZABETH LAKE | ELIZABETH_LAKE | ELIZABETH_LAKE | 2212742 | 5546 | 59 | SAUGUS | Vincent Switch Center | SAUGUS | Vincent Switch Center
CLAUDIA | 03607 | 12KV | MARION | MARION | MARION | 2215624 | 5866 | 48 | BARRE | Orange County Switch Ctr | BARRE | Orange County Switch Ctr
CLAY | 03608 | 12KV | WAVE | WAVE | WAVE | 2213280 | 5828 | 33 | ELLIS | Orange County Switch Ctr | ELLIS | Orange County Switch Ctr
CLAYMINE | 03609 | 12KV | PEERLESS | PEERLESS | PEERLESS | 2216038 | 8216 | 86 | KRAMER | Lugo Switch Center | KRAMER | Lugo Switch Center
CLAYTON | 03610 | 16KV | ROSEMEAD | ROSEMEAD | ROSEMEAD | 2214424 | 5141 | 22 | MESA | Mesa Switch Center | MESA | Mesa Switch Center
CLEAT | 03615 | 12KV | WASHINGTON | WASHINGTON | WASHINGTON | 2220244 | 5856 | 29 | VILLA PARK | Orange County Switch Ctr | VILLA PARK | Orange County Switch Ctr
CLEMONT | 03620 | 4KV | NAOMI | NAOMI | NAOMI | 2220078 | 5780 | 32 | LAGUNA BELL | Lighthipe Switch Center | LAGUNA BELL | Lighthipe Switch Center
CLEMSON | 03622 | 16KV | SOMIS | SOMIS | SOMIS | 2212720 | 5536 | 39 | SANTA CLARA | Ventura Switch Center | SANTA CLARA | Ventura Switch Center
CLEO | 03630 | 4KV | DITMAR | DITMAR | DITMAR | 2212364 | 5246 | 44 | LA FRESA | El Nido Switch Center | LA FRESA | El Nido Switch Center
CLERK | 03633 | 12KV | CORNUTA | CORNUTA | CORNUTA | 2215298 | 5723 | 32 | DEL AMO | Lighthipe Switch Center | DEL AMO | Lighthipe Switch Center
CLEVELAND | 03640 | 12KV | ONEILL | ONEILL | ONEILL | 2216200 | 8810 | 43 | VIEJO | Orange County Switch Ctr | VIEJO | Orange County Switch Ctr
CLIFF | 03650 | 4KV | COSTA MESA | COSTA_MESA | COSTA_MESA | 2220158 | 5817 | 33 | ELLIS | Orange County Switch Ctr | ELLIS | Orange County Switch Ctr
CLIFFORD | 03655 | 12KV | STEWART | STEWART | STEWART | 2217904 | 5852 | 47 | CENTER | Lighthipe Switch Center | CENTER | Lighthipe Switch Center
CLIFTON | 03660 | 4KV | REDONDO | REDONDO | REDONDO | 2214594 | 5227 | 44 | LA FRESA | El Nido Switch Center | LA FRESA | El Nido Switch Center
CLINE | 03670 | 4KV | PORTERVILLE | PORTERVILLE | PORTERVILLE | 2219466 | 5323 | 51 | SPRINGVILLE | Rector Switch Center | SPRINGVILLE | Rector Switch Center
CLINIC | 03667 | 12KV | TIMOTEO | TIMOTEO | TIMOTEO | 2217420 | 5604 | 31 | SAN BERNARDINO | Vista Switch Center | SAN BERNARDINO | Vista Switch Center
CLINTON | 03672 | 33KV | NELSON | NELSON | NELSON | 2213548 | 8038 | 77 | VALLEY | Valley Switch Center | VALLEY | Valley Switch Center
CLIPPER | 03674 | 4KV | LUNADA | LUNADA | LUNADA | 2217002 | 5255 | 44 | LA FRESA | El Nido Switch Center | LA FRESA | El Nido Switch Center
CLOER | 03680 | 12KV | POPLAR | POPLAR | POPLAR | 2217098 | 5322 | 51 | VESTAL | Rector Switch Center | VESTAL | Rector Switch Center
CLOUD | 03684 | 2.4KV | CLOUD P.T. | CLOUD P.T. | CLOUD P.T. | 2123931 | 7171 | 27 | GOULD | Mesa Switch Center | GOULD | Mesa Switch Center
CLOVE | 03686 | 12KV | MORENO | MORENO | MORENO | 2218340 | 8193 | 77 | VALLEY | Valley Switch Center | VALLEY | Valley Switch Center
CLOVER | 03688 | 12KV | BARRE | BARRE | BARRE | 2218876 | 5081 | 48 | BARRE | Orange County Switch Ctr | BARRE | Orange County Switch Ctr
CLOVERFIELD | 03690 | 4KV | OCEAN PARK | OCEAN_PARK | OCEAN_PARK | 2219248 | 5221 | 42 | LA CIENEGA | El Nido Switch Center | LA CIENEGA | El Nido Switch Center
CLOVERLY | 03700 | 4KV | TEMPLE | TEMPLE | TEMPLE | 2214476 | 5170 | 27 | MESA | Mesa Switch Center | MESA | Mesa Switch Center
CLUB OAKS | 03712 | 33KV | CARDIFF | CARDIFF | CARDIFF | 2219782 | 5608 | 31 | SAN BERNARDINO | Vista Switch Center | SAN BERNARDINO | Vista Switch Center
CLUBHOUSE | 03707 | 12KV | SANTA ROSA | SANTA_ROSA | SANTA_ROSA | 2218128 | 8036 | 79 | DEVERS | Devers Switch Center | DEVERS | Devers Switch Center
CLUTCH | 03709 | 12KV | NAROD | NAROD | NAROD | 2212960 | 5648 | 34 | CHINO | Mira Loma Switch Center | CHINO | Mira Loma Switch Center
CLYDESDALE | 03711 | 12KV | AULD | AULD | AULD | 2213470 | 8018 | 88 | VALLEY | Valley Switch Center | VALLEY | Valley Switch Center
COACH | 03713 | 12KV | PLACENTIA | PLACENTIA | PLACENTIA | 2220310 | 5889 | 48 | VILLA PARK | Orange County Switch Ctr | VILLA PARK | Orange County Switch Ctr
COACHELLA | 03715 | 33KV | GARNET | GARNET | GARNET | 2213560 | 8044 | 79 | DEVERS | Devers Switch Center | DEVERS | Devers Switch Center
COAL | 03719 | 12KV | LIMESTONE | LIMESTONE | LIMESTONE | 2220828 | 8804 | 43 | VIEJO | Orange County Switch Ctr | VIEJO | Orange County Switch Ctr
COALINGA | 03721 | 12KV | VICTOR | VICTOR | VICTOR | 2220516 | 8049 | 73 | VICTOR | Lugo Switch Center | VICTOR | Lugo Switch Center
COASTAL | 03722 | 12KV | CROWN | CROWN | CROWN | 2217826 | 5818 | 33 | SANTIAGO | Orange County Switch Ctr | SANTIAGO | Orange County Switch Ctr
COBALT | 03716 | 12KV | CAMDEN | CAMDEN | CAMDEN | 2220184 | 5826 | 29 | JOHANNA | Orange County Switch Ctr | JOHANNA | Orange County Switch Ctr
COBRA | 03714 | 16KV | NORTH OAKS | NORTH_OAKS | NORTH_OAKS | 2214980 | 5542 | 59 | SAUGUS | Vincent Switch Center | SAUGUS | Vincent Switch Center
COCAMO | 03726 | 12KV | BRYAN | BRYAN | BRYAN | 2215480 | 5808 | 29 | VILLA PARK | Orange County Switch Ctr | VILLA PARK | Orange County Switch Ctr
COCHISE | 03727 | 12KV | APPLE VALLEY | APPLE_VALLEY | APPLE_VALLEY | 2213450 | 8013 | 73 | VICTOR | Lugo Switch Center | VICTOR | Lugo Switch Center
COCO | 03717 | 12KV | CHESTNUT | CHESTNUT | CHESTNUT | 2215608 | 5861 | 29 | JOHANNA | Orange County Switch Ctr | JOHANNA | Orange County Switch Ctr
CODE | 03720 | 4KV | PIERPONT | PIERPONT | PIERPONT | 2212698 | 5528 | 39 | SANTA CLARA | Ventura Switch Center | SANTA CLARA | Ventura Switch Center
CODONA | 03730 | 4KV | WALTERIA | WALTERIA | WALTERIA | 2216944 | 5233 | 44 | LA FRESA | El Nido Switch Center | LA FRESA | El Nido Switch Center
CODY | 03731 | 12KV | PIONEER | PIONEER | PIONEER | 2217978 | 5886 | 47 | CENTER | Lighthipe Switch Center | CENTER | Lighthipe Switch Center
COFFEE | 03740 | 4KV | BARTOLO | BARTOLO | BARTOLO | 2217932 | 5863 | 22 | MESA | Mesa Switch Center | MESA | Mesa Switch Center
COGNAC | 03745 | 12KV | CHIQUITA | CHIQUITA | CHIQUITA | 2215488 | 5811 | 43 | VIEJO | Orange County Switch Ctr | VIEJO | Orange County Switch Ctr
COGSWELL | 03750 | 4KV | AMADOR | AMADOR | AMADOR | 2214462 | 5161 | 22 | RIO HONDO | Mesa Switch Center | RIO HONDO | Mesa Switch Center
COJO | 03755 | 16KV | GAVIOTA | GAVIOTA | GAVIOTA | 2219726 | 5572 | 49 | GOLETA | Ventura Switch Center | GOLETA | Ventura Switch Center
COKER 1 | 03756 | 12KV | MOBILOIL | MOBILOIL | MOBILOIL | 2212312 | 5229 | 44 | LA FRESA | El Nido Switch Center | LA FRESA | El Nido Switch Center
COKER 2 | 03757 | 12KV | MOBILOIL | MOBILOIL | MOBILOIL | 2212312 | 5229 | 44 | LA FRESA | El Nido Switch Center | LA FRESA | El Nido Switch Center
COKER 3 | 03758 | 12KV | MOBILOIL | MOBILOIL | MOBILOIL | 2212312 | 5229 | 44 | LA FRESA | El Nido Switch Center | LA FRESA | El Nido Switch Center
COKER 4 | 03759 | 12KV | MOBILOIL | MOBILOIL | MOBILOIL | 2212312 | 5229 | 44 | LA FRESA | El Nido Switch Center | LA FRESA | El Nido Switch Center
COKER 5 | 03761 | 12KV | MOBILOIL | MOBILOIL | MOBILOIL | 2212312 | 5229 | 44 | LA FRESA | El Nido Switch Center | LA FRESA | El Nido Switch Center
COLA | 03760 | 4KV | ARRO | ARRO | ARRO | 2219768 | 5602 | 31 | SAN BERNARDINO | Vista Switch Center | SAN BERNARDINO | Vista Switch Center
COLBURN | 03763 | 4KV | UPLAND | UPLAND | UPLAND | 2215168 | 5635 | 34 | PADUA | Mira Loma Switch Center | PADUA | Mira Loma Switch Center
COLDBROOK | 03766 | 4KV | COLDBROOK P.T. | COLDBROOK P.T. | COLDBROOK P.T. | 2125931 | 7950 | 46 | DEL AMO | Lighthipe Switch Center | DEL AMO | Lighthipe Switch Center
COLDWATER | 03770 | 4KV | BEVERLY | BEVERLY | BEVERLY | 2219196 | 5201 | 42 | LA CIENEGA | El Nido Switch Center | LA CIENEGA | El Nido Switch Center
COLE | 03780 | 4KV | MICHILLINDA | MICHILLINDA | MICHILLINDA | 2216732 | 5133 | 27 | MESA | Mesa Switch Center | MESA | Mesa Switch Center
COLFAX | 03781 | 12KV | LA HABRA | LA_HABRA | LA_HABRA | 2215550 | 5832 | 48 | OLINDA | Orange County Switch Ctr | OLINDA | Orange County Switch Ctr
COLGATE | 03782 | 12KV | SAN ANTONIO | SAN_ANTONIO | SAN_ANTONIO | 2219828 | 5631 | 34 | PADUA | Mira Loma Switch Center | PADUA | Mira Loma Switch Center
COLISEUM | 03785 | 12KV | STADIUM | STADIUM | STADIUM | 2213204 | 5796 | 46 | ALAMITOS | Lighthipe Switch Center | ALAMITOS | Lighthipe Switch Center
COLLEEN | 03797 | 12KV | RANDALL | RANDALL | RANDALL | 2215076 | 5601 | 30 | ETIWANDA | Vista Switch Center | ETIWANDA | Vista Switch Center
COLLEGE PARK | 03800 | 4KV | UPLAND | UPLAND | UPLAND | 2215168 | 5635 | 34 | PADUA | Mira Loma Switch Center | PADUA | Mira Loma Switch Center
COLLETTE | 03801 | 12KV | MOBILOIL | MOBILOIL | MOBILOIL | 2212312 | 5229 | 44 | LA FRESA | El Nido Switch Center | LA FRESA | El Nido Switch Center
COLLIE | 03803 | 12KV | MOULTON | MOULTON | MOULTON | 2215582 | 5845 | 43 | SANTIAGO | Orange County Switch Ctr | SANTIAGO | Orange County Switch Ctr
COLLIER | 03805 | 12KV | ELSINORE | ELSINORE | ELSINORE | 2213864 | 8343 | 88 | VALLEY | Valley Switch Center | VALLEY | Valley Switch Center
COLLINS | 03810 | 16KV | MOORPARK | MOORPARK | MOORPARK | 2211770 | 5056 | 35 | MOORPARK | Ventura Switch Center | MOORPARK | Ventura Switch Center
COLOR | 03822 | 4KV | EAST BARSTOW | EAST_BARSTOW | EAST_BARSTOW | 2213684 | 8140 | 72 | KRAMER | Lugo Switch Center | KRAMER | Lugo Switch Center
COLT | 03838 | 12KV | AULD | AULD | AULD | 2213470 | 8018 | 88 | VALLEY | Valley Switch Center | VALLEY | Valley Switch Center
COLUMBIA | 03830 | 4KV | AMADOR | AMADOR | AMADOR | 2214462 | 5161 | 22 | RIO HONDO | Mesa Switch Center | RIO HONDO | Mesa Switch Center
COLYER | 03840 | 16KV | BULLIS | BULLIS | BULLIS | 2213136 | 5756 | 32 | LIGHTHIPE | Lighthipe Switch Center | LIGHTHIPE | Lighthipe Switch Center
COMANCHE | 03848 | 12KV | SHAWNEE | SHAWNEE | SHAWNEE | 2213352 | 5869 | 33 | BARRE | Orange County Switch Ctr | BARRE | Orange County Switch Ctr
COMBAT | 03849 | 12KV | EISENHOWER | EISENHOWER | EISENHOWER | 2213648 | 8098 | 79 | DEVERS | Devers Switch Center | DEVERS | Devers Switch Center
COMET | 03850 | 12KV | CHINO | CHINO | CHINO | 2214174 | 5062 | 34 | CHINO | Mira Loma Switch Center | CHINO | Mira Loma Switch Center
COMMANDER | 21080 | 12KV | MILITARY | MILITARY | MILITARY | 2213666 | 8120 | 88 | ELDORADO | Eldorado Switch Center | ELDORADO | Eldorado Switch Center
COMMERCIAL | 03852 | 4KV | MONROVIA | MONROVIA | MONROVIA | 2216734 | 5134 | 27 | RIO HONDO | Mesa Switch Center | RIO HONDO | Mesa Switch Center
COMMONWEALTH | 03860 | 4KV | ALHAMBRA | ALHAMBRA | ALHAMBRA | 2216666 | 5101 | 22 | EAGLE ROCK | Mesa Switch Center | EAGLE ROCK | Mesa Switch Center
COMMUNITY | 03868 | 2.4KV | COMMUNITY P.T. | COMMUNITY P.T. | COMMUNITY P.T. | 2123059 | 7170 | 27 | GOULD | Mesa Switch Center | GOULD | Mesa Switch Center
COMO | 03870 | 4KV | PERRY | PERRY | PERRY | 2216918 | 5225 | 44 | LA FRESA | El Nido Switch Center | LA FRESA | El Nido Switch Center
COMPLEX | 03873 | 12KV | FULLERTON | FULLERTON | FULLERTON | 2217840 | 5822 | 48 | BARRE | Orange County Switch Ctr | BARRE | Orange County Switch Ctr
COMPUTER | 03875 | 16KV | SEPULVEDA | SEPULVEDA | SEPULVEDA | 2212248 | 5207 | 44 | EL NIDO | El Nido Switch Center | EL NIDO | El Nido Switch Center
CONANT | 03880 | 12KV | LUCAS | LUCAS | LUCAS | 2220062 | 5771 | 46 | DEL AMO | Lighthipe Switch Center | DEL AMO | Lighthipe Switch Center
CONCEPCION | 03890 | 16KV | GAVIOTA | GAVIOTA | GAVIOTA | 2219726 | 5572 | 49 | GOLETA | Ventura Switch Center | GOLETA | Ventura Switch Center
CONCORD | 03900 | 4KV | MONROVIA | MONROVIA | MONROVIA | 2216734 | 5134 | 27 | RIO HONDO | Mesa Switch Center | RIO HONDO | Mesa Switch Center
CONCOURSE | 03903 | 16KV | VAIL | VAIL | VAIL | 2216804 | 5175 | 32 | LAGUNA BELL | Lighthipe Switch Center | LAGUNA BELL | Lighthipe Switch Center
CONCRETE | 03910 | 12KV | DALTON | DALTON | DALTON | 2216828 | 5188 | 27 | RIO HONDO | Mesa Switch Center | RIO HONDO | Mesa Switch Center
CONEJO | 03930 | 16KV | MALIBU | MALIBU | MALIBU | 2212668 | 5519 | 35 | MOORPARK | Ventura Switch Center | MOORPARK | Ventura Switch Center
CONESTOGA | 03928 | 12KV | IVYGLEN | IVYGLEN | IVYGLEN | 2220540 | 8073 | 88 | VALLEY | Valley Switch Center | VALLEY | Valley Switch Center
CONFERENCE | 03931 | 2.4KV | FOREST HOME | FOREST_HOME | FOREST_HOME | 2218306 | 8148 | 31 | VISTA | Vista Switch Center | VISTA | Vista Switch Center
CONGO | 03933 | 12KV | FRANCIS | FRANCIS | FRANCIS | 2217516 | 5639 | 34 | CHINO | Mira Loma Switch Center | CHINO | Mira Loma Switch Center
CONGRESS | 03935 | 12KV | CORNUTA | CORNUTA | CORNUTA | 2215298 | 5723 | 32 | DEL AMO | Lighthipe Switch Center | DEL AMO | Lighthipe Switch Center
CONIFER | 03945 | 16KV | OAK PARK | OAK_PARK | OAK_PARK | 2217252 | 5525 | 35 | MOORPARK | Ventura Switch Center | MOORPARK | Ventura Switch Center
CONINE | 03934 | 12KV | YUCAIPA | YUCAIPA | YUCAIPA | 2219838 | 5636 | 31 | SAN BERNARDINO | Vista Switch Center | SAN BERNARDINO | Vista Switch Center
CONLEY | 05620 | 12KV | CORUM | CORUM | CORUM | 2212744 | 5547 | 36 | ANTELOPE | Vincent Switch Center | ANTELOPE | Vincent Switch Center
CONNECTICUT | 03948 | 12KV | CAROLINA | CAROLINA | CAROLINA | 2217814 | 5813 | 48 | OLINDA | Orange County Switch Ctr | OLINDA | Orange County Switch Ctr
CONNERS | 03942 | 12KV | WIMBLEDON | WIMBLEDON | WIMBLEDON | 2215220 | 5664 | 30 | ETIWANDA | Vista Switch Center | ETIWANDA | Vista Switch Center
CONNING | 03939 | 12KV | BAIN | BAIN | BAIN | 2212972 | 5656 | 30 | MIRA LOMA | Mira Loma Switch Center | MIRA LOMA | Mira Loma Switch Center
CONSEJO | 03943 | 12KV | VIEJO | VIEJO | VIEJO | 2211936 | 5083 | 43 | VIEJO | Orange County Switch Ctr | VIEJO | Orange County Switch Ctr
CONSTANTINE | 03949 | 16KV | HASKELL | HASKELL | HASKELL | 2217404 | 5594 | 59 | SAUGUS | Vincent Switch Center | SAUGUS | Vincent Switch Center
CONTE | 03938 | 12KV | HOLGATE | HOLGATE | HOLGATE | 2220490 | 8041 | 86 | KRAMER | Lugo Switch Center | KRAMER | Lugo Switch Center
CONTINENT | 03944 | 16KV | SEPULVEDA | SEPULVEDA | SEPULVEDA | 2212248 | 5207 | 44 | EL NIDO | El Nido Switch Center | EL NIDO | El Nido Switch Center
CONVERSE | 03940 | 4KV | NAOMI | NAOMI | NAOMI | 2220078 | 5780 | 32 | LAGUNA BELL | Lighthipe Switch Center | LAGUNA BELL | Lighthipe Switch Center
CONVEX | 03950 | 16KV | FRUITLAND | FRUITLAND | FRUITLAND | 2215290 | 5718 | 32 | LAGUNA BELL | Lighthipe Switch Center | LAGUNA BELL | Lighthipe Switch Center
CONVEYOR | 03951 | 12KV | INDUSTRY | INDUSTRY | INDUSTRY | 2216832 | 5191 | 26 | WALNUT | Mira Loma Switch Center | WALNUT | Mira Loma Switch Center
CONWAY | 03958 | 16KV | LUNDY | LUNDY | LUNDY | 2274010 | 2560 | 85 | INYO SCE | Control Switch Center | INYO SCE | Control Switch Center
CONY | 03970 | 12KV | STADIUM | STADIUM | STADIUM | 2213204 | 5796 | 46 | ALAMITOS | Lighthipe Switch Center | ALAMITOS | Lighthipe Switch Center
CONYER | 03960 | 4KV | VISALIA | VISALIA | VISALIA | 2219502 | 5331 | 51 | RECTOR | Rector Switch Center | RECTOR | Rector Switch Center
COOLER | 03976 | 12KV | CHIQUITA | CHIQUITA | CHIQUITA | 2215488 | 5811 | 43 | VIEJO | Orange County Switch Ctr | VIEJO | Orange County Switch Ctr
COOLEY | 03990 | 12KV | COLTON | COLTON | COLTON | 2212868 | 5610 | 31 | VISTA | Vista Switch Center | VISTA | Vista Switch Center
COOLING 1 | 21026 | 12KV | COMPRESS | COMPRESS | COMPRESS | 2213924 | 8818 | 44 | LA FRESA | El Nido Switch Center | LA FRESA | El Nido Switch Center
COOLING 2 | 21027 | 12KV | COMPRESS | COMPRESS | COMPRESS | 2213924 | 8818 | 44 | LA FRESA | El Nido Switch Center | LA FRESA | El Nido Switch Center
COOPER | 04000 | 12KV | TIPTON | TIPTON | TIPTON | 2214782 | 5327 | 51 | null | null | null | null
COPPER | 04010 | 16KV | BANDINI | BANDINI | BANDINI | 2214362 | 5107 | 32 | LAGUNA BELL | Lighthipe Switch Center | LAGUNA BELL | Lighthipe Switch Center
COPPERHEAD | 04012 | 16KV | NORTH OAKS | NORTH_OAKS | NORTH_OAKS | 2214980 | 5542 | 59 | SAUGUS | Vincent Switch Center | SAUGUS | Vincent Switch Center
COPRA | 04020 | 4KV | MONETA | MONETA | MONETA | 2216898 | 5218 | 44 | LA FRESA | El Nido Switch Center | LA FRESA | El Nido Switch Center
COPY | 04023 | 4KV | COPY P.T. | COPY P.T. | COPY P.T. | 2122979 | 7145 | 49 | GOLETA | Ventura Switch Center | GOLETA | Ventura Switch Center
CORAK | 04030 | 12KV | BASSETT | BASSETT | BASSETT | 2216816 | 5184 | 26 | WALNUT | Mira Loma Switch Center | WALNUT | Mira Loma Switch Center
CORAL | 04032 | 4KV | TOPAZ | TOPAZ | TOPAZ | 2219370 | 5268 | 44 | LA FRESA | El Nido Switch Center | LA FRESA | El Nido Switch Center
CORBINA | 04035 | 12KV | BAYSIDE | BAYSIDE | BAYSIDE | 2220126 | 5805 | 33 | ELLIS | Orange County Switch Ctr | ELLIS | Orange County Switch Ctr
CORBY | 04037 | 12KV | ERIC | ERIC | ERIC | 2213182 | 5783 | 46 | DEL AMO | Lighthipe Switch Center | DEL AMO | Lighthipe Switch Center
CORD | 04040 | 4KV | BEVERLY | BEVERLY | BEVERLY | 2219196 | 5201 | 42 | LA CIENEGA | El Nido Switch Center | LA CIENEGA | El Nido Switch Center
CORDIAL | 04045 | 12KV | HANFORD | HANFORD | HANFORD | 2219430 | 5310 | 51 | RECTOR | Rector Switch Center | RECTOR | Rector Switch Center
CORDOBA | 04049 | 12KV | SANTIAGO | SANTIAGO | SANTIAGO | 2211986 | 5088 | 43 | SANTIAGO | Orange County Switch Ctr | SANTIAGO | Orange County Switch Ctr
CORDON | 04041 | 12KV | ARCHLINE | ARCHLINE | ARCHLINE | 2212994 | 5667 | 30 | ETIWANDA | Vista Switch Center | ETIWANDA | Vista Switch Center
CORDOVA | 04050 | 4KV | GRANADA | GRANADA | GRANADA | 2216720 | 5126 | 22 | EAGLE ROCK | Mesa Switch Center | EAGLE ROCK | Mesa Switch Center
CORINTH | 04053 | 12KV | TENAJA | TENAJA | TENAJA | 2273862 | 8270 | 88 | VALLEY | Valley Switch Center | VALLEY | Valley Switch Center
CORNELL | 04060 | 4KV | LAKESIDE P.T. | LAKESIDE P.T. | LAKESIDE P.T. | 2125054 | 7460 | 35 | MOORPARK | Ventura Switch Center | MOORPARK | Ventura Switch Center
CORNISH | 04070 | 4KV | LYNWOOD | LYNWOOD | LYNWOOD | 2219998 | 5731 | 32 | LIGHTHIPE | Lighthipe Switch Center | LIGHTHIPE | Lighthipe Switch Center
CORNNUT | 04072 | 12KV | CHESTNUT | CHESTNUT | CHESTNUT | 2215608 | 5861 | 29 | JOHANNA | Orange County Switch Ctr | JOHANNA | Orange County Switch Ctr
CORNWALL | 04075 | 12KV | NARROWS | NARROWS | NARROWS | 2220218 | 5838 | 22 | MESA | Mesa Switch Center | MESA | Mesa Switch Center
CORONADO | 04080 | 16KV | MESA | MESA | MESA | 2218536 | 5012 | 22 | MESA | Mesa Switch Center | MESA | Mesa Switch Center
CORONITA | 04082 | 12KV | JEFFERSON | JEFFERSON | JEFFERSON | 2220744 | 8275 | 34 | MIRA LOMA | Mira Loma Switch Center | MIRA LOMA | Mira Loma Switch Center
CORPORAL | 04085 | 12KV | BUNKER | BUNKER | BUNKER | 2213458 | 8014 | 77 | VALLEY | Valley Switch Center | VALLEY | Valley Switch Center
CORRAL | 04090 | 4KV | BELMONT | BELMONT | BELMONT | 2219932 | 5706 | 46 | ALAMITOS | Lighthipe Switch Center | ALAMITOS | Lighthipe Switch Center
CORRIGAN | 04100 | 2.4KV | CORRIGAN P.T. | CORRIGAN P.T. | CORRIGAN P.T. | 2122960 | 7141 | 35 | MOORPARK | Ventura Switch Center | MOORPARK | Ventura Switch Center
CORRINE | 04103 | 4KV | LOS CERRITOS | LOS_CERRITOS | LOS_CERRITOS | 2217658 | 5738 | 46 | HINSON | Lighthipe Switch Center | HINSON | Lighthipe Switch Center
CORSAIR | 04109 | 12KV | STETSON | STETSON | STETSON | 2218248 | 8095 | 77 | VALLEY | Valley Switch Center | VALLEY | Valley Switch Center
CORSICA | 04111 | 16KV | GONZALES | GONZALES | GONZALES | 2212826 | 5587 | 39 | SANTA CLARA | Ventura Switch Center | SANTA CLARA | Ventura Switch Center
CORTA | 04115 | 4KV | VICTORVILLE | VICTORVILLE | VICTORVILLE | 2213804 | 8260 | 73 | VICTOR | Lugo Switch Center | VICTOR | Lugo Switch Center
CORTESE | 04117 | 12KV | MORRO | MORRO | MORRO | 2213296 | 5836 | 43 | SANTIAGO | Orange County Switch Ctr | SANTIAGO | Orange County Switch Ctr
CORVETTE | 04130 | 12KV | NARROWS | NARROWS | NARROWS | 2220218 | 5838 | 22 | MESA | Mesa Switch Center | MESA | Mesa Switch Center
CORY | 04138 | 16KV | BEVERLY | BEVERLY | BEVERLY | 2216848 | 5201 | 42 | LA CIENEGA | El Nido Switch Center | LA CIENEGA | El Nido Switch Center
COSTELLO | 04137 | 33KV | SANTA ROSA | SANTA_ROSA | SANTA_ROSA | 2220464 | 8036 | 79 | DEVERS | Devers Switch Center | DEVERS | Devers Switch Center
COTA | 04140 | 4KV | LARDER | LARDER | LARDER | 2213118 | 5745 | 46 | HINSON | Lighthipe Switch Center | HINSON | Lighthipe Switch Center
COTTAGE GROVE | 04150 | 2.4KV | COTTAGE GROVE | COTTAGE_GROVE | COTTAGE_GROVE | 2123865 | 7150 | 40 | VISTA | Vista Switch Center | VISTA | Vista Switch Center
COTTON | 04160 | 12KV | POPLAR | POPLAR | POPLAR | 2217098 | 5322 | 51 | VESTAL | Rector Switch Center | VESTAL | Rector Switch Center
COTTONMOUTH | 04162 | 16KV | NORTH OAKS | NORTH_OAKS | NORTH_OAKS | 2214980 | 5542 | 59 | SAUGUS | Vincent Switch Center | SAUGUS | Vincent Switch Center
COUGAR | 04166 | 12KV | LAMPSON | LAMPSON | LAMPSON | 2213356 | 5870 | 29 | BARRE | Orange County Switch Ctr | BARRE | Orange County Switch Ctr
COULTER | 09998 | 2.4KV | COULTER P.T. | COULTER P.T. | COULTER P.T. | 2123495 | 7140 | 40 | VISTA | Vista Switch Center | VISTA | Vista Switch Center
COUNTERFEIT | 04175 | 12KV | SANTIAGO | SANTIAGO | SANTIAGO | 2211986 | 5088 | 43 | SANTIAGO | Orange County Switch Ctr | SANTIAGO | Orange County Switch Ctr
COUNTRY CLUB | 04180 | 4KV | BEVERLY | BEVERLY | BEVERLY | 2219196 | 5201 | 42 | LA CIENEGA | El Nido Switch Center | LA CIENEGA | El Nido Switch Center
COUNTRYWOOD | 04201 | 12KV | WALNUT | WALNUT | WALNUT | 2218564 | 5014 | 26 | WALNUT | Mira Loma Switch Center | WALNUT | Mira Loma Switch Center
COUNTS | 04125 | 2.4KV | COUNTS P.T. | COUNTS P.T. | COUNTS P.T. | 2122596 | 7142 | 51 | SPRINGVILLE | Rector Switch Center | SPRINGVILLE | Rector Switch Center
COUNTY | 04190 | 12KV | WATSON | WATSON | WATSON | 2215372 | 5758 | 32 | HINSON | Lighthipe Switch Center | HINSON | Lighthipe Switch Center
COUPLER | 03834 | 12KV | RAILROAD | RAILROAD | RAILROAD | 2216842 | 5196 | 26 | WALNUT | Mira Loma Switch Center | WALNUT | Mira Loma Switch Center
COURSE | 04205 | 12KV | PLACENTIA | PLACENTIA | PLACENTIA | 2220310 | 5889 | 48 | VILLA PARK | Orange County Switch Ctr | VILLA PARK | Orange County Switch Ctr
COURSON | 04207 | 12KV | PALMDALE | PALMDALE | PALMDALE | 2212778 | 5564 | 36 | ANTELOPE | Vincent Switch Center | ANTELOPE | Vincent Switch Center
COURT | 04210 | 4KV | LOCUST | LOCUST | LOCUST | 2213106 | 5735 | 46 | HINSON | Lighthipe Switch Center | HINSON | Lighthipe Switch Center
COURT HOUSE | 04215 | 4KV | COURT HOUSE P.T. | NotFound | NotFound | 2123620 | 7190 | 49 | NotFound | NotFound | NotFound | NotFound
COURTLAND | 04220 | 16KV | MARINE | MARINE | MARINE | 2219240 | 5217 | 42 | LA CIENEGA | El Nido Switch Center | LA CIENEGA | El Nido Switch Center
COVE | 04221 | 12KV | COVE | COVE | COVE | 2123075 | 7179 | 79 | DEVERS | Devers Switch Center | DEVERS | Devers Switch Center
COVENTRY | 04226 | 16KV | THOUSAND OAKS | THOUSAND_OAKS | THOUSAND_OAKS | 2212798 | 5569 | 35 | MOORPARK | Ventura Switch Center | MOORPARK | Ventura Switch Center
COVEVIEW | 04223 | 16KV | MARYMOUNT | MARYMOUNT | MARYMOUNT | 2219384 | 5275 | 44 | EL NIDO | El Nido Switch Center | EL NIDO | El Nido Switch Center
COWCATCHER | 04229 | 12KV | RAILROAD | RAILROAD | RAILROAD | 2216842 | 5196 | 26 | WALNUT | Mira Loma Switch Center | WALNUT | Mira Loma Switch Center
COWEN | 04231 | 4KV | MT. VERNON | MT. VERNON | MT. VERNON | 2212948 | 5641 | 31 | VISTA | Vista Switch Center | VISTA | Vista Switch Center
COWLES | 04230 | 12KV | STATE STREET | STATE_STREET | STATE_STREET | 2220040 | 5755 | 46 | HINSON | Lighthipe Switch Center | HINSON | Lighthipe Switch Center
COX | 04240 | 12KV | BOWL | BOWL | BOWL | 2213042 | 5708 | 46 | HINSON | Lighthipe Switch Center | HINSON | Lighthipe Switch Center
COYOTE | 04250 | 12KV | SOMERSET | SOMERSET | SOMERSET | 2215356 | 5754 | 32 | DEL AMO | Lighthipe Switch Center | DEL AMO | Lighthipe Switch Center
CRAB | 02918 | 33KV | ARROWHEAD | ARROWHEAD | ARROWHEAD | 2215906 | 8094 | 40 | VISTA | Vista Switch Center | VISTA | Vista Switch Center
CRABTREE | 04252 | 16KV | SAUGUS | SAUGUS | SAUGUS | 2211724 | 5051 | 59 | SAUGUS | Vincent Switch Center | SAUGUS | Vincent Switch Center
CRAFTSMAN | 04255 | 12KV | HOMART | HOMART | HOMART | 2220488 | 8039 | 31 | VISTA | Vista Switch Center | VISTA | Vista Switch Center
CRAM | 04263 | 12KV | HIGHLAND | HIGHLAND | HIGHLAND | 2219808 | 5619 | 31 | SAN BERNARDINO | Vista Switch Center | SAN BERNARDINO | Vista Switch Center
CRANBROOK | 04267 | 4KV | YUKON | YUKON | YUKON | 2214644 | 5241 | 44 | LA FRESA | El Nido Switch Center | LA FRESA | El Nido Switch Center
CRANE | 04270 | 4KV | COMPTON | COMPTON | COMPTON | 2213150 | 5767 | 32 | LIGHTHIPE | Lighthipe Switch Center | LIGHTHIPE | Lighthipe Switch Center
CRAWFORD | 04284 | 2.4KV | CRAWFORD P.T. | CRAWFORD P.T. | CRAWFORD P.T. | 2123502 | 7149 | 85 | INYO SCE | Control Switch Center | INYO SCE | Control Switch Center
CREAMERY | 04290 | 16KV | CUDAHY | CUDAHY | CUDAHY | 2215284 | 5714 | 32 | LAGUNA BELL | Lighthipe Switch Center | LAGUNA BELL | Lighthipe Switch Center
CREE | 04300 | 12KV | OAK GROVE | OAK_GROVE | OAK_GROVE | 2217124 | 5337 | 51 | RECTOR | Rector Switch Center | RECTOR | Rector Switch Center
CREEKSIDE | 04314 | 12KV | ARCHIBALD | ARCHIBALD | ARCHIBALD | 2215212 | 5659 | 34 | MIRA LOMA | Mira Loma Switch Center | MIRA LOMA | Mira Loma Switch Center
CRENSHAW | 04320 | 4KV | MONETA | MONETA | MONETA | 2216898 | 5218 | 44 | LA FRESA | El Nido Switch Center | LA FRESA | El Nido Switch Center
CREOSOTE | 04322 | 12KV | TAMARISK | TAMARISK | TAMARISK | 2218266 | 8099 | 79 | DEVERS | Devers Switch Center | DEVERS | Devers Switch Center
CRESCENT | 04330 | 4KV | FAIRFAX | FAIRFAX | FAIRFAX | 2214542 | 5208 | 42 | EAGLE ROCK | Mesa Switch Center | EAGLE ROCK | Mesa Switch Center
CRESCENTA | 10313 | 16KV | GOULD | GOULD | GOULD | 2218572 | 5015 | 27 | GOULD | Mesa Switch Center | GOULD | Mesa Switch Center
CRESTA | 04350 | 16KV | ALHAMBRA | ALHAMBRA | ALHAMBRA | 2218972 | 5101 | 22 | EAGLE ROCK | Mesa Switch Center | EAGLE ROCK | Mesa Switch Center
CRESTHAVEN | 04355 | 16KV | OAK PARK | OAK_PARK | OAK_PARK | 2217252 | 5525 | 35 | MOORPARK | Ventura Switch Center | MOORPARK | Ventura Switch Center
CRESTLINE | 04360 | 2.4KV | HUSTON | HUSTON | HUSTON | 2212904 | 5621 | 40 | VISTA | Vista Switch Center | VISTA | Vista Switch Center
CRESTWIND | 04367 | 4KV | CRESTWIND U.G.S. | CRESTWIND_U.G.S. | CRESTWIND_U.G.S. | 2122615 | 7147 | 44 | LA FRESA | El Nido Switch Center | LA FRESA | El Nido Switch Center
CRESTWOOD | 04368 | 12KV | LIBERTY | LIBERTY | LIBERTY | 2212500 | 5312 | 51 | RECTOR | Rector Switch Center | RECTOR | Rector Switch Center
CREVOLIN | 04370 | 12KV | CORTEZ | CORTEZ | CORTEZ | 2214504 | 5186 | 26 | WALNUT | Mira Loma Switch Center | WALNUT | Mira Loma Switch Center
CRIBBAGE | 04376 | 12KV | JOHANNA | JOHANNA | JOHANNA | 2216608 | 5085 | 29 | JOHANNA | Orange County Switch Ctr | JOHANNA | Orange County Switch Ctr
CROCKER | 04378 | 4KV | SUNNY DUNES | SUNNY_DUNES | SUNNY_DUNES | 2213784 | 8244 | 79 | DEVERS | Devers Switch Center | DEVERS | Devers Switch Center
CROCKETT | 04380 | 4KV | GRAHAM | GRAHAM | GRAHAM | 2215300 | 5725 | 32 | LAGUNA BELL | Lighthipe Switch Center | LAGUNA BELL | Lighthipe Switch Center
CROFT | 04390 | 12KV | YUCAIPA | YUCAIPA | YUCAIPA | 2219838 | 5636 | 31 | SAN BERNARDINO | Vista Switch Center | SAN BERNARDINO | Vista Switch Center
CROMWELL | 04396 | 12KV | IRVINE | IRVINE | IRVINE | 2217856 | 5829 | 43 | SANTIAGO | Orange County Switch Ctr | SANTIAGO | Orange County Switch Ctr
CRONIN | 04400 | 12KV | HAMILTON | HAMILTON | HAMILTON | 2217848 | 5825 | 33 | ELLIS | Orange County Switch Ctr | ELLIS | Orange County Switch Ctr
CROSBY | 04410 | 4KV | FAIR OAKS | FAIR_OAKS | FAIR_OAKS | 2214464 | 5162 | 27 | GOULD | Mesa Switch Center | GOULD | Mesa Switch Center
CROSS | 04416 | 16KV | NEWHALL | NEWHALL | NEWHALL | 2217376 | 5576 | 59 | SAUGUS | Vincent Switch Center | SAUGUS | Vincent Switch Center
CROSSING | 04499 | 12KV | BOOTH ROAD (BIA) | BOOTH_ROAD_(BIA) | BOOTH_ROAD_(BIA) | 2274154 | 4204 | 87 | BLACK PEAK | Devers Switch Center | BLACK PEAK | Devers Switch Center
CROSSLEY | 04417 | 33KV | EISENHOWER | EISENHOWER | EISENHOWER | 2215922 | 8098 | 79 | DEVERS | Devers Switch Center | DEVERS | Devers Switch Center
CROSSON | 04422 | 16KV | CAMARILLO | CAMARILLO | CAMARILLO | 2219612 | 5517 | 39 | SANTA CLARA | Ventura Switch Center | SANTA CLARA | Ventura Switch Center
CROSSTOWN | 04426 | 12KV | CABRILLO | CABRILLO | CABRILLO | 2220290 | 5879 | 43 | JOHANNA | Orange County Switch Ctr | JOHANNA | Orange County Switch Ctr
CROWDER | 04432 | 12KV | LANCASTER | LANCASTER | LANCASTER | 2212660 | 5514 | 36 | ANTELOPE | Vincent Switch Center | ANTELOPE | Vincent Switch Center
CROWLEY | 04433 | 12KV | CASA DIABLO | CASA_DIABLO | CASA_DIABLO | 2274057 | 2557 | 85 | INYO SCE | Control Switch Center | INYO SCE | Control Switch Center
CROWNHILL | 04438 | 12KV | PECHANGA | PECHANGA | PECHANGA | 2216174 | 8347 | 88 | VALLEY | Valley Switch Center | VALLEY | Valley Switch Center
CROWTHER | 04440 | 12KV | ATWOOD | ATWOOD | ATWOOD | 2215470 | 5804 | 48 | VILLA PARK | Orange County Switch Ctr | VILLA PARK | Orange County Switch Ctr
CRUMNER | 04445 | 16KV | MALIBU | MALIBU | MALIBU | 2212668 | 5519 | 35 | MOORPARK | Ventura Switch Center | MOORPARK | Ventura Switch Center
CRUMP | 04428 | 12KV | CRUMP P.T. | CRUMP P.T. | CRUMP P.T. | 2122988 | 7152 | 31 | VISTA | Vista Switch Center | VISTA | Vista Switch Center
CRUMVILLE | 04446 | 12KV | DOWNS | DOWNS | DOWNS | 2220624 | 8137 | 86 | KRAMER | Lugo Switch Center | KRAMER | Lugo Switch Center
CRUSADE | 04450 | 12KV | CENTER | CENTER | CENTER | 2211948 | 5084 | 47 | CENTER | Lighthipe Switch Center | CENTER | Lighthipe Switch Center
CRUZ | 04457 | 12KV | MORAGA | MORAGA | MORAGA | 2213880 | 8348 | 88 | VALLEY | Valley Switch Center | VALLEY | Valley Switch Center
CRYSTAL | 04460 | 4KV | WAVE | WAVE | WAVE | 2213278 | 5828 | 33 | ELLIS | Orange County Switch Ctr | ELLIS | Orange County Switch Ctr
CUBA | 04465 | 12KV | ELY | ELY | ELY | 2213258 | 5819 | 48 | BARRE | Orange County Switch Ctr | BARRE | Orange County Switch Ctr
CUBBON | 04490 | 4KV | EDINGER | EDINGER | EDINGER | 2220288 | 5875 | 29 | JOHANNA | Orange County Switch Ctr | JOHANNA | Orange County Switch Ctr
CUBIC | 04480 | 12KV | UPLAND | UPLAND | UPLAND | 2217504 | 5635 | 34 | PADUA | Mira Loma Switch Center | PADUA | Mira Loma Switch Center
CUDDEBACK | 04495 | 12KV | CUMMINGS | CUMMINGS | CUMMINGS | 2214840 | 5357 | 52 | ANTELOPE | Vincent Switch Center | ANTELOPE | Vincent Switch Center
CUERVO | 04497 | 12KV | MILLIKEN | MILLIKEN | MILLIKEN | 2215218 | 5663 | 34 | MIRA LOMA | Mira Loma Switch Center | MIRA LOMA | Mira Loma Switch Center
CULVERDALE | 04502 | 12KV | CABRILLO | CABRILLO | CABRILLO | 2220290 | 5879 | 43 | JOHANNA | Orange County Switch Ctr | JOHANNA | Orange County Switch Ctr
CUPID | 04501 | 12KV | PROCTOR | PROCTOR | PROCTOR | 2216690 | 5108 | 26 | WALNUT | Mira Loma Switch Center | WALNUT | Mira Loma Switch Center
CUPPLES | 04504 | 33KV | CORONA | CORONA | CORONA | 2218412 | 8279 | 34 | MIRA LOMA | Mira Loma Switch Center | MIRA LOMA | Mira Loma Switch Center
CURRAN | 04505 | 4KV | ONTARIO | ONTARIO | ONTARIO | 2215130 | 5625 | 34 | CHINO | Mira Loma Switch Center | CHINO | Mira Loma Switch Center
CURTIS | 04510 | 12KV | GOSHEN | GOSHEN | GOSHEN | 2219424 | 5309 | 51 | RECTOR | Rector Switch Center | RECTOR | Rector Switch Center
CUSHENBURY | 04516 | 33KV | COTTONWOOD | COTTONWOOD | COTTONWOOD | 2218096 | 8027 | 73 | VICTOR | Lugo Switch Center | VICTOR | Lugo Switch Center
CUTHBERT | 04526 | 16KV | LATIGO | LATIGO | LATIGO | 2219378 | 5272 | 35 | MOORPARK | Ventura Switch Center | MOORPARK | Ventura Switch Center
CUTLER | 04530 | 12KV | VISALIA | VISALIA | VISALIA | 2212548 | 5331 | 51 | RECTOR | Rector Switch Center | RECTOR | Rector Switch Center
CUYAMA | 04540 | 12KV | TAFT | TAFT | TAFT | 2274093 | 4135 | 36 | PGAE SYSTEM | Vincent Switch Center | PGAE SYSTEM | Vincent Switch Center
CYANIDE | 04550 | 16KV | CUDAHY | CUDAHY | CUDAHY | 2215284 | 5714 | 32 | LAGUNA BELL | Lighthipe Switch Center | LAGUNA BELL | Lighthipe Switch Center
CYCLONE | 04552 | 12KV | YORBA LINDA | YORBA_LINDA | YORBA_LINDA | 2213376 | 5880 | 48 | VILLA PARK | Orange County Switch Ctr | VILLA PARK | Orange County Switch Ctr
CYCLOPS | 04553 | 12KV | PROCTOR | PROCTOR | PROCTOR | 2216690 | 5108 | 26 | WALNUT | Mira Loma Switch Center | WALNUT | Mira Loma Switch Center
CYLINDER | 04554 | 16KV | DITMAR | DITMAR | DITMAR | 2212368 | 5246 | 44 | LA FRESA | El Nido Switch Center | LA FRESA | El Nido Switch Center
CYMBAL | 04556 | 12KV | NIGUEL | NIGUEL | NIGUEL | 2215686 | 5896 | 43 | SANTIAGO | Orange County Switch Ctr | SANTIAGO | Orange County Switch Ctr
CYNTHIA | 04560 | 4KV | BEVERLY | BEVERLY | BEVERLY | 2219196 | 5201 | 42 | LA CIENEGA | El Nido Switch Center | LA CIENEGA | El Nido Switch Center
CYRUS | 04561 | 16KV | COLORADO | COLORADO | COLORADO | 2214646 | 5242 | 42 | LA CIENEGA | El Nido Switch Center | LA CIENEGA | El Nido Switch Center
DACHSHUND | 04562 | 12KV | MOULTON | MOULTON | MOULTON | 2215582 | 5845 | 43 | SANTIAGO | Orange County Switch Ctr | SANTIAGO | Orange County Switch Ctr
DAELEY | 04626 | 4KV | DAELEY P.T. | DAELEY P.T. | DAELEY P.T. | 2123968 | 7184 | 47 | CENTER | Lighthipe Switch Center | CENTER | Lighthipe Switch Center
DAFFODIL | 04568 | 12KV | BARRE | BARRE | BARRE | 2218876 | 5081 | 48 | BARRE | Orange County Switch Ctr | BARRE | Orange County Switch Ctr
DAGGETT | 04570 | 4KV | HATHAWAY | HATHAWAY | HATHAWAY | 2215308 | 5726 | 46 | ALAMITOS | Lighthipe Switch Center | ALAMITOS | Lighthipe Switch Center
DAHLIA | 04590 | 4KV | ROLLING HILLS | ROLLING_HILLS | ROLLING_HILLS | 2219336 | 5252 | 44 | LA FRESA | El Nido Switch Center | LA FRESA | El Nido Switch Center
DAIRY | 04583 | 12KV | HINKLEY | HINKLEY | HINKLEY | 2218322 | 8167 | 72 | ELDORADO | Eldorado Switch Center | ELDORADO | Eldorado Switch Center
DAIRYMAN | 04586 | 12KV | CHINO | CHINO | CHINO | 2214174 | 5062 | 34 | CHINO | Mira Loma Switch Center | CHINO | Mira Loma Switch Center
DAKOTA | 04594 | 12KV | CAROLINA | CAROLINA | CAROLINA | 2217814 | 5813 | 48 | OLINDA | Orange County Switch Ctr | OLINDA | Orange County Switch Ctr
DALBA | 04596 | 2.4KV | DALBA P.T. | DALBA P.T. | DALBA P.T. | 2123895 | 7153 | 40 | VISTA | Vista Switch Center | VISTA | Vista Switch Center
DALBERG | 04600 | 16KV | CARSON | CARSON | CARSON | 2217602 | 5711 | 32 | LIGHTHIPE | Lighthipe Switch Center | LIGHTHIPE | Lighthipe Switch Center
DALESIDE | 04612 | 16KV | BRIGHTON | BRIGHTON | BRIGHTON | 2219264 | 5226 | 44 | LA FRESA | El Nido Switch Center | LA FRESA | El Nido Switch Center
DALLAS | 04620 | 12KV | TRASK | TRASK | TRASK | 2213412 | 5899 | 29 | BARRE | Orange County Switch Ctr | BARRE | Orange County Switch Ctr
DALMATIAN | 04628 | 12KV | FIREHOUSE | FIREHOUSE | FIREHOUSE | 2215118 | 5618 | 34 | CHINO | Mira Loma Switch Center | CHINO | Mira Loma Switch Center
DAMERAL | 04630 | 12KV | DALTON | DALTON | DALTON | 2216828 | 5188 | 27 | RIO HONDO | Mesa Switch Center | RIO HONDO | Mesa Switch Center
DANA | 04633 | 12KV | JEFFERSON | JEFFERSON | JEFFERSON | 2220744 | 8275 | 34 | MIRA LOMA | Mira Loma Switch Center | MIRA LOMA | Mira Loma Switch Center
DANBY | 04635 | 16KV | CAMINO | CAMINO | CAMINO | 2214206 | 5068 | 84 | MWD SYSTEM | Devers Switch Center | MWD SYSTEM | Devers Switch Center
DANES | 04637 | 4KV | SAN GABRIEL | SAN_GABRIEL | SAN_GABRIEL | 2214430 | 5142 | 22 | MESA | Mesa Switch Center | MESA | Mesa Switch Center
DANGERFIELD | 04645 | 12KV | ETIWANDA | ETIWANDA | ETIWANDA | 2212014 | 5096 | 30 | ETIWANDA | Vista Switch Center | ETIWANDA | Vista Switch Center
DANIELS | 04650 | 16KV | BEVERLY | BEVERLY | BEVERLY | 2216848 | 5201 | 42 | LA CIENEGA | El Nido Switch Center | LA CIENEGA | El Nido Switch Center
DANISH | 04651 | 12KV | ARCHIBALD | ARCHIBALD | ARCHIBALD | 2215212 | 5659 | 34 | MIRA LOMA | Mira Loma Switch Center | MIRA LOMA | Mira Loma Switch Center
DANUBE | 04652 | 12KV | RIO HONDO | RIO_HONDO | RIO_HONDO | 2218550 | 5013 | 27 | RIO HONDO | Mesa Switch Center | RIO HONDO | Mesa Switch Center
DARBY | 04660 | 4KV | MORNINGSIDE | MORNINGSIDE | MORNINGSIDE | 2212286 | 5219 | 44 | EL NIDO | El Nido Switch Center | EL NIDO | El Nido Switch Center
DAROCA | 04690 | 16KV | AMADOR | AMADOR | AMADOR | 2212150 | 5161 | 22 | RIO HONDO | Mesa Switch Center | RIO HONDO | Mesa Switch Center
DART | 04692 | 12KV | LA MIRADA | LA_MIRADA | LA_MIRADA | 2220206 | 5834 | 47 | DEL AMO | Lighthipe Switch Center | DEL AMO | Lighthipe Switch Center
DARTMOUTH | 04693 | 12KV | MAYBERRY | MAYBERRY | MAYBERRY | 2215898 | 8089 | 77 | VALLEY | Valley Switch Center | VALLEY | Valley Switch Center
DARWIN | 04695 | 12KV | ELLIS | ELLIS | ELLIS | 2218928 | 5086 | 33 | ELLIS | Orange County Switch Ctr | ELLIS | Orange County Switch Ctr
DASHWOOD | 04700 | 4KV | LUCAS | LUCAS | LUCAS | 2213164 | 5771 | 46 | DEL AMO | Lighthipe Switch Center | DEL AMO | Lighthipe Switch Center
DATABANK 1 | 21053 | 12KV | DATABANK | DATABANK | DATABANK | 2215256 | 5694 | 34 | MIRA LOMA | Mira Loma Switch Center | MIRA LOMA | Mira Loma Switch Center
DATE | 04703 | 12KV | OLIVE LAKE | OLIVE_LAKE | OLIVE_LAKE | 2220680 | 8210 | 87 | BLYTHE WALC | Devers Switch Center | BLYTHE WALC | Devers Switch Center
DATE PALM | 04705 | 12KV | FARRELL | FARRELL | FARRELL | 2220394 | 8016 | 79 | DEVERS | Devers Switch Center | DEVERS | Devers Switch Center
DAVENPORT | 04706 | 16KV | SOLEMINT | SOLEMINT | SOLEMINT | 2219702 | 5560 | 59 | SAUGUS | Vincent Switch Center | SAUGUS | Vincent Switch Center
DAVIE | 04720 | 16KV | VAIL | VAIL | VAIL | 2216804 | 5175 | 32 | LAGUNA BELL | Lighthipe Switch Center | LAGUNA BELL | Lighthipe Switch Center
DAYTON | 04710 | 4KV | BEVERLY | BEVERLY | BEVERLY | 2219196 | 5201 | 42 | LA CIENEGA | El Nido Switch Center | LA CIENEGA | El Nido Switch Center
DE CAMP | 04735 | 12KV | OAK GROVE | OAK_GROVE | OAK_GROVE | 2217124 | 5337 | 51 | RECTOR | Rector Switch Center | RECTOR | Rector Switch Center
DE MARI | 04895 | 4KV | CORONA | CORONA | CORONA | 2213828 | 8279 | 34 | MIRA LOMA | Mira Loma Switch Center | MIRA LOMA | Mira Loma Switch Center
DE MILLE | 04900 | 4KV | KAGLE CANYON P.T. | NotFound | NotFound | 2122887 | 7421 | 59 | NotFound | NotFound | NotFound | NotFound
DEACANO | 04736 | 12KV | SOQUEL | SOQUEL | SOQUEL | 2215254 | 5686 | 34 | CHINO | Mira Loma Switch Center | CHINO | Mira Loma Switch Center
DEACON | 04723 | 12KV | VALLEY | VALLEY | VALLEY | 2211862 | 5070 | 77 | VALLEY | Valley Switch Center | VALLEY | Valley Switch Center
DEALER | 04726 | 12KV | PHELAN | PHELAN | PHELAN | 2215716 | 8010 | 73 | VICTOR | Lugo Switch Center | VICTOR | Lugo Switch Center
DEANNA | 04725 | 12KV | LARK ELLEN | LARK_ELLEN | LARK_ELLEN | 2219172 | 5192 | 26 | RIO HONDO | Mesa Switch Center | RIO HONDO | Mesa Switch Center
DEARBORN | 04727 | 12KV | REDLANDS | REDLANDS | REDLANDS | 2215146 | 5629 | 31 | SAN BERNARDINO | Vista Switch Center | SAN BERNARDINO | Vista Switch Center
DEAUVILLE | 04730 | 4KV | SANTA MONICA | SANTA_MONICA | SANTA_MONICA | 2214606 | 5231 | 42 | LA CIENEGA | El Nido Switch Center | LA CIENEGA | El Nido Switch Center
DEBORAH | 04731 | 16KV | FELTON | FELTON | FELTON | 2219316 | 5244 | 44 | EL NIDO | El Nido Switch Center | EL NIDO | El Nido Switch Center
DEBRA | 04732 | 12KV | HELIJET | HELIJET | HELIJET | 2217412 | 5599 | 36 | ANTELOPE | Vincent Switch Center | ANTELOPE | Vincent Switch Center
DEBUG | 04733 | 16KV | SANTA MONICA | SANTA_MONICA | SANTA_MONICA | 2212322 | 5231 | 42 | LA CIENEGA | El Nido Switch Center | LA CIENEGA | El Nido Switch Center
DECCA | 04738 | 4KV | CLARK | CLARK | CLARK | 2217718 | 5769 | 46 | ALAMITOS | Lighthipe Switch Center | ALAMITOS | Lighthipe Switch Center
DECOSTA | 04745 | 12KV | PASSONS | PASSONS | PASSONS | 2217998 | 5893 | 47 | CENTER | Lighthipe Switch Center | CENTER | Lighthipe Switch Center
DECOY | 04750 | 12KV | CENTER | CENTER | CENTER | 2211948 | 5084 | 47 | CENTER | Lighthipe Switch Center | CENTER | Lighthipe Switch Center
DEEBLE | 04760 | 4KV | SOUTH GATE | SOUTH_GATE | SOUTH_GATE | 2220094 | 5787 | 32 | LAGUNA BELL | Lighthipe Switch Center | LAGUNA BELL | Lighthipe Switch Center
DEEGAN | 04756 | 12KV | NELSON | NELSON | NELSON | 2215814 | 8038 | 77 | VALLEY | Valley Switch Center | VALLEY | Valley Switch Center
DEEP CANYON | 04763 | 12KV | INDIAN WELLS | INDIAN_WELLS | INDIAN_WELLS | 2218478 | 8345 | 79 | DEVERS | Devers Switch Center | DEVERS | Devers Switch Center
DEEP CREEK | 04765 | 12KV | APPLE VALLEY | APPLE_VALLEY | APPLE_VALLEY | 2213450 | 8013 | 73 | VICTOR | Lugo Switch Center | VICTOR | Lugo Switch Center
DEER | 04770 | 12KV | TERRA BELLA | TERRA_BELLA | TERRA_BELLA | 2219476 | 5326 | 51 | VESTAL | Rector Switch Center | VESTAL | Rector Switch Center
DEERFIELD | 04772 | 16KV | RAVENDALE | RAVENDALE | RAVENDALE | 2216810 | 5179 | 27 | MESA | Mesa Switch Center | MESA | Mesa Switch Center
DEETER | 04784 | 12KV | DOWNS | DOWNS | DOWNS | 2220624 | 8137 | 86 | KRAMER | Lugo Switch Center | KRAMER | Lugo Switch Center
DEIGAARD | 05078 | 4KV | DEIGAARD P.T. | DEIGAARD P.T. | DEIGAARD P.T. | 2123031 | 7161 | 49 | GOLETA | Ventura Switch Center | GOLETA | Ventura Switch Center
DEL CARBON | 04795 | 12KV | PEYTON | PEYTON | PEYTON | 2215106 | 5614 | 34 | CHINO | Mira Loma Switch Center | CHINO | Mira Loma Switch Center
DEL JUAN | 04835 | 12KV | SECOND AVENUE | SECOND_AVENUE | SECOND_AVENUE | 2216060 | 8235 | 87 | BLYTHE WALC | Devers Switch Center | BLYTHE WALC | Devers Switch Center
DEL MAR | 04860 | 4KV | SAN GABRIEL | SAN_GABRIEL | SAN_GABRIEL | 2214430 | 5142 | 22 | MESA | Mesa Switch Center | MESA | Mesa Switch Center
DEL REY | 04875 | 4KV | PLAYA | PLAYA | PLAYA | 2212780 | 5565 | 49 | GOLETA | Ventura Switch Center | GOLETA | Ventura Switch Center
DELARRO | 04800 | 4KV | AMALIA | AMALIA | AMALIA | 2212032 | 5104 | 22 | MESA | Mesa Switch Center | MESA | Mesa Switch Center
DELAWARE | 04810 | 16KV | COLORADO | COLORADO | COLORADO | 2214646 | 5242 | 42 | LA CIENEGA | El Nido Switch Center | LA CIENEGA | El Nido Switch Center
DELCO | 04820 | 12KV | LA PALMA | LA_PALMA | LA_PALMA | 2215636 | 5873 | 48 | BARRE | Orange County Switch Ctr | BARRE | Orange County Switch Ctr
DELFORD | 04830 | 16KV | BRADBURY | BRADBURY | BRADBURY | 2219128 | 5171 | 27 | RIO HONDO | Mesa Switch Center | RIO HONDO | Mesa Switch Center
DELHI | 04840 | 12KV | FAIRVIEW | FAIRVIEW | FAIRVIEW | 2220170 | 5821 | 29 | JOHANNA | Orange County Switch Ctr | JOHANNA | Orange County Switch Ctr
DELID | 04850 | 4KV | MONETA | MONETA | MONETA | 2216898 | 5218 | 44 | LA FRESA | El Nido Switch Center | LA FRESA | El Nido Switch Center
DELORO | 04885 | 12KV | APPLE VALLEY | APPLE_VALLEY | APPLE_VALLEY | 2213450 | 8013 | 73 | VICTOR | Lugo Switch Center | VICTOR | Lugo Switch Center
DELTA | 04890 | 12KV | VENIDA | VENIDA | VENIDA | 2217116 | 5330 | 51 | RECTOR | Rector Switch Center | RECTOR | Rector Switch Center
DELUZ | 04793 | 12KV | DELUZ P.T. | DELUZ P.T. | DELUZ P.T. | 2122997 | 7155 | 88 | VALLEY | Valley Switch Center | VALLEY | Valley Switch Center
DEMAREE | 04905 | 12KV | OAK GROVE | OAK_GROVE | OAK_GROVE | 2217124 | 5337 | 51 | RECTOR | Rector Switch Center | RECTOR | Rector Switch Center
DEMPSEY | 04910 | 4KV | OXNARD | OXNARD | OXNARD | 2214938 | 5527 | 39 | SANTA CLARA | Ventura Switch Center | SANTA CLARA | Ventura Switch Center
DENISE | 04925 | 12KV | LARK ELLEN | LARK_ELLEN | LARK_ELLEN | 2219172 | 5192 | 26 | RIO HONDO | Mesa Switch Center | RIO HONDO | Mesa Switch Center
DENKER | 04930 | 4KV | HOWARD | HOWARD | HOWARD | 2216880 | 5210 | 44 | LA FRESA | El Nido Switch Center | LA FRESA | El Nido Switch Center
DENNIS | 04940 | 12KV | LITTLE ROCK | LITTLE_ROCK | LITTLE_ROCK | 2212664 | 5518 | 36 | ANTELOPE | Vincent Switch Center | ANTELOPE | Vincent Switch Center
DENTAL | 04945 | 12KV | TIMOTEO | TIMOTEO | TIMOTEO | 2217420 | 5604 | 31 | SAN BERNARDINO | Vista Switch Center | SAN BERNARDINO | Vista Switch Center
DENVER | 04950 | 12KV | CAMERON | CAMERON | CAMERON | 2215280 | 5712 | 46 | HINSON | Lighthipe Switch Center | HINSON | Lighthipe Switch Center
DEODARA | 04960 | 12KV | LA HABRA | LA_HABRA | LA_HABRA | 2215550 | 5832 | 48 | OLINDA | Orange County Switch Ctr | OLINDA | Orange County Switch Ctr
DERBY | 04980 | 12KV | COLTON | COLTON | COLTON | 2212868 | 5610 | 31 | VISTA | Vista Switch Center | VISTA | Vista Switch Center
DERRICK | 04990 | 4KV | SIGNAL HILL | SIGNAL_HILL | SIGNAL_HILL | 2215348 | 5753 | 46 | LIGHTHIPE | Lighthipe Switch Center | LIGHTHIPE | Lighthipe Switch Center
DESAL | 21095 | 12KV | DESAL | DESAL | DESAL | 2214846 | 5366 | 49 | GOLETA | Ventura Switch Center | GOLETA | Ventura Switch Center
DESERT | 05000 | 4KV | LANCASTER | LANCASTER | LANCASTER | 2212654 | 5514 | 36 | ANTELOPE | Vincent Switch Center | ANTELOPE | Vincent Switch Center
DESERT CENTER | 05001 | 12KV | EAGLE MOUNTAIN | EAGLE_MOUNTAIN | EAGLE_MOUNTAIN | 2218626 | 5040 | 87 | EAGLE MOUNTAIN | Devers Switch Center | EAGLE MOUNTAIN | Devers Switch Center
DESERT CREST | 05002 | 12KV | GARNET | GARNET | GARNET | 2213558 | 8044 | 79 | DEVERS | Devers Switch Center | DEVERS | Devers Switch Center
DESMOND | 05009 | 12KV | PICO | PICO | PICO | 2219974 | 5722 | 46 | HINSON | Lighthipe Switch Center | HINSON | Lighthipe Switch Center
DESOLATE | 05013 | 12KV | CADY | CADY | CADY | 2215944 | 8119 | 72 | ELDORADO | Eldorado Switch Center | ELDORADO | Eldorado Switch Center
DESSAU | 05010 | 12KV | NAROD | NAROD | NAROD | 2212960 | 5648 | 34 | CHINO | Mira Loma Switch Center | CHINO | Mira Loma Switch Center
DETROIT | 05015 | 4KV | NORCO | NORCO | NORCO | 2219816 | 5624 | 34 | MIRA LOMA | Mira Loma Switch Center | MIRA LOMA | Mira Loma Switch Center
DEUCE | 05017 | 12KV | GALLATIN | GALLATIN | GALLATIN | 2213268 | 5823 | 47 | CENTER | Lighthipe Switch Center | CENTER | Lighthipe Switch Center
DEVILS GATE | 05030 | 16KV | ARROYO | ARROYO | ARROYO | 2214452 | 5158 | 27 | GOULD | Mesa Switch Center | GOULD | Mesa Switch Center
DEVINE | 05018 | 16KV | THOUSAND OAKS | THOUSAND_OAKS | THOUSAND_OAKS | 2212798 | 5569 | 35 | MOORPARK | Ventura Switch Center | MOORPARK | Ventura Switch Center
DEVON | 05021 | 12KV | BOVINE | BOVINE | BOVINE | 2213188 | 5788 | 46 | DEL AMO | Lighthipe Switch Center | DEL AMO | Lighthipe Switch Center
DEWITT | 05041 | 16KV | NEWHALL | NEWHALL | NEWHALL | 2217376 | 5576 | 59 | SAUGUS | Vincent Switch Center | SAUGUS | Vincent Switch Center
DIABAR | 05050 | 12KV | GANESHA | GANESHA | GANESHA | 2212890 | 5617 | 26 | CHINO | Mira Loma Switch Center | CHINO | Mira Loma Switch Center
DIABLO | 05055 | 16KV | SAN MIGUEL | SAN MIGUEL | SAN MIGUEL | 2212814 | 5577 | 39 | SANTA CLARA | Ventura Switch Center | SANTA CLARA | Ventura Switch Center
DIAMANTE | 05063 | 12KV | LIBERTY | LIBERTY | LIBERTY | 2212500 | 5312 | 51 | RECTOR | Rector Switch Center | RECTOR | Rector Switch Center
DIAMOND | 05060 | 4KV | ARCADIA | ARCADIA | ARCADIA | 2216688 | 5106 | 27 | RIO HONDO | Mesa Switch Center | RIO HONDO | Mesa Switch Center
DIAMONDBACK | 05061 | 16KV | NORTH OAKS | NORTH_OAKS | NORTH_OAKS | 2214980 | 5542 | 59 | SAUGUS | Vincent Switch Center | SAUGUS | Vincent Switch Center
DIANA | 05066 | 12KV | MARION | MARION | MARION | 2215624 | 5866 | 48 | BARRE | Orange County Switch Ctr | BARRE | Orange County Switch Ctr
DIAZ | 05067 | 12KV | MORAGA | MORAGA | MORAGA | 2213880 | 8348 | 88 | VALLEY | Valley Switch Center | VALLEY | Valley Switch Center
DICE | 05068 | 33KV | PHELAN | PHELAN | PHELAN | 2213438 | 8010 | 73 | VICTOR | Lugo Switch Center | VICTOR | Lugo Switch Center
DICKERSON | 05071 | 16KV | RANDOLPH | RANDOLPH | RANDOLPH | 2217662 | 5739 | 32 | LAGUNA BELL | Lighthipe Switch Center | LAGUNA BELL | Lighthipe Switch Center
DIE | 05075 | 12KV | INDUSTRY | INDUSTRY | INDUSTRY | 2216832 | 5191 | 26 | WALNUT | Mira Loma Switch Center | WALNUT | Mira Loma Switch Center
DIGBY | 05079 | 12KV | RANDALL | RANDALL | RANDALL | 2215076 | 5601 | 30 | ETIWANDA | Vista Switch Center | ETIWANDA | Vista Switch Center
DIGNAN | 05081 | 12KV | MOBILOIL | MOBILOIL | MOBILOIL | 2212312 | 5229 | 44 | LA FRESA | El Nido Switch Center | LA FRESA | El Nido Switch Center
DILL | 05087 | 12KV | MORENO | MORENO | MORENO | 2218340 | 8193 | 77 | VALLEY | Valley Switch Center | VALLEY | Valley Switch Center
DILLON | 05082 | 12KV | GARNET | GARNET | GARNET | 2213558 | 8044 | 79 | DEVERS | Devers Switch Center | DEVERS | Devers Switch Center
DIME | 05084 | 12KV | SANTIAGO | SANTIAGO | SANTIAGO | 2211986 | 5088 | 43 | SANTIAGO | Orange County Switch Ctr | SANTIAGO | Orange County Switch Ctr
DINELY | 21067 | 12KV | CORRECTION | CORRECTION | CORRECTION | 2217190 | 5464 | 52 | ANTELOPE | Vincent Switch Center | ANTELOPE | Vincent Switch Center
DINER | 05086 | 12KV | RAILROAD | RAILROAD | RAILROAD | 2216842 | 5196 | 26 | WALNUT | Mira Loma Switch Center | WALNUT | Mira Loma Switch Center
DINGY | 05083 | 12KV | BOLSA | BOLSA | BOLSA | 2213224 | 5807 | 33 | BARRE | Orange County Switch Ctr | BARRE | Orange County Switch Ctr
DINKEY CREEK | 05085 | 4KV | DINKEY CREEK P.T. | NotFound | NotFound | 2123014 | 7158 | 50 | NotFound | NotFound | NotFound | NotFound
DIPLOMAT | 05088 | 12KV | CHASE | CHASE | CHASE | 2213010 | 5679 | 34 | MIRA LOMA | Mira Loma Switch Center | MIRA LOMA | Mira Loma Switch Center
DISCOVERY | 05090 | 12KV | GOLDTOWN | GOLDTOWN | GOLDTOWN | 2219596 | 5511 | 52 | ANTELOPE | Vincent Switch Center | ANTELOPE | Vincent Switch Center
DITCH | 05095 | 16KV | GONZALES | GONZALES | GONZALES | 2212826 | 5587 | 39 | SANTA CLARA | Ventura Switch Center | SANTA CLARA | Ventura Switch Center
DITMAN | 05100 | 4KV | BELVEDERE | BELVEDERE | BELVEDERE | 2219012 | 5114 | 22 | MESA | Mesa Switch Center | MESA | Mesa Switch Center
DITWOOD | 05102 | 12KV | LA HABRA | LA_HABRA | LA_HABRA | 2215550 | 5832 | 48 | OLINDA | Orange County Switch Ctr | OLINDA | Orange County Switch Ctr
DIVISION | 05110 | 12KV | ROSAMOND | ROSAMOND | ROSAMOND | 2217298 | 5541 | 36 | ANTELOPE | Vincent Switch Center | ANTELOPE | Vincent Switch Center
DIVOT | 05115 | 12KV | GILBERT | GILBERT | GILBERT | 2220202 | 5833 | 48 | BARRE | Orange County Switch Ctr | BARRE | Orange County Switch Ctr
DIXIE | 05125 | 12KV | VILLA PARK | VILLA_PARK | VILLA_PARK | 2216586 | 5082 | 29 | VILLA PARK | Orange County Switch Ctr | VILLA PARK | Orange County Switch Ctr
DIXON | 05130 | 12KV | DECLEZ | DECLEZ | DECLEZ | 2219794 | 5615 | 30 | ETIWANDA | Vista Switch Center | ETIWANDA | Vista Switch Center
DOANE | 05132 | 12KV | SAN ANTONIO | SAN_ANTONIO | SAN_ANTONIO | 2219828 | 5631 | 34 | PADUA | Mira Loma Switch Center | PADUA | Mira Loma Switch Center
DOBBINS | 05135 | 4KV | SAN GABRIEL | SAN_GABRIEL | SAN_GABRIEL | 2214430 | 5142 | 22 | MESA | Mesa Switch Center | MESA | Mesa Switch Center
DOBER | 05136 | 12KV | MOULTON | MOULTON | MOULTON | 2215582 | 5845 | 43 | SANTIAGO | Orange County Switch Ctr | SANTIAGO | Orange County Switch Ctr
DOBLE | 05123 | 33KV | COTTONWOOD | COTTONWOOD | COTTONWOOD | 2218096 | 8027 | 73 | VICTOR | Lugo Switch Center | VICTOR | Lugo Switch Center
DOCTORS | 05138 | 12KV | TIMOTEO | TIMOTEO | TIMOTEO | 2217420 | 5604 | 31 | SAN BERNARDINO | Vista Switch Center | SAN BERNARDINO | Vista Switch Center
DOCTRINE | 05120 | 4KV | CEDARWOOD | CEDARWOOD | CEDARWOOD | 2217920 | 5859 | 33 | BARRE | Orange County Switch Ctr | BARRE | Orange County Switch Ctr
DODGE | 05140 | 16KV | LAGUNA BELL | LAGUNA_BELL | LAGUNA_BELL | 2216554 | 5074 | 32 | LAGUNA BELL | Lighthipe Switch Center | LAGUNA BELL | Lighthipe Switch Center
DOE | 05144 | 12KV | LA MIRADA | LA_MIRADA | LA_MIRADA | 2220206 | 5834 | 47 | DEL AMO | Lighthipe Switch Center | DEL AMO | Lighthipe Switch Center
DOERNER | 05145 | 12KV | SANTA FE SPRINGS | SANTA_FE_SPRINGS | SANTA_FE_SPRINGS | 2215586 | 5850 | 47 | CENTER | Lighthipe Switch Center | CENTER | Lighthipe Switch Center
DOG PATCH | 05148 | 12KV | SAN ONOFRE | NotFound | NotFound | 31234037 | 8055 | 43 | NotFound | NotFound | NotFound | NotFound
DOGBANE | 05147 | 12KV | CALCITY | CALCITY | CALCITY | 2213674 | 8132 | 86 | KRAMER | Lugo Switch Center | KRAMER | Lugo Switch Center
DOGWOOD | 05146 | 16KV | TORRANCE | TORRANCE | TORRANCE | 2212418 | 5269 | 44 | LA FRESA | El Nido Switch Center | LA FRESA | El Nido Switch Center
DOHN | 05150 | 4KV | PIONEER | PIONEER | PIONEER | 2217976 | 5886 | 47 | CENTER | Lighthipe Switch Center | CENTER | Lighthipe Switch Center
DOLAN | 05160 | 12KV | SANTA FE SPRINGS | SANTA_FE_SPRINGS | SANTA_FE_SPRINGS | 2215586 | 5850 | 47 | CENTER | Lighthipe Switch Center | CENTER | Lighthipe Switch Center
DOLGEVILLE | 05170 | 4KV | ALHAMBRA | ALHAMBRA | ALHAMBRA | 2216666 | 5101 | 22 | EAGLE ROCK | Mesa Switch Center | EAGLE ROCK | Mesa Switch Center
DOLLAR | 05180 | 4KV | OLDFIELD | OLDFIELD | OLDFIELD | 2217672 | 5744 | 46 | LIGHTHIPE | Lighthipe Switch Center | LIGHTHIPE | Lighthipe Switch Center
DOLORES | 05185 | 4KV | DOLORES P.T. | DOLORES P.T. | DOLORES P.T. | 2123122 | 7183 | 27 | GOULD | Mesa Switch Center | GOULD | Mesa Switch Center
DOLPHIN | 05188 | 4KV | DOLPHIN P.T. | NotFound | NotFound | 2123601 | 7186 | 39 | NotFound | NotFound | NotFound | NotFound
DOMELAND | 05195 | 12KV | DOMELAND P.T. | DOMELAND P.T. | DOMELAND P.T. | 2123556 | 7173 | 86 | KRAMER | Lugo Switch Center | KRAMER | Lugo Switch Center
DOMIC | 05190 | 12KV | COLTON | COLTON | COLTON | 2212868 | 5610 | 31 | VISTA | Vista Switch Center | VISTA | Vista Switch Center
DOMINGUEZ | 05200 | 16KV | LA FRESA | LA_FRESA | LA_FRESA | 2211620 | 5021 | 44 | LA FRESA | El Nido Switch Center | LA FRESA | El Nido Switch Center
DON | 10686 | 4KV | VICTORVILLE | VICTORVILLE | VICTORVILLE | 2213804 | 8260 | 73 | VICTOR | Lugo Switch Center | VICTOR | Lugo Switch Center
DONALD | 05205 | 12KV | STEWART | STEWART | STEWART | 2217904 | 5852 | 47 | CENTER | Lighthipe Switch Center | CENTER | Lighthipe Switch Center
DONERT | 05204 | 12KV | SAVAGE | SAVAGE | SAVAGE | 2220412 | 8020 | 73 | VICTOR | Lugo Switch Center | VICTOR | Lugo Switch Center
DONLON | 05207 | 16KV | SOMIS | SOMIS | SOMIS | 2212720 | 5536 | 39 | SANTA CLARA | Ventura Switch Center | SANTA CLARA | Ventura Switch Center
DONNA | 05206 | 16KV | CARSON | CARSON | CARSON | 2217602 | 5711 | 32 | LIGHTHIPE | Lighthipe Switch Center | LIGHTHIPE | Lighthipe Switch Center
DONNER | 05208 | 12KV | IVYGLEN | IVYGLEN | IVYGLEN | 2220540 | 8073 | 88 | VALLEY | Valley Switch Center | VALLEY | Valley Switch Center
DONOHUE | 05212 | 12KV | CUCAMONGA | CUCAMONGA | CUCAMONGA | 2219902 | 5677 | 34 | PADUA | Mira Loma Switch Center | PADUA | Mira Loma Switch Center
DOOLEY | 05211 | 12KV | DEL ROSA | DEL_ROSA | DEL_ROSA | 2219894 | 5670 | 31 | SAN BERNARDINO | Vista Switch Center | SAN BERNARDINO | Vista Switch Center
DOOLITTLE | 05209 | 12KV | MACARTHUR | MACARTHUR | MACARTHUR | 2215638 | 5874 | 33 | SANTIAGO | Orange County Switch Ctr | SANTIAGO | Orange County Switch Ctr
DORAN | 05210 | 12KV | EARLIMART | EARLIMART | EARLIMART | 2217064 | 5306 | 51 | VESTAL | Rector Switch Center | VESTAL | Rector Switch Center
DORCHESTER | 05213 | 12KV | VILLA PARK | VILLA_PARK | VILLA_PARK | 2216586 | 5082 | 29 | VILLA PARK | Orange County Switch Ctr | VILLA PARK | Orange County Switch Ctr
DORIS | 05215 | 12KV | LA VETA | LA_VETA | LA_VETA | 2215558 | 5835 | 29 | VILLA PARK | Orange County Switch Ctr | VILLA PARK | Orange County Switch Ctr
DORMAN | 05216 | 12KV | ELSINORE | ELSINORE | ELSINORE | 2213864 | 8343 | 88 | VALLEY | Valley Switch Center | VALLEY | Valley Switch Center
DORNES | 05218 | 12KV | ERIC | ERIC | ERIC | 2213182 | 5783 | 46 | DEL AMO | Lighthipe Switch Center | DEL AMO | Lighthipe Switch Center
DOROF | 05219 | 12KV | SKYLARK | SKYLARK | SKYLARK | 2220574 | 8088 | 88 | VALLEY | Valley Switch Center | VALLEY | Valley Switch Center
DORSEY | 05225 | 12KV | ALDER | ALDER | ALDER | 2213000 | 5672 | 30 | ETIWANDA | Vista Switch Center | ETIWANDA | Vista Switch Center
DOS LAGOS | 05230 | 12KV | DOS LAGOS P.M. | NotFound | NotFound | 2123959 | 7178 | 88 | NotFound | NotFound | NotFound | NotFound
DOT | 05240 | 4KV | DAISY | DAISY | DAISY | 2213148 | 5766 | 46 | HINSON | Lighthipe Switch Center | HINSON | Lighthipe Switch Center
DOVER | 05270 | 4KV | SULLIVAN | SULLIVAN | SULLIVAN | 2220256 | 5862 | 29 | ELLIS | Orange County Switch Ctr | ELLIS | Orange County Switch Ctr
DOWELL | 05280 | 4KV | WINDSOR HILLS | WINDSOR_HILLS | WINDSOR_HILLS | 2214618 | 5235 | 44 | LA CIENEGA | El Nido Switch Center | LA CIENEGA | El Nido Switch Center
DOYLE | 05290 | 4KV | OLDFIELD | OLDFIELD | OLDFIELD | 2217672 | 5744 | 46 | LIGHTHIPE | Lighthipe Switch Center | LIGHTHIPE | Lighthipe Switch Center
DOZIER | 05300 | 16KV | REPETTO | REPETTO | REPETTO | 2219114 | 5164 | 22 | MESA | Mesa Switch Center | MESA | Mesa Switch Center
DRACHMA | 05305 | 12KV | SANTIAGO | SANTIAGO | SANTIAGO | 2211986 | 5088 | 43 | SANTIAGO | Orange County Switch Ctr | SANTIAGO | Orange County Switch Ctr
DRAG | 05307 | 12KV | PORTERVILLE | PORTERVILLE | PORTERVILLE | 2212530 | 5323 | 51 | SPRINGVILLE | Rector Switch Center | SPRINGVILLE | Rector Switch Center
DRAGON | 05308 | 12KV | SAN BERNARDINO | SAN_BERNARDINO | SAN_BERNARDINO | 2215864 | 8076 | 31 | SAN BERNARDINO | Vista Switch Center | SAN BERNARDINO | Vista Switch Center
DRAKE | 05310 | 12KV | PIXLEY | PIXLEY | PIXLEY | 2219454 | 5321 | 51 | VESTAL | Rector Switch Center | VESTAL | Rector Switch Center
DRAMBUIE | 05311 | 12KV | MILLIKEN | MILLIKEN | MILLIKEN | 2215218 | 5663 | 34 | MIRA LOMA | Mira Loma Switch Center | MIRA LOMA | Mira Loma Switch Center
DREDGE | 05315 | 12KV | DIKE | DIKE | DIKE | 2217614 | 5721 | 46 | HINSON | Lighthipe Switch Center | HINSON | Lighthipe Switch Center
DRESSEN | 05318 | 12KV | HOMART | HOMART | HOMART | 2220488 | 8039 | 31 | VISTA | Vista Switch Center | VISTA | Vista Switch Center
DREYER | 01081 | 12KV | BRYAN | BRYAN | BRYAN | 2215480 | 5808 | 29 | VILLA PARK | Orange County Switch Ctr | VILLA PARK | Orange County Switch Ctr
DRIFT | 05316 | 12KV | NEPTUNE | NEPTUNE | NEPTUNE | 2220082 | 5781 | 32 | HINSON | Lighthipe Switch Center | HINSON | Lighthipe Switch Center
DRIFTWOOD | 05317 | 12KV | WAVE | WAVE | WAVE | 2213280 | 5828 | 33 | ELLIS | Orange County Switch Ctr | ELLIS | Orange County Switch Ctr
DRILL | 05320 | 4KV | BOWL | BOWL | BOWL | 2219942 | 5708 | 46 | HINSON | Lighthipe Switch Center | HINSON | Lighthipe Switch Center
DRILLER | 05321 | 12KV | OLINDA | OLINDA | OLINDA | 2214308 | 5087 | 48 | OLINDA | Orange County Switch Ctr | OLINDA | Orange County Switch Ctr
DRINKWATER | 05324 | 16KV | DRINKWATER P.T. | DRINKWATER P.T. | DRINKWATER P.T. | 2123068 | 7177 | 59 | LDWP SYSTEM | Control Switch Center | LDWP SYSTEM | Control Switch Center
DRISKILL | 05327 | 16KV | SAN MARCOS | SAN_MARCOS | SAN_MARCOS | 2219744 | 5585 | 49 | GOLETA | Ventura Switch Center | GOLETA | Ventura Switch Center
DRIVE INN | 05332 | 12KV | INYOKERN | INYOKERN | INYOKERN | 2214068 | 5041 | 86 | KRAMER | Lugo Switch Center | KRAMER | Lugo Switch Center
DRIVER | 05330 | 12KV | DELANO | DELANO | DELANO | 2219412 | 5305 | 51 | VESTAL | Rector Switch Center | VESTAL | Rector Switch Center
DROID | 05334 | 12KV | SHUTTLE | SHUTTLE | SHUTTLE | 2212678 | 5522 | 36 | ANTELOPE | Vincent Switch Center | ANTELOPE | Vincent Switch Center
DRONE | 05336 | 12KV | GENAMIC | GENAMIC | GENAMIC | 2216742 | 5139 | 34 | ETIWANDA | Vista Switch Center | ETIWANDA | Vista Switch Center
DRUM | 05335 | 12KV | TELEGRAPH | TELEGRAPH | TELEGRAPH | 2213396 | 5892 | 48 | OLINDA | Orange County Switch Ctr | OLINDA | Orange County Switch Ctr
DRY CANYON | 05340 | 16KV | SAUGUS | SAUGUS | SAUGUS | 2211724 | 5051 | 59 | SAUGUS | Vincent Switch Center | SAUGUS | Vincent Switch Center
DRYLANDS | 05344 | 33KV | COTTONWOOD | COTTONWOOD | COTTONWOOD | 2218096 | 8027 | 73 | VICTOR | Lugo Switch Center | VICTOR | Lugo Switch Center
DUCAT | 05358 | 12KV | SANTIAGO | SANTIAGO | SANTIAGO | 2211986 | 5088 | 43 | SANTIAGO | Orange County Switch Ctr | SANTIAGO | Orange County Switch Ctr
DUCOR | 05360 | 12KV | TERRA BELLA | TERRA_BELLA | TERRA_BELLA | 2219476 | 5326 | 51 | VESTAL | Rector Switch Center | VESTAL | Rector Switch Center
DUDA | 05365 | 12KV | MAXWELL | MAXWELL | MAXWELL | 2218074 | 8019 | 77 | VALLEY | Valley Switch Center | VALLEY | Valley Switch Center
DUFFER | 05373 | 16KV | SAN MARCOS | SAN_MARCOS | SAN_MARCOS | 2219744 | 5585 | 49 | GOLETA | Ventura Switch Center | GOLETA | Ventura Switch Center
DUHON | 05375 | 4KV | DUHON P.T. | DUHON P.T. | DUHON P.T. | 2122659 | 7172 | 44 | LA FRESA | El Nido Switch Center | LA FRESA | El Nido Switch Center
DUKE | 05376 | 12KV | MARASCHINO | MARASCHINO | MARASCHINO | 2220594 | 8096 | 31 | VISTA | Vista Switch Center | VISTA | Vista Switch Center
DUMAS | 05410 | 12KV | CARDIFF | CARDIFF | CARDIFF | 2217428 | 5608 | 31 | SAN BERNARDINO | Vista Switch Center | SAN BERNARDINO | Vista Switch Center
DUNBAR | 05380 | 4KV | SOMERSET | SOMERSET | SOMERSET | 2217696 | 5754 | 32 | DEL AMO | Lighthipe Switch Center | DEL AMO | Lighthipe Switch Center
DUNCAN | 05390 | 4KV | SOUTH GATE | SOUTH_GATE | SOUTH_GATE | 2220094 | 5787 | 32 | LAGUNA BELL | Lighthipe Switch Center | LAGUNA BELL | Lighthipe Switch Center
DUNDAS | 05411 | 16KV | WABASH | WABASH | WABASH | 2216694 | 5110 | 22 | MESA | Mesa Switch Center | MESA | Mesa Switch Center
DUNGAN | 05400 | 12KV | VENIDA | VENIDA | VENIDA | 2217116 | 5330 | 51 | RECTOR | Rector Switch Center | RECTOR | Rector Switch Center
DUNKIRK | 05413 | 12KV | PUENTE | PUENTE | PUENTE | 2219180 | 5195 | 26 | WALNUT | Mira Loma Switch Center | WALNUT | Mira Loma Switch Center
DUNLAP | 05403 | 12KV | HOMART | HOMART | HOMART | 2220488 | 8039 | 31 | VISTA | Vista Switch Center | VISTA | Vista Switch Center
DUNNING | 05415 | 12KV | RANDALL | RANDALL | RANDALL | 2215076 | 5601 | 30 | ETIWANDA | Vista Switch Center | ETIWANDA | Vista Switch Center
DUNROBIN | 05430 | 4KV | WOODRUFF | WOODRUFF | WOODRUFF | 2215410 | 5777 | 32 | DEL AMO | Lighthipe Switch Center | DEL AMO | Lighthipe Switch Center
DUNTLEY | 05420 | 12KV | NEENACH | NEENACH | NEENACH | 2215002 | 5556 | 36 | ANTELOPE | Vincent Switch Center | ANTELOPE | Vincent Switch Center
DUPONT | 05435 | 12KV | CABRILLO | CABRILLO | CABRILLO | 2220290 | 5879 | 43 | JOHANNA | Orange County Switch Ctr | JOHANNA | Orange County Switch Ctr
DURANGO | 05440 | 4KV | CULVER | CULVER | CULVER | 2212238 | 5204 | 42 | LA CIENEGA | El Nido Switch Center | LA CIENEGA | El Nido Switch Center
DURFEE | 05460 | 4KV | BARTOLO | BARTOLO | BARTOLO | 2217932 | 5863 | 22 | MESA | Mesa Switch Center | MESA | Mesa Switch Center
DURHAM | 05462 | 12KV | BOVINE | BOVINE | BOVINE | 2213188 | 5788 | 46 | DEL AMO | Lighthipe Switch Center | DEL AMO | Lighthipe Switch Center
DUROX | 05465 | 12KV | TIMOTEO | TIMOTEO | TIMOTEO | 2217420 | 5604 | 31 | SAN BERNARDINO | Vista Switch Center | SAN BERNARDINO | Vista Switch Center
DURWARD | 05466 | 12KV | LAYFAIR | LAYFAIR | LAYFAIR | 2217522 | 5645 | 26 | PADUA | Mira Loma Switch Center | PADUA | Mira Loma Switch Center
DUSK | 05467 | 12KV | CHERRY | CHERRY | CHERRY | 2217778 | 5797 | 46 | HINSON | Lighthipe Switch Center | HINSON | Lighthipe Switch Center
DUSTY | 05468 | 16KV | RIO HONDO | RIO_HONDO | RIO_HONDO | 2213964 | 5013 | 27 | RIO HONDO | Mesa Switch Center | RIO HONDO | Mesa Switch Center
DWEEZIL | 05475 | 12KV | QUARTZ HILL | QUARTZ_HILL | QUARTZ_HILL | 2219714 | 5566 | 36 | ANTELOPE | Vincent Switch Center | ANTELOPE | Vincent Switch Center
DWP DRINKWATER | 05323 | 2.4KV | DWP POWER PLANT 1 | DWP_POWER_PLANT_1 | DWP_POWER_PLANT_1 | 2274128 | 4195 | 59 | LDWP SYSTEM | Control Switch Center | LDWP SYSTEM | Control Switch Center
DYNAMICS | 05479 | 12KV | GENAMIC | GENAMIC | GENAMIC | 2216742 | 5139 | 34 | ETIWANDA | Vista Switch Center | ETIWANDA | Vista Switch Center
DYNAMO | 05481 | 16KV | LUNDY | LUNDY | LUNDY | 2274010 | 2560 | 85 | INYO SCE | Control Switch Center | INYO SCE | Control Switch Center
DYSART | 05483 | 12KV | DYSART P.T. | DYSART P.T. | DYSART P.T. | 2123940 | 7174 | 31 | DEVERS | Devers Switch Center | DEVERS | Devers Switch Center
DYSON | 05482 | 33KV | KRAMER | KRAMER | KRAMER | 2211688 | 5042 | 86 | KRAMER | Lugo Switch Center | KRAMER | Lugo Switch Center
E STREET | 06060 | 4KV | STODDARD | STODDARD | STODDARD | 2215156 | 5632 | 31 | SAN BERNARDINO | Vista Switch Center | SAN BERNARDINO | Vista Switch Center
EAGLE | 05485 | 12KV | TALBERT | TALBERT | TALBERT | 2213328 | 5853 | 29 | ELLIS | Orange County Switch Ctr | ELLIS | Orange County Switch Ctr
EAGLE CREST | 05487 | 12KV | EAGLE CREST P.T. | NotFound | NotFound | 26553879 | 7224 | 77 | NotFound | NotFound | NotFound | NotFound
EAGLE RANCH | 05488 | 12KV | VICTOR | VICTOR | VICTOR | 2220516 | 8049 | 73 | VICTOR | Lugo Switch Center | VICTOR | Lugo Switch Center
EARL | 05490 | 4KV | BOWL | BOWL | BOWL | 2219942 | 5708 | 46 | HINSON | Lighthipe Switch Center | HINSON | Lighthipe Switch Center
EARLEY | 05491 | 2.4KV | BISHOP CREEK NO.4 | BISHOP_CREEK_NO.4 | BISHOP_CREEK_NO.4 | 2274050 | 2524 | 85 | INYO SCE | Control Switch Center | INYO SCE | Control Switch Center
EARNHARDT | 05494 | 12KV | CUCAMONGA | CUCAMONGA | CUCAMONGA | 2219902 | 5677 | 34 | PADUA | Mira Loma Switch Center | PADUA | Mira Loma Switch Center
EARTH | 05492 | 12KV | MOUNTAIN PASS | MOUNTAIN_PASS | MOUNTAIN_PASS | 2215780 | 8030 | 72 | ELDORADO | Eldorado Switch Center | ELDORADO | Eldorado Switch Center
EAST CITY | 05500 | 4KV | DELANO | DELANO | DELANO | 2212478 | 5305 | 51 | VESTAL | Rector Switch Center | VESTAL | Rector Switch Center
EAST END | 05502 | 12KV | PEYTON | PEYTON | PEYTON | 2215106 | 5614 | 34 | CHINO | Mira Loma Switch Center | CHINO | Mira Loma Switch Center
EAST MONTANA | 05550 | 4KV | SAN VICENTE | SAN_VICENTE | SAN_VICENTE | 2216928 | 5230 | 42 | LA CIENEGA | El Nido Switch Center | LA CIENEGA | El Nido Switch Center
EASTER | 05515 | 12KV | NELSON | NELSON | NELSON | 2215814 | 8038 | 77 | VALLEY | Valley Switch Center | VALLEY | Valley Switch Center
EASTFIELD | 05520 | 4KV | STIRRUP | STIRRUP | STIRRUP | 2217006 | 5259 | 44 | LA FRESA | El Nido Switch Center | LA FRESA | El Nido Switch Center
EASTLAND | 05530 | 16KV | BANDINI | BANDINI | BANDINI | 2214362 | 5107 | 32 | LAGUNA BELL | Lighthipe Switch Center | LAGUNA BELL | Lighthipe Switch Center
EASTMONT | 05540 | 4KV | BICKNELL | BICKNELL | BICKNELL | 2216692 | 5109 | 22 | MESA | Mesa Switch Center | MESA | Mesa Switch Center
EASTWIND | 05565 | 12KV | WILSONA | WILSONA | WILSONA | 2215024 | 5567 | 36 | ANTELOPE | Vincent Switch Center | ANTELOPE | Vincent Switch Center
EASY | 05580 | 4KV | DAVIDSON CITY | DAVIDSON_CITY | DAVIDSON_CITY | 2217738 | 5779 | 46 | HINSON | Lighthipe Switch Center | HINSON | Lighthipe Switch Center
EBBTIDE | 05587 | 12KV | PICO | PICO | PICO | 2219974 | 5722 | 46 | HINSON | Lighthipe Switch Center | HINSON | Lighthipe Switch Center
EBELL | 05590 | 4KV | LAKEWOOD | LAKEWOOD | LAKEWOOD | 2215320 | 5733 | 46 | DEL AMO | Lighthipe Switch Center | DEL AMO | Lighthipe Switch Center
EBERT | 05588 | 12KV | FOGARTY | FOGARTY | FOGARTY | 1440627 | 8346 | 88 | DEVERS | Devers Switch Center | DEVERS | Devers Switch Center
EBONY | 05589 | 16KV | TORRANCE | TORRANCE | TORRANCE | 2212418 | 5269 | 44 | LA FRESA | El Nido Switch Center | LA FRESA | El Nido Switch Center
ECHO | 05591 | 12KV | DEL ROSA | DEL_ROSA | DEL_ROSA | 2219894 | 5670 | 31 | SAN BERNARDINO | Vista Switch Center | SAN BERNARDINO | Vista Switch Center
ECLIPSE | 05568 | 12KV | ESTRELLA | ESTRELLA | ESTRELLA | 2213342 | 5865 | 43 | SANTIAGO | Orange County Switch Ctr | SANTIAGO | Orange County Switch Ctr
ECUADOR | 05595 | 12KV | ELY | ELY | ELY | 2213258 | 5819 | 48 | BARRE | Orange County Switch Ctr | BARRE | Orange County Switch Ctr
EDENDALE | 05600 | 12KV | TIPTON | TIPTON | TIPTON | 2214782 | 5327 | 51 | null | null | null | null
EDGAR | 05603 | 12KV | ALON | ALON | ALON | 2219924 | 5701 | 32 | LIGHTHIPE | Lighthipe Switch Center | LIGHTHIPE | Lighthipe Switch Center
EDINBURG | 05607 | 16KV | FAIRFAX | FAIRFAX | FAIRFAX | 2214546 | 5208 | 42 | EAGLE ROCK | Mesa Switch Center | EAGLE ROCK | Mesa Switch Center
EDMOND | 05610 | 4KV | IVAR | IVAR | IVAR | 2214448 | 5153 | 22 | MESA | Mesa Switch Center | MESA | Mesa Switch Center
EDSEL | 05615 | 12KV | VERA | VERA | VERA | 2217782 | 5801 | 29 | ELLIS | Orange County Switch Ctr | ELLIS | Orange County Switch Ctr
EDWIN | 05619 | 12KV | ALESSANDRO | ALESSANDRO | ALESSANDRO | 2218086 | 8024 | 77 | VALLEY | Valley Switch Center | VALLEY | Valley Switch Center
EFFIE | 05626 | 12KV | OAK GROVE | OAK_GROVE | OAK_GROVE | 2217124 | 5337 | 51 | RECTOR | Rector Switch Center | RECTOR | Rector Switch Center
EGAN | 05630 | 4KV | BEAUMONT | BEAUMONT | BEAUMONT | 2212858 | 5605 | 31 | VISTA | Vista Switch Center | VISTA | Vista Switch Center
EGMONT | 05629 | 12KV | CORTEZ | CORTEZ | CORTEZ | 2214504 | 5186 | 26 | WALNUT | Mira Loma Switch Center | WALNUT | Mira Loma Switch Center
EIGHTEENTH | 05636 | 12KV | RIPLEY | RIPLEY | RIPLEY | 2216056 | 8227 | 87 | BLYTHE WALC | Devers Switch Center | BLYTHE WALC | Devers Switch Center
EISENMANN | 05635 | 12KV | MOBILOIL | MOBILOIL | MOBILOIL | 2212312 | 5229 | 44 | LA FRESA | El Nido Switch Center | LA FRESA | El Nido Switch Center
EL CAMINO | 05638 | 4KV | PALM CANYON | PALM_CANYON | PALM_CANYON | 2216032 | 8214 | 79 | DEVERS | Devers Switch Center | DEVERS | Devers Switch Center
EL CENTRO | 05650 | 4KV | GARFIELD | GARFIELD | GARFIELD | 2219022 | 5121 | 27 | MESA | Mesa Switch Center | MESA | Mesa Switch Center
EL MIRADOR | 05810 | 12KV | STRATHMORE | STRATHMORE | STRATHMORE | 2217102 | 5325 | 51 | SPRINGVILLE | Rector Switch Center | SPRINGVILLE | Rector Switch Center
EL MONTE | 05815 | 4KV | AMADOR | AMADOR | AMADOR | 2214462 | 5161 | 22 | RIO HONDO | Mesa Switch Center | RIO HONDO | Mesa Switch Center
EL PASEO | 05820 | 4KV | REDONDO | REDONDO | REDONDO | 2214594 | 5227 | 44 | LA FRESA | El Nido Switch Center | LA FRESA | El Nido Switch Center
EL RIO | 05830 | 4KV | OXNARD | OXNARD | OXNARD | 2214938 | 5527 | 39 | SANTA CLARA | Ventura Switch Center | SANTA CLARA | Ventura Switch Center
EL TORO | 05860 | 12KV | IRVINE | IRVINE | IRVINE | 2217856 | 5829 | 43 | SANTIAGO | Orange County Switch Ctr | SANTIAGO | Orange County Switch Ctr
ELAINE | 05639 | 2.4KV | ELAINE P.T. | ELAINE P.T. | ELAINE P.T. | 2123639 | 7204 | 39 | SANTA CLARA | Ventura Switch Center | SANTA CLARA | Ventura Switch Center
ELDEN | 05670 | 12KV | IRVINE | IRVINE | IRVINE | 2217856 | 5829 | 43 | SANTIAGO | Orange County Switch Ctr | SANTIAGO | Orange County Switch Ctr
ELDER | 05672 | 12KV | RIALTO | RIALTO | RIALTO | 2218372 | 8225 | 30 | VISTA | Vista Switch Center | VISTA | Vista Switch Center
ELDRIDGE | 05676 | 4KV | LOS CERRITOS | LOS_CERRITOS | LOS_CERRITOS | 2217658 | 5738 | 46 | HINSON | Lighthipe Switch Center | HINSON | Lighthipe Switch Center
ELEANOR | 05677 | 12KV | LARK ELLEN | LARK_ELLEN | LARK_ELLEN | 2219172 | 5192 | 26 | RIO HONDO | Mesa Switch Center | RIO HONDO | Mesa Switch Center
ELECTRA | 05679 | 16KV | LOCKHEED | LOCKHEED | LOCKHEED | 2217354 | 5568 | 59 | SAUGUS | Vincent Switch Center | SAUGUS | Vincent Switch Center
ELECTRIC | 05680 | 16KV | CULVER | CULVER | CULVER | 2214532 | 5204 | 42 | LA CIENEGA | El Nido Switch Center | LA CIENEGA | El Nido Switch Center
ELEMENTARY | 05683 | 4KV | ELEMENTARY P.T. | ELEMENTARY P.T. | ELEMENTARY P.T. | 2123702 | 7221 | 22 | MESA | Mesa Switch Center | MESA | Mesa Switch Center
ELEPHANT | 05686 | 12KV | LAMPSON | LAMPSON | LAMPSON | 2213356 | 5870 | 29 | BARRE | Orange County Switch Ctr | BARRE | Orange County Switch Ctr
ELEVADO | 05690 | 4KV | BEVERLY | BEVERLY | BEVERLY | 2219196 | 5201 | 42 | LA CIENEGA | El Nido Switch Center | LA CIENEGA | El Nido Switch Center
ELGIN | 05700 | 4KV | GRANADA | GRANADA | GRANADA | 2216720 | 5126 | 22 | EAGLE ROCK | Mesa Switch Center | EAGLE ROCK | Mesa Switch Center
ELHERS | 05632 | 4.8KV | BLYTHE CITY | NotFound | NotFound | 2215936 | 8113 | 87 | NotFound | NotFound | NotFound | NotFound
ELK | 05720 | 12KV | OCTOL | OCTOL | OCTOL | 2214766 | 5320 | 51 | RECTOR | Rector Switch Center | RECTOR | Rector Switch Center
ELKO | 05730 | 4KV | BELMONT | BELMONT | BELMONT | 2219932 | 5706 | 46 | ALAMITOS | Lighthipe Switch Center | ALAMITOS | Lighthipe Switch Center
ELKPORT | 05740 | 12KV | LUCAS | LUCAS | LUCAS | 2220062 | 5771 | 46 | DEL AMO | Lighthipe Switch Center | DEL AMO | Lighthipe Switch Center
ELLENWOOD | 05750 | 16KV | ROLLING HILLS | ROLLING_HILLS | ROLLING_HILLS | 2216994 | 5252 | 44 | LA FRESA | El Nido Switch Center | LA FRESA | El Nido Switch Center
ELLINGTON | 05707 | 12KV | DELANO | DELANO | DELANO | 2219412 | 5305 | 51 | VESTAL | Rector Switch Center | VESTAL | Rector Switch Center
ELLIOT | 05710 | 4KV | ARRO | ARRO | ARRO | 2219768 | 5602 | 31 | SAN BERNARDINO | Vista Switch Center | SAN BERNARDINO | Vista Switch Center
ELM | 05760 | 4KV | LANCASTER | LANCASTER | LANCASTER | 2212654 | 5514 | 36 | ANTELOPE | Vincent Switch Center | ANTELOPE | Vincent Switch Center
ELMER | 05790 | 16KV | EATON | EATON | EATON | 2214374 | 5115 | 27 | MESA | Mesa Switch Center | MESA | Mesa Switch Center
ELMIRA | 05800 | 4KV | COSTA MESA | COSTA_MESA | COSTA_MESA | 2220158 | 5817 | 33 | ELLIS | Orange County Switch Ctr | ELLIS | Orange County Switch Ctr
ELMO | 05770 | 12KV | BROWNING | BROWNING | BROWNING | 2214730 | 5304 | 51 | VESTAL | Rector Switch Center | VESTAL | Rector Switch Center
ELOWIN | 05819 | 12KV | OAK GROVE | OAK_GROVE | OAK_GROVE | 2217124 | 5337 | 51 | RECTOR | Rector Switch Center | RECTOR | Rector Switch Center
ELPAC | 05824 | 12KV | CABRILLO | CABRILLO | CABRILLO | 2220290 | 5879 | 43 | JOHANNA | Orange County Switch Ctr | JOHANNA | Orange County Switch Ctr
ELPRADO | 05827 | 12KV | SOQUEL | SOQUEL | SOQUEL | 2215254 | 5686 | 34 | CHINO | Mira Loma Switch Center | CHINO | Mira Loma Switch Center
ELROY | 05840 | 16KV | LA FRESA | LA_FRESA | LA_FRESA | 2211620 | 5021 | 44 | LA FRESA | El Nido Switch Center | LA FRESA | El Nido Switch Center
ELSTER | 05850 | 12KV | BOXWOOD | BOXWOOD | BOXWOOD | 2219530 | 5351 | 51 | SPRINGVILLE | Rector Switch Center | SPRINGVILLE | Rector Switch Center
ELSWORTH | 05855 | 12KV | ALESSANDRO | ALESSANDRO | ALESSANDRO | 2218086 | 8024 | 77 | VALLEY | Valley Switch Center | VALLEY | Valley Switch Center
EMIGRANT | 05885 | 12KV | EMIGRANT P.T. | EMIGRANT P.T. | EMIGRANT P.T. | 2123648 | 7205 | 86 | LDWP SYSTEM | Control Switch Center | LDWP SYSTEM | Control Switch Center
EMORY | 05895 | 12KV | STEWART | STEWART | STEWART | 2217904 | 5852 | 47 | CENTER | Lighthipe Switch Center | CENTER | Lighthipe Switch Center
EMPIRE | 05897 | 16KV | SAN MARCOS | SAN_MARCOS | SAN_MARCOS | 2219744 | 5585 | 49 | GOLETA | Ventura Switch Center | GOLETA | Ventura Switch Center
EMPORIA | 05900 | 4KV | ONTARIO | ONTARIO | ONTARIO | 2215130 | 5625 | 34 | CHINO | Mira Loma Switch Center | CHINO | Mira Loma Switch Center
EMPRESA | 05902 | 12KV | ONEILL | ONEILL | ONEILL | 2216200 | 8810 | 43 | VIEJO | Orange County Switch Ctr | VIEJO | Orange County Switch Ctr
EMSCO | 05910 | 16KV | FRUITLAND | FRUITLAND | FRUITLAND | 2215290 | 5718 | 32 | LAGUNA BELL | Lighthipe Switch Center | LAGUNA BELL | Lighthipe Switch Center
ENCANTO | 05916 | 16KV | ISLA VISTA | ISLA_VISTA | ISLA_VISTA | 2215066 | 5596 | 49 | GOLETA | Ventura Switch Center | GOLETA | Ventura Switch Center
ENCHANTED | 05918 | 16KV | ROYAL | ROYAL | ROYAL | 2212820 | 5580 | 35 | MOORPARK | Ventura Switch Center | MOORPARK | Ventura Switch Center
ENCINAS | 05922 | 4KV | ENCINAS P.T. | ENCINAS P.T. | ENCINAS P.T. | 2123656 | 7212 | 27 | GOULD | Mesa Switch Center | GOULD | Mesa Switch Center
ENDICOTT | 05926 | 4KV | RAVENDALE | RAVENDALE | RAVENDALE | 2219146 | 5179 | 27 | MESA | Mesa Switch Center | MESA | Mesa Switch Center
ENDOR | 05928 | 12KV | SHUTTLE | SHUTTLE | SHUTTLE | 2212678 | 5522 | 36 | ANTELOPE | Vincent Switch Center | ANTELOPE | Vincent Switch Center
ENERGY | 05930 | 16KV | CHATSWORTH | CHATSWORTH | CHATSWORTH | 2217324 | 5555 | 35 | MOORPARK | Ventura Switch Center | MOORPARK | Ventura Switch Center
ENGINE | 05935 | 12KV | RAILROAD | RAILROAD | RAILROAD | 2216842 | 5196 | 26 | WALNUT | Mira Loma Switch Center | WALNUT | Mira Loma Switch Center
ENGLAND | 05950 | 4KV | INGLEWOOD | INGLEWOOD | INGLEWOOD | 2212266 | 5211 | 44 | EL NIDO | El Nido Switch Center | EL NIDO | El Nido Switch Center
ENGLISH | 05940 | 12KV | SULLIVAN | SULLIVAN | SULLIVAN | 2213338 | 5862 | 29 | ELLIS | Orange County Switch Ctr | ELLIS | Orange County Switch Ctr
ENID | 05960 | 12KV | DALTON | DALTON | DALTON | 2216828 | 5188 | 27 | RIO HONDO | Mesa Switch Center | RIO HONDO | Mesa Switch Center
ENLOE | 05970 | 16KV | AMADOR | AMADOR | AMADOR | 2212150 | 5161 | 22 | RIO HONDO | Mesa Switch Center | RIO HONDO | Mesa Switch Center
ENSIGN | 05980 | 4KV | HUNTINGTON PARK | HUNTINGTON_PARK | HUNTINGTON_PARK | 2219992 | 5728 | 32 | LAGUNA BELL | Lighthipe Switch Center | LAGUNA BELL | Lighthipe Switch Center
ENTERPRISE | 05982 | 16KV | LEVY | LEVY | LEVY | 2217318 | 5552 | 39 | SANTA CLARA | Ventura Switch Center | SANTA CLARA | Ventura Switch Center
ENTRADA | 05985 | 12KV | THORNHILL | THORNHILL | THORNHILL | 2220356 | 8004 | 79 | DEVERS | Devers Switch Center | DEVERS | Devers Switch Center
EPSILON | 05994 | 16KV | CARSON | CARSON | CARSON | 2217602 | 5711 | 32 | LIGHTHIPE | Lighthipe Switch Center | LIGHTHIPE | Lighthipe Switch Center
EQUINOX | 06001 | 12KV | SUN CITY | SUN_CITY | SUN_CITY | 2220556 | 8078 | 77 | VALLEY | Valley Switch Center | VALLEY | Valley Switch Center
ERIE | 06010 | 4KV | BOWL | BOWL | BOWL | 2219942 | 5708 | 46 | HINSON | Lighthipe Switch Center | HINSON | Lighthipe Switch Center
ERIN | 06014 | 12KV | MAYBERRY | MAYBERRY | MAYBERRY | 2215898 | 8089 | 77 | VALLEY | Valley Switch Center | VALLEY | Valley Switch Center
ERRINGER | 06035 | 16KV | ROYAL | ROYAL | ROYAL | 2212820 | 5580 | 35 | MOORPARK | Ventura Switch Center | MOORPARK | Ventura Switch Center
ERSKINE | 06040 | 12KV | ISABELLA | ISABELLA | ISABELLA | 2217138 | 5347 | 53 | RECTOR | Rector Switch Center | RECTOR | Rector Switch Center
ESCALA | 06043 | 12KV | ESCALA P.T. | ESCALA P.T. | ESCALA P.T. | 2123175 | 7222 | 88 | VALLEY | Valley Switch Center | VALLEY | Valley Switch Center
ESCALONA | 06042 | 12KV | LA MIRADA | LA_MIRADA | LA_MIRADA | 2220206 | 5834 | 47 | DEL AMO | Lighthipe Switch Center | DEL AMO | Lighthipe Switch Center
ESCAMILLA | 18172 | 12KV | NARROWS | NARROWS | NARROWS | 2220218 | 5838 | 22 | MESA | Mesa Switch Center | MESA | Mesa Switch Center
ESP1 | 21096 | 12KV | COMPRESS | COMPRESS | COMPRESS | 2213924 | 8818 | 44 | LA FRESA | El Nido Switch Center | LA FRESA | El Nido Switch Center
ESP2 DESALTER | 21100 | 12KV | COMPRESS | COMPRESS | COMPRESS | 2213924 | 8818 | 44 | LA FRESA | El Nido Switch Center | LA FRESA | El Nido Switch Center
ESPRESSO | 06053 | 12KV | COFFEE | COFFEE | COFFEE | 2220662 | 8171 | 79 | DEVERS | Devers Switch Center | DEVERS | Devers Switch Center
ESSEX | 06055 | 12KV | VERA | VERA | VERA | 2217782 | 5801 | 29 | ELLIS | Orange County Switch Ctr | ELLIS | Orange County Switch Ctr
ESTABAN | 06065 | 16KV | SOMIS | SOMIS | SOMIS | 2212720 | 5536 | 39 | SANTA CLARA | Ventura Switch Center | SANTA CLARA | Ventura Switch Center
ESTATES | 06070 | 4KV | REPETTO | REPETTO | REPETTO | 2216782 | 5164 | 22 | MESA | Mesa Switch Center | MESA | Mesa Switch Center
ESTHER | 06080 | 4KV | BOWL | BOWL | BOWL | 2219942 | 5708 | 46 | HINSON | Lighthipe Switch Center | HINSON | Lighthipe Switch Center
ETHANAC | 06078 | 12KV | VALLEY | VALLEY | VALLEY | 2211862 | 5070 | 77 | VALLEY | Valley Switch Center | VALLEY | Valley Switch Center
ETTALEE | 06095 | 4KV | ETTALEE P.T. | ETTALEE P.T. | ETTALEE P.T. | 2122703 | 7210 | 86 | NEVADA POWER | Eldorado Switch Center | NEVADA POWER | Eldorado Switch Center
ETTING | 06100 | 16KV | LEVY | LEVY | LEVY | 2217318 | 5552 | 39 | SANTA CLARA | Ventura Switch Center | SANTA CLARA | Ventura Switch Center
EUCALYPTUS | 06108 | 12KV | PEYTON | PEYTON | PEYTON | 2215106 | 5614 | 34 | CHINO | Mira Loma Switch Center | CHINO | Mira Loma Switch Center
EUPHRATES | 06109 | 12KV | RIO HONDO | RIO_HONDO | RIO_HONDO | 2218550 | 5013 | 27 | RIO HONDO | Mesa Switch Center | RIO HONDO | Mesa Switch Center
EURO | 06112 | 12KV | SANTIAGO | SANTIAGO | SANTIAGO | 2211986 | 5088 | 43 | SANTIAGO | Orange County Switch Ctr | SANTIAGO | Orange County Switch Ctr
EVANS | 06120 | 16KV | ROLLING HILLS | ROLLING_HILLS | ROLLING_HILLS | 2216994 | 5252 | 44 | LA FRESA | El Nido Switch Center | LA FRESA | El Nido Switch Center
EVEREST | 06131 | 12KV | MIRA LOMA | MIRA_LOMA | MIRA_LOMA | 2214212 | 5069 | 34 | MIRA LOMA | Mira Loma Switch Center | MIRA LOMA | Mira Loma Switch Center
EVERETT | 06130 | 16KV | MOORPARK | MOORPARK | MOORPARK | 2211770 | 5056 | 35 | MOORPARK | Ventura Switch Center | MOORPARK | Ventura Switch Center
EVERGREEN | 06140 | 4KV | SOUTH GATE | SOUTH_GATE | SOUTH_GATE | 2220094 | 5787 | 32 | LAGUNA BELL | Lighthipe Switch Center | LAGUNA BELL | Lighthipe Switch Center
EVITA | 06115 | 16KV | CAMARILLO | CAMARILLO | CAMARILLO | 2219612 | 5517 | 39 | SANTA CLARA | Ventura Switch Center | SANTA CLARA | Ventura Switch Center
EXCELSIOR | 06170 | 4KV | PIONEER | PIONEER | PIONEER | 2217976 | 5886 | 47 | CENTER | Lighthipe Switch Center | CENTER | Lighthipe Switch Center
EXECUTIVE | 06145 | 16KV | BEVERLY | BEVERLY | BEVERLY | 2216848 | 5201 | 42 | LA CIENEGA | El Nido Switch Center | LA CIENEGA | El Nido Switch Center
EXLINE | 06150 | 16KV | AMADOR | AMADOR | AMADOR | 2212150 | 5161 | 22 | RIO HONDO | Mesa Switch Center | RIO HONDO | Mesa Switch Center
EXPLORER | 06171 | 12KV | GISLER | GISLER | GISLER | 2220234 | 5851 | 33 | ELLIS | Orange County Switch Ctr | ELLIS | Orange County Switch Ctr
EXPO | 06160 | 4KV | STODDARD | STODDARD | STODDARD | 2215156 | 5632 | 31 | SAN BERNARDINO | Vista Switch Center | SAN BERNARDINO | Vista Switch Center
EXPRESS | 06161 | 33KV | BARSTOW | BARSTOW | BARSTOW | 2273806 | 8110 | 72 | ELDORADO | Eldorado Switch Center | ELDORADO | Eldorado Switch Center
EXTINGUISHER | 06169 | 12KV | FIREHOUSE | FIREHOUSE | FIREHOUSE | 2215118 | 5618 | 34 | CHINO | Mira Loma Switch Center | CHINO | Mira Loma Switch Center
EZRA | 06172 | 4KV | BRIDGE | BRIDGE | BRIDGE | 2212394 | 5257 | 44 | LA FRESA | El Nido Switch Center | LA FRESA | El Nido Switch Center
FACEMASK | 06173 | 12KV | STADLER | STADLER | STADLER | 2215704 | 8005 | 88 | VALLEY | Valley Switch Center | VALLEY | Valley Switch Center
FACTOR | 06175 | 16KV | YUKON | YUKON | YUKON | 2212348 | 5241 | 44 | LA FRESA | El Nido Switch Center | LA FRESA | El Nido Switch Center
FACTORY | 06177 | 12KV | WALNUT | WALNUT | WALNUT | 2218564 | 5014 | 26 | WALNUT | Mira Loma Switch Center | WALNUT | Mira Loma Switch Center
FACULTY | 06180 | 4KV | LUCAS | LUCAS | LUCAS | 2213164 | 5771 | 46 | DEL AMO | Lighthipe Switch Center | DEL AMO | Lighthipe Switch Center
FAGAN | 06184 | 12KV | GREENING | GREENING | GREENING | 2213198 | 5791 | 46 | DEL AMO | Lighthipe Switch Center | DEL AMO | Lighthipe Switch Center
FAIR | 06188 | 4.8KV | HEMET | HEMET | HEMET | 2215998 | 8164 | 77 | VALLEY | Valley Switch Center | VALLEY | Valley Switch Center
FAIR ACRES | 06190 | 4KV | SANTA BARBARA | SANTA_BARBARA | SANTA_BARBARA | 2214956 | 5531 | 49 | GOLETA | Ventura Switch Center | GOLETA | Ventura Switch Center
FAIRBANKS | 06200 | 4KV | YUKON | YUKON | YUKON | 2214644 | 5241 | 44 | LA FRESA | El Nido Switch Center | LA FRESA | El Nido Switch Center
FAIRHAVEN | 06210 | 16KV | INGLEWOOD | INGLEWOOD | INGLEWOOD | 2214556 | 5211 | 44 | EL NIDO | El Nido Switch Center | EL NIDO | El Nido Switch Center
FAIRLAWN | 06220 | 4KV | LINDSAY | LINDSAY | LINDSAY | 2212512 | 5317 | 51 | SPRINGVILLE | Rector Switch Center | SPRINGVILLE | Rector Switch Center
FAIRMAN | 06230 | 12KV | SUNNYSIDE | SUNNYSIDE | SUNNYSIDE | 2217758 | 5785 | 46 | LIGHTHIPE | Lighthipe Switch Center | LIGHTHIPE | Lighthipe Switch Center
FAIRMONT | 06240 | 12KV | DEL SUR | DEL_SUR | DEL_SUR | 2219586 | 5508 | 36 | ANTELOPE | Vincent Switch Center | ANTELOPE | Vincent Switch Center
FAIRPLEX | 06189 | 12KV | LAYFAIR | LAYFAIR | LAYFAIR | 2217522 | 5645 | 26 | PADUA | Mira Loma Switch Center | PADUA | Mira Loma Switch Center
FAIRWAY | 06250 | 12KV | VILLA PARK | VILLA_PARK | VILLA_PARK | 2216586 | 5082 | 29 | VILLA PARK | Orange County Switch Ctr | VILLA PARK | Orange County Switch Ctr
FALCON | 06260 | 4KV | BIXBY | BIXBY | BIXBY | 2215270 | 5707 | 46 | ALAMITOS | Lighthipe Switch Center | ALAMITOS | Lighthipe Switch Center
FALLIS | 06270 | 4KV | ONTARIO | ONTARIO | ONTARIO | 2215130 | 5625 | 34 | CHINO | Mira Loma Switch Center | CHINO | Mira Loma Switch Center
FALLON | 06271 | 12KV | ERIC | ERIC | ERIC | 2213182 | 5783 | 46 | DEL AMO | Lighthipe Switch Center | DEL AMO | Lighthipe Switch Center
FALLS | 06269 | 2.4KV | FALLS P.T. | FALLS P.T. | FALLS P.T. | 2123737 | 7263 | 85 | INYO SCE | Control Switch Center | INYO SCE | Control Switch Center
FAMOUS | 06272 | 33KV | CALECTRIC | CALECTRIC | CALECTRIC | 2218150 | 8042 | 31 | VISTA | Vista Switch Center | VISTA | Vista Switch Center
FANO | 06273 | 12KV | PADUA | PADUA | PADUA | 2216446 | 5060 | 34 | PADUA | Mira Loma Switch Center | PADUA | Mira Loma Switch Center
FANTAIL | 06274 | 16KV | TAHITI | TAHITI | TAHITI | 2217028 | 5271 | 42 | LA CIENEGA | El Nido Switch Center | LA CIENEGA | El Nido Switch Center
FANTASTICO | 06277 | 12KV | ALESSANDRO | ALESSANDRO | ALESSANDRO | 2218086 | 8024 | 77 | VALLEY | Valley Switch Center | VALLEY | Valley Switch Center
FANWOOD | 06275 | 4KV | CLARK | CLARK | CLARK | 2217718 | 5769 | 46 | ALAMITOS | Lighthipe Switch Center | ALAMITOS | Lighthipe Switch Center
FARALLON | 06283 | 12KV | CROWN | CROWN | CROWN | 2217826 | 5818 | 33 | SANTIAGO | Orange County Switch Ctr | SANTIAGO | Orange County Switch Ctr
FARGO | 06287 | 12KV | HESPERIA | HESPERIA | HESPERIA | 2218228 | 8087 | 73 | VICTOR | Lugo Switch Center | VICTOR | Lugo Switch Center
FARMINGTON | 06276 | 12KV | NEWCOMB | NEWCOMB | NEWCOMB | 2218460 | 8342 | 77 | VALLEY | Valley Switch Center | VALLEY | Valley Switch Center
FARMS | 06280 | 12KV | OASIS | OASIS | OASIS | 2214990 | 5548 | 36 | ANTELOPE | Vincent Switch Center | ANTELOPE | Vincent Switch Center
FARO | 06285 | 12KV | JOHANNA | JOHANNA | JOHANNA | 2216608 | 5085 | 29 | JOHANNA | Orange County Switch Ctr | JOHANNA | Orange County Switch Ctr
FARTHING | 06293 | 12KV | SANTIAGO | SANTIAGO | SANTIAGO | 2211986 | 5088 | 43 | SANTIAGO | Orange County Switch Ctr | SANTIAGO | Orange County Switch Ctr
FASHION | 06295 | 12KV | PICO | PICO | PICO | 2219974 | 5722 | 46 | HINSON | Lighthipe Switch Center | HINSON | Lighthipe Switch Center
FAUST | 06300 | 4KV | CLARK | CLARK | CLARK | 2217718 | 5769 | 46 | ALAMITOS | Lighthipe Switch Center | ALAMITOS | Lighthipe Switch Center
FAYE | 06305 | 12KV | WELDON | WELDON | WELDON | 2212578 | 5353 | 53 | VESTAL | Rector Switch Center | VESTAL | Rector Switch Center
FEDERAL | 06307 | 16KV | SAWTELLE | SAWTELLE | SAWTELLE | 2214666 | 5250 | 42 | LA CIENEGA | El Nido Switch Center | LA CIENEGA | El Nido Switch Center
FEDERER | 06304 | 12KV | WIMBLEDON | WIMBLEDON | WIMBLEDON | 2215220 | 5664 | 30 | ETIWANDA | Vista Switch Center | ETIWANDA | Vista Switch Center
FELA | 14680 | 12KV | CYPRESS | CYPRESS | CYPRESS | 2217874 | 5837 | 46 | DEL AMO | Lighthipe Switch Center | DEL AMO | Lighthipe Switch Center
FELDSPAR | 06308 | 16KV | CREST | CREST | CREST | 2217012 | 5264 | 44 | LA FRESA | El Nido Switch Center | LA FRESA | El Nido Switch Center
FELIX | 06309 | 12KV | LOS CERRITOS | LOS_CERRITOS | LOS_CERRITOS | 2217660 | 5738 | 46 | HINSON | Lighthipe Switch Center | HINSON | Lighthipe Switch Center
FELLER | 06310 | 12KV | HAMILTON | HAMILTON | HAMILTON | 2217848 | 5825 | 33 | ELLIS | Orange County Switch Ctr | ELLIS | Orange County Switch Ctr
FELLOWSHIP | 06315 | 4KV | PLAYA | PLAYA | PLAYA | 2212780 | 5565 | 49 | GOLETA | Ventura Switch Center | GOLETA | Ventura Switch Center
FELON | 06318 | 12KV | MOBILOIL | MOBILOIL | MOBILOIL | 2212312 | 5229 | 44 | LA FRESA | El Nido Switch Center | LA FRESA | El Nido Switch Center
FERGUSON | 06320 | 4KV | MONTEBELLO | MONTEBELLO | MONTEBELLO | 2212090 | 5135 | 32 | LAGUNA BELL | Lighthipe Switch Center | LAGUNA BELL | Lighthipe Switch Center
FERINA | 06330 | 4KV | WOODRUFF | WOODRUFF | WOODRUFF | 2215410 | 5777 | 32 | DEL AMO | Lighthipe Switch Center | DEL AMO | Lighthipe Switch Center
FERN | 06337 | 2.4KV | IDYLLWILD | IDYLLWILD | IDYLLWILD | 2220654 | 8168 | 77 | VALLEY | Valley Switch Center | VALLEY | Valley Switch Center
FERNSTROM | 06340 | 12KV | GANESHA | GANESHA | GANESHA | 2212890 | 5617 | 26 | CHINO | Mira Loma Switch Center | CHINO | Mira Loma Switch Center
FERON | 06354 | 12KV | ARCHLINE | ARCHLINE | ARCHLINE | 2212994 | 5667 | 30 | ETIWANDA | Vista Switch Center | ETIWANDA | Vista Switch Center
FERRARA | 06357 | 12KV | PADUA | PADUA | PADUA | 2216446 | 5060 | 34 | PADUA | Mira Loma Switch Center | PADUA | Mira Loma Switch Center
FERREE | 07386 | 12KV | ELLIS | ELLIS | ELLIS | 2218928 | 5086 | 33 | ELLIS | Orange County Switch Ctr | ELLIS | Orange County Switch Ctr
FETTERLY | 06360 | 4KV | AMALIA | AMALIA | AMALIA | 2212032 | 5104 | 22 | MESA | Mesa Switch Center | MESA | Mesa Switch Center
FEY | 06361 | 12KV | FARRELL | FARRELL | FARRELL | 2220394 | 8016 | 79 | DEVERS | Devers Switch Center | DEVERS | Devers Switch Center
FIAT | 06362 | 4KV | NEPTUNE | NEPTUNE | NEPTUNE | 2213180 | 5781 | 32 | HINSON | Lighthipe Switch Center | HINSON | Lighthipe Switch Center
FIDLER | 06365 | 4KV | HEDDA | HEDDA | HEDDA | 2213184 | 5784 | 46 | DEL AMO | Lighthipe Switch Center | DEL AMO | Lighthipe Switch Center
FIELDGATE | 06375 | 12KV | WALNUT | WALNUT | WALNUT | 2218564 | 5014 | 26 | WALNUT | Mira Loma Switch Center | WALNUT | Mira Loma Switch Center
FIELDS | 06370 | 12KV | ETIWANDA | ETIWANDA | ETIWANDA | 2212014 | 5096 | 30 | ETIWANDA | Vista Switch Center | ETIWANDA | Vista Switch Center
FIESTA | 06380 | 4KV | ANITA | ANITA | ANITA | 2218988 | 5105 | 27 | RIO HONDO | Mesa Switch Center | RIO HONDO | Mesa Switch Center
FIFTH ST. | 06390 | 16KV | COLONIA | COLONIA | COLONIA | 2219578 | 5505 | 39 | SANTA CLARA | Ventura Switch Center | SANTA CLARA | Ventura Switch Center
FIG | 06420 | 16KV | BRADBURY | BRADBURY | BRADBURY | 2219128 | 5171 | 27 | RIO HONDO | Mesa Switch Center | RIO HONDO | Mesa Switch Center
FIGUEROA | 06410 | 4KV | SANTA BARBARA | SANTA_BARBARA | SANTA_BARBARA | 2214956 | 5531 | 49 | GOLETA | Ventura Switch Center | GOLETA | Ventura Switch Center
FIJI | 06421 | 12KV | BRYAN | BRYAN | BRYAN | 2215480 | 5808 | 29 | VILLA PARK | Orange County Switch Ctr | VILLA PARK | Orange County Switch Ctr
FILBERT | 06423 | 12KV | CHESTNUT | CHESTNUT | CHESTNUT | 2215608 | 5861 | 29 | JOHANNA | Orange County Switch Ctr | JOHANNA | Orange County Switch Ctr
FILLY | 06427 | 16KV | INGLEWOOD | INGLEWOOD | INGLEWOOD | 2214556 | 5211 | 44 | EL NIDO | El Nido Switch Center | EL NIDO | El Nido Switch Center
FILTER | 21074 | 16KV | WASTEWATER | WASTEWATER | WASTEWATER | 2214718 | 5291 | 39 | SANTA CLARA | Ventura Switch Center | SANTA CLARA | Ventura Switch Center
FINALS | 06435 | 12KV | PLACENTIA | PLACENTIA | PLACENTIA | 2220310 | 5889 | 48 | VILLA PARK | Orange County Switch Ctr | VILLA PARK | Orange County Switch Ctr
FINCH | 06429 | 12KV | NAROD | NAROD | NAROD | 2212960 | 5648 | 34 | CHINO | Mira Loma Switch Center | CHINO | Mira Loma Switch Center
FINDLEY | 06430 | 16KV | VAIL | VAIL | VAIL | 2216804 | 5175 | 32 | LAGUNA BELL | Lighthipe Switch Center | LAGUNA BELL | Lighthipe Switch Center
FINGAL | 06432 | 12KV | CABAZON | CABAZON | CABAZON | 2220604 | 8118 | 79 | DEVERS | Devers Switch Center | DEVERS | Devers Switch Center
FINISHLINE | 06439 | 12KV | TROPHY | TROPHY | TROPHY | 2217418 | 5603 | 26 | CHINO | Mira Loma Switch Center | CHINO | Mira Loma Switch Center
FIR | 10780 | 4KV | LYNWOOD | LYNWOOD | LYNWOOD | 2219998 | 5731 | 32 | LIGHTHIPE | Lighthipe Switch Center | LIGHTHIPE | Lighthipe Switch Center
FIRETHORN | 06455 | 16KV | TORRANCE | TORRANCE | TORRANCE | 2212418 | 5269 | 44 | LA FRESA | El Nido Switch Center | LA FRESA | El Nido Switch Center
FIRME | 06448 | 12KV | VIEJO | VIEJO | VIEJO | 2211936 | 5083 | 43 | VIEJO | Orange County Switch Ctr | VIEJO | Orange County Switch Ctr
FIRMONA | 06450 | 16KV | LA FRESA | LA_FRESA | LA_FRESA | 2211620 | 5021 | 44 | LA FRESA | El Nido Switch Center | LA FRESA | El Nido Switch Center
FIRTH | 06465 | 12KV | LOS CERRITOS | LOS_CERRITOS | LOS_CERRITOS | 2217660 | 5738 | 46 | HINSON | Lighthipe Switch Center | HINSON | Lighthipe Switch Center
FITTIPALDI | 06491 | 12KV | CUCAMONGA | CUCAMONGA | CUCAMONGA | 2219902 | 5677 | 34 | PADUA | Mira Loma Switch Center | PADUA | Mira Loma Switch Center
FIZZ | 06493 | 12KV | CHIQUITA | CHIQUITA | CHIQUITA | 2215488 | 5811 | 43 | VIEJO | Orange County Switch Ctr | VIEJO | Orange County Switch Ctr
FLABOB | 06497 | 12KV | RUBIDOUX | RUBIDOUX | RUBIDOUX | 2213768 | 8231 | 30 | VISTA | Vista Switch Center | VISTA | Vista Switch Center
FLAGG | 06505 | 12KV | SUNNYSIDE | SUNNYSIDE | SUNNYSIDE | 2217758 | 5785 | 46 | LIGHTHIPE | Lighthipe Switch Center | LIGHTHIPE | Lighthipe Switch Center
FLAGSTAFF | 06498 | 12KV | ELSINORE | ELSINORE | ELSINORE | 2213864 | 8343 | 88 | VALLEY | Valley Switch Center | VALLEY | Valley Switch Center
FLAGSTONE | 06496 | 4KV | FLAGSTONE P.T. | FLAGSTONE P.T. | FLAGSTONE P.T. | 2123200 | 7261 | 46 | DEL AMO | Lighthipe Switch Center | DEL AMO | Lighthipe Switch Center
FLAKE | 06499 | 12KV | MAXWELL | MAXWELL | MAXWELL | 2218074 | 8019 | 77 | VALLEY | Valley Switch Center | VALLEY | Valley Switch Center
FLAME | 06501 | 12KV | FIREHOUSE | FIREHOUSE | FIREHOUSE | 2215118 | 5618 | 34 | CHINO | Mira Loma Switch Center | CHINO | Mira Loma Switch Center
FLANDERS | 06500 | 4KV | LA CANADA | LA_CANADA | LA_CANADA | 2219036 | 5130 | 27 | GOULD | Mesa Switch Center | GOULD | Mesa Switch Center
FLARE | 16632 | 12KV | SUN CITY | SUN_CITY | SUN_CITY | 2220556 | 8078 | 77 | VALLEY | Valley Switch Center | VALLEY | Valley Switch Center
FLASK | 06506 | 12KV | LIGHTHIPE | LIGHTHIPE | LIGHTHIPE | 2211882 | 5073 | 46 | LIGHTHIPE | Lighthipe Switch Center | LIGHTHIPE | Lighthipe Switch Center
FLATCAR | 06509 | 12KV | BLOOMINGTON | BLOOMINGTON | BLOOMINGTON | 2217458 | 5620 | 30 | VISTA | Vista Switch Center | VISTA | Vista Switch Center
FLATS | 06504 | 12KV | VALLEY | VALLEY | VALLEY | 2211862 | 5070 | 77 | VALLEY | Valley Switch Center | VALLEY | Valley Switch Center
FLEETWOOD | 06517 | 12KV | WEST RIVERSIDE | WEST_RIVERSIDE | WEST_RIVERSIDE | 2213806 | 8265 | 30 | VISTA | Vista Switch Center | VISTA | Vista Switch Center
FLEMING | 06520 | 12KV | IMPERIAL | IMPERIAL | IMPERIAL | 2217728 | 5772 | 47 | CENTER | Lighthipe Switch Center | CENTER | Lighthipe Switch Center
FLIGHT | 06537 | 12KV | EISENHOWER | EISENHOWER | EISENHOWER | 2213648 | 8098 | 79 | DEVERS | Devers Switch Center | DEVERS | Devers Switch Center
FLINT | 06539 | 12KV | TRASK | TRASK | TRASK | 2213412 | 5899 | 29 | BARRE | Orange County Switch Ctr | BARRE | Orange County Switch Ctr
FLINTRIDGE | 06540 | 4KV | LA CANADA | LA_CANADA | LA_CANADA | 2219036 | 5130 | 27 | GOULD | Mesa Switch Center | GOULD | Mesa Switch Center
FLOAT | 06544 | 12KV | SEABRIGHT | SEABRIGHT | SEABRIGHT | 2217772 | 5790 | 46 | HINSON | Lighthipe Switch Center | HINSON | Lighthipe Switch Center
FLOODGATE | 06549 | 12KV | AQUEDUCT | AQUEDUCT | AQUEDUCT | 2215878 | 8079 | 73 | VALLEY | Valley Switch Center | VALLEY | Valley Switch Center
FLORAL | 06546 | 16KV | REPETTO | REPETTO | REPETTO | 2219114 | 5164 | 22 | MESA | Mesa Switch Center | MESA | Mesa Switch Center
FLORENCE | 06551 | 16KV | CUDAHY | CUDAHY | CUDAHY | 2215284 | 5714 | 32 | LAGUNA BELL | Lighthipe Switch Center | LAGUNA BELL | Lighthipe Switch Center
FLORES | 06550 | 12KV | FAIRVIEW | FAIRVIEW | FAIRVIEW | 2220170 | 5821 | 29 | JOHANNA | Orange County Switch Ctr | JOHANNA | Orange County Switch Ctr
FLORIDA | 06555 | 12KV | CAROLINA | CAROLINA | CAROLINA | 2217814 | 5813 | 48 | OLINDA | Orange County Switch Ctr | OLINDA | Orange County Switch Ctr
FLORINDA | 06557 | 12KV | HANFORD | HANFORD | HANFORD | 2219430 | 5310 | 51 | RECTOR | Rector Switch Center | RECTOR | Rector Switch Center
FLORY | 06570 | 12KV | WOODVILLE | WOODVILLE | WOODVILLE | 2219506 | 5333 | 51 | SPRINGVILLE | Rector Switch Center | SPRINGVILLE | Rector Switch Center
FLOTILLA | 04110 | 16KV | VAIL | VAIL | VAIL | 2216804 | 5175 | 32 | LAGUNA BELL | Lighthipe Switch Center | LAGUNA BELL | Lighthipe Switch Center
FLOWER | 06580 | 4KV | EDINGER | EDINGER | EDINGER | 2220288 | 5875 | 29 | JOHANNA | Orange County Switch Ctr | JOHANNA | Orange County Switch Ctr
FLUE | 06581 | 12KV | AQUEDUCT | AQUEDUCT | AQUEDUCT | 2215878 | 8079 | 73 | VALLEY | Valley Switch Center | VALLEY | Valley Switch Center
FLUTE | 06584 | 12KV | NIGUEL | NIGUEL | NIGUEL | 2215686 | 5896 | 43 | SANTIAGO | Orange County Switch Ctr | SANTIAGO | Orange County Switch Ctr
FLYING D | 06585 | 12KV | HAVILAH | HAVILAH | HAVILAH | 2214748 | 5311 | 53 | RECTOR | Rector Switch Center | RECTOR | Rector Switch Center
FLYNN | 06586 | 16KV | CAMARILLO | CAMARILLO | CAMARILLO | 2219612 | 5517 | 39 | SANTA CLARA | Ventura Switch Center | SANTA CLARA | Ventura Switch Center
FLYWHEEL | 06587 | 16KV | DITMAR | DITMAR | DITMAR | 2212368 | 5246 | 44 | LA FRESA | El Nido Switch Center | LA FRESA | El Nido Switch Center
FOGCUTTER | 06645 | 12KV | CHIQUITA | CHIQUITA | CHIQUITA | 2215488 | 5811 | 43 | VIEJO | Orange County Switch Ctr | VIEJO | Orange County Switch Ctr
FOGG | 06595 | 12KV | TULARE | TULARE | TULARE | 2212542 | 5328 | 51 | RECTOR | Rector Switch Center | RECTOR | Rector Switch Center
FOLGER | 06600 | 12KV | BASSETT | BASSETT | BASSETT | 2216816 | 5184 | 26 | WALNUT | Mira Loma Switch Center | WALNUT | Mira Loma Switch Center
FONDA | 06605 | 12KV | LA HABRA | LA_HABRA | LA_HABRA | 2215550 | 5832 | 48 | OLINDA | Orange County Switch Ctr | OLINDA | Orange County Switch Ctr
FONRI | 06607 | 33KV | CALECTRIC | CALECTRIC | CALECTRIC | 2218150 | 8042 | 31 | VISTA | Vista Switch Center | VISTA | Vista Switch Center
FOOTBALL | 06618 | 12KV | STADLER | STADLER | STADLER | 2215704 | 8005 | 88 | VALLEY | Valley Switch Center | VALLEY | Valley Switch Center
FOOTE | 06610 | 12KV | STADIUM | STADIUM | STADIUM | 2213204 | 5796 | 46 | ALAMITOS | Lighthipe Switch Center | ALAMITOS | Lighthipe Switch Center
FOOTHILL | 06620 | 12KV | SAN DIMAS | SAN_DIMAS | SAN_DIMAS | 2212932 | 5633 | 26 | PADUA | Mira Loma Switch Center | PADUA | Mira Loma Switch Center
FORAGE | 06630 | 12KV | PIUTE | PIUTE | PIUTE | 2219670 | 5545 | 36 | ANTELOPE | Vincent Switch Center | ANTELOPE | Vincent Switch Center
FORBES | 06634 | 12KV | LIVE OAK | LIVE_OAK | LIVE_OAK | 2217432 | 5611 | 26 | PADUA | Mira Loma Switch Center | PADUA | Mira Loma Switch Center
FORBID | 06636 | 16KV | RUSH | RUSH | RUSH | 2212060 | 5116 | 22 | MESA | Mesa Switch Center | MESA | Mesa Switch Center
FORCE | 06638 | 12KV | SHUTTLE | SHUTTLE | SHUTTLE | 2212678 | 5522 | 36 | ANTELOPE | Vincent Switch Center | ANTELOPE | Vincent Switch Center
FORD | 06640 | 12KV | DIKE | DIKE | DIKE | 2217614 | 5721 | 46 | HINSON | Lighthipe Switch Center | HINSON | Lighthipe Switch Center
FOREST | 06660 | 12KV | STATE STREET | STATE_STREET | STATE_STREET | 2220040 | 5755 | 46 | HINSON | Lighthipe Switch Center | HINSON | Lighthipe Switch Center
FORGE | 21054 | 12KV | FORGE | FORGE | FORGE | 2220754 | 8297 | 30 | ETIWANDA | Vista Switch Center | ETIWANDA | Vista Switch Center
FORINT | 06661 | 12KV | SANTIAGO | SANTIAGO | SANTIAGO | 2211986 | 5088 | 43 | SANTIAGO | Orange County Switch Ctr | SANTIAGO | Orange County Switch Ctr
FORMOSA | 06665 | 16KV | FAIRFAX | FAIRFAX | FAIRFAX | 2214546 | 5208 | 42 | EAGLE ROCK | Mesa Switch Center | EAGLE ROCK | Mesa Switch Center
FORTRESS | 06666 | 12KV | KIMBALL | KIMBALL | KIMBALL | 2688 | 5176 | 34 | CHINO | Mira Loma Switch Center | CHINO | Mira Loma Switch Center
FORTY EIGHT ST. | 06667 | 4KV | FORTY EIGHT ST. P.T. | NotFound | NotFound | 2122753 | 7257 | 44 | NotFound | NotFound | NotFound | NotFound
FOSTER | 06670 | 4KV | VENTURA | VENTURA | VENTURA | 2219656 | 5538 | 39 | SANTA CLARA | Ventura Switch Center | SANTA CLARA | Ventura Switch Center
FOUNDERS | 06676 | 4KV | FOUNDERS P.T. | FOUNDERS P.T. | FOUNDERS P.T. | 2123242 | 7266 | 22 | MESA | Mesa Switch Center | MESA | Mesa Switch Center
FOUNTAIN | 06680 | 4KV | FAIRFAX | FAIRFAX | FAIRFAX | 2214542 | 5208 | 42 | EAGLE ROCK | Mesa Switch Center | EAGLE ROCK | Mesa Switch Center
FOX | 06710 | 4KV | MODOC | MODOC | MODOC | 2214922 | 5520 | 49 | GOLETA | Ventura Switch Center | GOLETA | Ventura Switch Center
FOXDALE | 06700 | 4KV | BADILLO | BADILLO | BADILLO | 2212190 | 5182 | 26 | RIO HONDO | Mesa Switch Center | RIO HONDO | Mesa Switch Center
FOXGLOVE | 06701 | 12KV | BARRE | BARRE | BARRE | 2218876 | 5081 | 48 | BARRE | Orange County Switch Ctr | BARRE | Orange County Switch Ctr
FOYT | 06717 | 12KV | CUCAMONGA | CUCAMONGA | CUCAMONGA | 2219902 | 5677 | 34 | PADUA | Mira Loma Switch Center | PADUA | Mira Loma Switch Center
FRAME | 06720 | 4KV | PORTERVILLE | PORTERVILLE | PORTERVILLE | 2219466 | 5323 | 51 | SPRINGVILLE | Rector Switch Center | SPRINGVILLE | Rector Switch Center
FRAN - 569 JA | 06726 | 12KV | JAPANESE MESA | JAPANESE_MESA | JAPANESE_MESA | 2274101 | 4332 | 43 | SDGE SYSTEM | Valley Switch Center | SDGE SYSTEM | Valley Switch Center
FRANC | 06727 | 12KV | SANTIAGO | SANTIAGO | SANTIAGO | 2211986 | 5088 | 43 | SANTIAGO | Orange County Switch Ctr | SANTIAGO | Orange County Switch Ctr
FRANKLIN | 06730 | 16KV | COLORADO | COLORADO | COLORADO | 2214646 | 5242 | 42 | LA CIENEGA | El Nido Switch Center | LA CIENEGA | El Nido Switch Center
FRATERNITY | 06736 | 16KV | ISLA VISTA | ISLA_VISTA | ISLA_VISTA | 2215066 | 5596 | 49 | GOLETA | Ventura Switch Center | GOLETA | Ventura Switch Center
FREEDOM | 06745 | 12KV | LIBERTY | LIBERTY | LIBERTY | 2212500 | 5312 | 51 | RECTOR | Rector Switch Center | RECTOR | Rector Switch Center
FREELAND | 06750 | 4KV | OLDFIELD | OLDFIELD | OLDFIELD | 2217672 | 5744 | 46 | LIGHTHIPE | Lighthipe Switch Center | LIGHTHIPE | Lighthipe Switch Center
FREEMAN | 06760 | 4KV | LAWNDALE | LAWNDALE | LAWNDALE | 2219292 | 5238 | 44 | EL NIDO | El Nido Switch Center | EL NIDO | El Nido Switch Center
FREEWAY | 06770 | 4KV | DECLEZ | DECLEZ | DECLEZ | 2219792 | 5615 | 30 | ETIWANDA | Vista Switch Center | ETIWANDA | Vista Switch Center
FREIGHTLINER | 06796 | 12KV | ROADWAY | ROADWAY | ROADWAY | 2218024 | 8000 | 73 | KRAMER | Lugo Switch Center | KRAMER | Lugo Switch Center
FREMONT | 06790 | 4KV | GARFIELD | GARFIELD | GARFIELD | 2219022 | 5121 | 27 | MESA | Mesa Switch Center | MESA | Mesa Switch Center
FRIENDS | 06830 | 12KV | SANTA FE SPRINGS | SANTA_FE_SPRINGS | SANTA_FE_SPRINGS | 2215586 | 5850 | 47 | CENTER | Lighthipe Switch Center | CENTER | Lighthipe Switch Center
FRINGE | 06820 | 4KV | DOHENY | DOHENY | DOHENY | 2219220 | 5209 | 42 | LA CIENEGA | El Nido Switch Center | LA CIENEGA | El Nido Switch Center
FRISBIE | 06833 | 12KV | ALDER | ALDER | ALDER | 2213000 | 5672 | 30 | ETIWANDA | Vista Switch Center | ETIWANDA | Vista Switch Center
FRITO | 06835 | 33KV | TORTILLA | TORTILLA | TORTILLA | 2215806 | 8037 | 72 | ELDORADO | Eldorado Switch Center | ELDORADO | Eldorado Switch Center
FRONTAGE | 06842 | 12KV | SAVAGE | SAVAGE | SAVAGE | 2220412 | 8020 | 73 | VICTOR | Lugo Switch Center | VICTOR | Lugo Switch Center
FROST | 06844 | 12KV | REDLANDS | REDLANDS | REDLANDS | 2215146 | 5629 | 31 | SAN BERNARDINO | Vista Switch Center | SAN BERNARDINO | Vista Switch Center
FROZEN | 04170 | 12KV | TEJON (PGAE) | TEJON_(PGAE) | TEJON_(PGAE) | 2274125 | 4133 | 36 | PGAE SYSTEM | Vincent Switch Center | PGAE SYSTEM | Vincent Switch Center
FRUITVALE | 06848 | 12KV | NELSON | NELSON | NELSON | 2215814 | 8038 | 77 | VALLEY | Valley Switch Center | VALLEY | Valley Switch Center
FRY | 06850 | 12KV | WATSON | WATSON | WATSON | 2215372 | 5758 | 32 | HINSON | Lighthipe Switch Center | HINSON | Lighthipe Switch Center
FUDGE | 06860 | 4KV | FRUITLAND | FRUITLAND | FRUITLAND | 2213070 | 5718 | 32 | LAGUNA BELL | Lighthipe Switch Center | LAGUNA BELL | Lighthipe Switch Center
FUEL GAS 1 | 21070 | 12KV | COMPRESS | COMPRESS | COMPRESS | 2213924 | 8818 | 44 | LA FRESA | El Nido Switch Center | LA FRESA | El Nido Switch Center
FUEL GAS 2 | 21071 | 12KV | COMPRESS | COMPRESS | COMPRESS | 2213924 | 8818 | 44 | LA FRESA | El Nido Switch Center | LA FRESA | El Nido Switch Center
FUEL GAS 3 | 21072 | 12KV | COMPRESS | COMPRESS | COMPRESS | 2213924 | 8818 | 44 | LA FRESA | El Nido Switch Center | LA FRESA | El Nido Switch Center
FUEL GAS 4 | 21073 | 12KV | COMPRESS | COMPRESS | COMPRESS | 2213924 | 8818 | 44 | LA FRESA | El Nido Switch Center | LA FRESA | El Nido Switch Center
FUERTE | 06863 | 12KV | NOGALES | NOGALES | NOGALES | 2215204 | 5655 | 26 | WALNUT | Mira Loma Switch Center | WALNUT | Mira Loma Switch Center
FUGATE | 06865 | 12KV | BROWNING | BROWNING | BROWNING | 2214730 | 5304 | 51 | VESTAL | Rector Switch Center | VESTAL | Rector Switch Center
FUJIYAMA | 09494 | 12KV | MIRA LOMA | MIRA_LOMA | MIRA_LOMA | 2214212 | 5069 | 34 | MIRA LOMA | Mira Loma Switch Center | MIRA LOMA | Mira Loma Switch Center
FULLBACK | 06867 | 12KV | STADLER | STADLER | STADLER | 2215704 | 8005 | 88 | VALLEY | Valley Switch Center | VALLEY | Valley Switch Center
FULLER | 06868 | 16KV | FAIRFAX | FAIRFAX | FAIRFAX | 2214546 | 5208 | 42 | EAGLE ROCK | Mesa Switch Center | EAGLE ROCK | Mesa Switch Center
FURNACE CREEK | 06885 | 33KV | JUNCTION | JUNCTION | JUNCTION | 2273847 | 5622 | 86 | SDGE SYSTEM | Valley Switch Center | SDGE SYSTEM | Valley Switch Center
FUTURO | 06887 | 12KV | VIEJO | VIEJO | VIEJO | 2211936 | 5083 | 43 | VIEJO | Orange County Switch Ctr | VIEJO | Orange County Switch Ctr
GABBERT | 06888 | 16KV | MOORPARK | MOORPARK | MOORPARK | 2211770 | 5056 | 35 | MOORPARK | Ventura Switch Center | MOORPARK | Ventura Switch Center
GABLE | 06890 | 16KV | MOVIE | MOVIE | MOVIE | 2215464 | 5798 | 42 | EL NIDO | El Nido Switch Center | EL NIDO | El Nido Switch Center
GABRIELINO | 06891 | 4KV | GABRIELINO P.T. | GABRIELINO P.T. | GABRIELINO P.T. | 2122788 | 7326 | 22 | MESA | Mesa Switch Center | MESA | Mesa Switch Center
GAFFEY 1 | 06900 | 2.4KV | GAFFEY P.T. | GAFFEY P.T. | GAFFEY P.T. | 2123270 | 7301 | 44 | LA FRESA | El Nido Switch Center | LA FRESA | El Nido Switch Center
GAINSBOROUGH | 06920 | 16KV | RAVENDALE | RAVENDALE | RAVENDALE | 2216810 | 5179 | 27 | MESA | Mesa Switch Center | MESA | Mesa Switch Center
GALAHAD | 06924 | 16KV | LATIGO | LATIGO | LATIGO | 2219378 | 5272 | 35 | MOORPARK | Ventura Switch Center | MOORPARK | Ventura Switch Center
GALCIT | 06930 | 16KV | ARROYO | ARROYO | ARROYO | 2214452 | 5158 | 27 | GOULD | Mesa Switch Center | GOULD | Mesa Switch Center
GALENA | 06950 | 12KV | GLEN AVON | GLEN_AVON | GLEN_AVON | 2218310 | 8151 | 30 | VISTA | Vista Switch Center | VISTA | Vista Switch Center
GALILEO | 06955 | 12KV | GALILEO P.T. | GALILEO P.T. | GALILEO P.T. | 2124011 | 7323 | 86 | KRAMER | Lugo Switch Center | KRAMER | Lugo Switch Center
GALLON | 06964 | 12KV | PALM VILLAGE | PALM_VILLAGE | PALM_VILLAGE | 2213750 | 8215 | 79 | DEVERS | Devers Switch Center | DEVERS | Devers Switch Center
GALLUP | 06970 | 4KV | LUCAS | LUCAS | LUCAS | 2213164 | 5771 | 46 | DEL AMO | Lighthipe Switch Center | DEL AMO | Lighthipe Switch Center
GALVIN | 06980 | 4KV | EUCLID | EUCLID | EUCLID | 2212952 | 5644 | 34 | PADUA | Mira Loma Switch Center | PADUA | Mira Loma Switch Center
GAMBLE | 06985 | 12KV | ALESSANDRO | ALESSANDRO | ALESSANDRO | 2218086 | 8024 | 77 | VALLEY | Valley Switch Center | VALLEY | Valley Switch Center
GAMBLER | 06987 | 12KV | PHELAN | PHELAN | PHELAN | 2215716 | 8010 | 73 | VICTOR | Lugo Switch Center | VICTOR | Lugo Switch Center
GAMMA | 07020 | 12KV | TELEGRAPH | TELEGRAPH | TELEGRAPH | 2213396 | 5892 | 48 | OLINDA | Orange County Switch Ctr | OLINDA | Orange County Switch Ctr
GARBO | 06988 | 12KV | FARRELL | FARRELL | FARRELL | 2220394 | 8016 | 79 | DEVERS | Devers Switch Center | DEVERS | Devers Switch Center
GARBONI | 07036 | 12KV | AULD | AULD | AULD | 2213470 | 8018 | 88 | VALLEY | Valley Switch Center | VALLEY | Valley Switch Center
GARCIA | 06990 | 12KV | VISALIA | VISALIA | VISALIA | 2212548 | 5331 | 51 | RECTOR | Rector Switch Center | RECTOR | Rector Switch Center
GARD | 06992 | 12KV | ERIC | ERIC | ERIC | 2213182 | 5783 | 46 | DEL AMO | Lighthipe Switch Center | DEL AMO | Lighthipe Switch Center
GARDEA | 07008 | 16KV | AMADOR | AMADOR | AMADOR | 2212150 | 5161 | 22 | RIO HONDO | Mesa Switch Center | RIO HONDO | Mesa Switch Center
GARDEN | 07010 | 4KV | SANTA BARBARA | SANTA_BARBARA | SANTA_BARBARA | 2214956 | 5531 | 49 | GOLETA | Ventura Switch Center | GOLETA | Ventura Switch Center
GARDENDALE | 07014 | 4KV | IMPERIAL | IMPERIAL | IMPERIAL | 2215400 | 5772 | 47 | CENTER | Lighthipe Switch Center | CENTER | Lighthipe Switch Center
GAREY | 07040 | 4KV | POMONA | POMONA | POMONA | 2217476 | 5627 | 26 | CHINO | Mira Loma Switch Center | CHINO | Mira Loma Switch Center
GARFORD | 06995 | 4KV | CLARK | CLARK | CLARK | 2217718 | 5769 | 46 | ALAMITOS | Lighthipe Switch Center | ALAMITOS | Lighthipe Switch Center
GARIBALDI | 07050 | 16KV | ANITA | ANITA | ANITA | 2216680 | 5105 | 27 | RIO HONDO | Mesa Switch Center | RIO HONDO | Mesa Switch Center
GARLITS | 07017 | 12KV | CUCAMONGA | CUCAMONGA | CUCAMONGA | 2219902 | 5677 | 34 | PADUA | Mira Loma Switch Center | PADUA | Mira Loma Switch Center
GARNER | 07060 | 4KV | MT. VERNON | MT. VERNON | MT. VERNON | 2212948 | 5641 | 31 | VISTA | Vista Switch Center | VISTA | Vista Switch Center
GARNSEY | 07070 | 12KV | CYPRESS | CYPRESS | CYPRESS | 2217874 | 5837 | 46 | DEL AMO | Lighthipe Switch Center | DEL AMO | Lighthipe Switch Center
GARRETT | 07030 | 12KV | ARCHIBALD | ARCHIBALD | ARCHIBALD | 2215212 | 5659 | 34 | MIRA LOMA | Mira Loma Switch Center | MIRA LOMA | Mira Loma Switch Center
GARTEL | 07075 | 12KV | NOGALES | NOGALES | NOGALES | 2215204 | 5655 | 26 | WALNUT | Mira Loma Switch Center | WALNUT | Mira Loma Switch Center
GARWOOD | 07080 | 12KV | MARIPOSA | MARIPOSA | MARIPOSA | 2212514 | 5319 | 51 | VESTAL | Rector Switch Center | VESTAL | Rector Switch Center
GARY - 568 JA | 07082 | 12KV | JAPANESE MESA | JAPANESE_MESA | JAPANESE_MESA | 2274101 | 4332 | 43 | SDGE SYSTEM | Valley Switch Center | SDGE SYSTEM | Valley Switch Center
GARZA | 07000 | 12KV | LA PALMA | LA_PALMA | LA_PALMA | 2215636 | 5873 | 48 | BARRE | Orange County Switch Ctr | BARRE | Orange County Switch Ctr
GASBAG | 07085 | 16KV | NOLA | NOLA | NOLA | 2213126 | 5751 | 32 | LIGHTHIPE | Lighthipe Switch Center | LIGHTHIPE | Lighthipe Switch Center
GASPAR | 07090 | 12KV | GALLATIN | GALLATIN | GALLATIN | 2213268 | 5823 | 47 | CENTER | Lighthipe Switch Center | CENTER | Lighthipe Switch Center
GASTON | 07100 | 12KV | LA HABRA | LA_HABRA | LA_HABRA | 2215550 | 5832 | 48 | OLINDA | Orange County Switch Ctr | OLINDA | Orange County Switch Ctr
GATEWAY | 07110 | 4KV | PEARL | PEARL | PEARL | 2212296 | 5224 | 42 | LA CIENEGA | El Nido Switch Center | LA CIENEGA | El Nido Switch Center
GATLIN | 07112 | 12KV | WALNUT | WALNUT | WALNUT | 2218564 | 5014 | 26 | WALNUT | Mira Loma Switch Center | WALNUT | Mira Loma Switch Center
GAUCHO | 07116 | 16KV | VEGAS | VEGAS | VEGAS | 2212802 | 5570 | 49 | GOLETA | Ventura Switch Center | GOLETA | Ventura Switch Center
GAVIN | 07118 | 16KV | NEWHALL | NEWHALL | NEWHALL | 2217376 | 5576 | 59 | SAUGUS | Vincent Switch Center | SAUGUS | Vincent Switch Center
GAYLORD | 07130 | 12KV | SAN ANTONIO | SAN_ANTONIO | SAN_ANTONIO | 2219828 | 5631 | 34 | PADUA | Mira Loma Switch Center | PADUA | Mira Loma Switch Center
GAZELLE | 07131 | 12KV | LAMPSON | LAMPSON | LAMPSON | 2213356 | 5870 | 29 | BARRE | Orange County Switch Ctr | BARRE | Orange County Switch Ctr
GEAR | 07133 | 12KV | INDUSTRY | INDUSTRY | INDUSTRY | 2216832 | 5191 | 26 | WALNUT | Mira Loma Switch Center | WALNUT | Mira Loma Switch Center
GEARLINE | 07134 | 16KV | FELTON | FELTON | FELTON | 2219316 | 5244 | 44 | EL NIDO | El Nido Switch Center | EL NIDO | El Nido Switch Center
GEE BEE | 07135 | 12KV | HANFORD | HANFORD | HANFORD | 2219430 | 5310 | 51 | RECTOR | Rector Switch Center | RECTOR | Rector Switch Center
GEHRIG | 07140 | 12KV | HAMILTON | HAMILTON | HAMILTON | 2217848 | 5825 | 33 | ELLIS | Orange County Switch Ctr | ELLIS | Orange County Switch Ctr
GELLENBECK | 07143 | 12KV | MOBILOIL | MOBILOIL | MOBILOIL | 2212312 | 5229 | 44 | LA FRESA | El Nido Switch Center | LA FRESA | El Nido Switch Center
GEM | 07145 | 4KV | TOPAZ | TOPAZ | TOPAZ | 2219370 | 5268 | 44 | LA FRESA | El Nido Switch Center | LA FRESA | El Nido Switch Center
GEMINI | 07147 | 33KV | TIEFORT | TIEFORT | TIEFORT | 2215834 | 8047 | 72 | ELDORADO | Eldorado Switch Center | ELDORADO | Eldorado Switch Center
GENERAL PETROLEUM | 07150 | 16KV | LA FRESA | LA_FRESA | LA_FRESA | 2211620 | 5021 | 44 | LA FRESA | El Nido Switch Center | LA FRESA | El Nido Switch Center
GENEVA | 07160 | 4KV | WAVE | WAVE | WAVE | 2213278 | 5828 | 33 | ELLIS | Orange County Switch Ctr | ELLIS | Orange County Switch Ctr
GEORGIAN | 07170 | 4KV | SANTA MONICA | SANTA_MONICA | SANTA_MONICA | 2214606 | 5231 | 42 | LA CIENEGA | El Nido Switch Center | LA CIENEGA | El Nido Switch Center
GERATHS | 10000 | 12KV | LUCAS | LUCAS | LUCAS | 2220062 | 5771 | 46 | DEL AMO | Lighthipe Switch Center | DEL AMO | Lighthipe Switch Center
GERONA | 07180 | 16KV | ROSEMEAD | ROSEMEAD | ROSEMEAD | 2214424 | 5141 | 22 | MESA | Mesa Switch Center | MESA | Mesa Switch Center
GERTRUDE | 07185 | 12KV | LARK ELLEN | LARK_ELLEN | LARK_ELLEN | 2219172 | 5192 | 26 | RIO HONDO | Mesa Switch Center | RIO HONDO | Mesa Switch Center
GIANTS | 07186 | 12KV | SLATER | SLATER | SLATER | 2220132 | 5809 | 33 | ELLIS | Orange County Switch Ctr | ELLIS | Orange County Switch Ctr
GIBBS | 07190 | 4KV | POMONA | POMONA | POMONA | 2217476 | 5627 | 26 | CHINO | Mira Loma Switch Center | CHINO | Mira Loma Switch Center
GIBSON | 07200 | 16KV | BULLIS | BULLIS | BULLIS | 2213136 | 5756 | 32 | LIGHTHIPE | Lighthipe Switch Center | LIGHTHIPE | Lighthipe Switch Center
GIDDINGS | 07210 | 12KV | VISALIA | VISALIA | VISALIA | 2212548 | 5331 | 51 | RECTOR | Rector Switch Center | RECTOR | Rector Switch Center
GILA | 07231 | 12KV | RIVERWAY | RIVERWAY | RIVERWAY | 2214854 | 5374 | 51 | RECTOR | Rector Switch Center | RECTOR | Rector Switch Center
GILFILLAN | 07255 | 12KV | ALDER | ALDER | ALDER | 2213000 | 5672 | 30 | ETIWANDA | Vista Switch Center | ETIWANDA | Vista Switch Center
GILL | 07240 | 12KV | VENIDA | VENIDA | VENIDA | 2217116 | 5330 | 51 | RECTOR | Rector Switch Center | RECTOR | Rector Switch Center
GILLETTE | 07250 | 12KV | STRATHMORE | STRATHMORE | STRATHMORE | 2217102 | 5325 | 51 | SPRINGVILLE | Rector Switch Center | SPRINGVILLE | Rector Switch Center
GILLIBRAND | 07251 | 16KV | SANTA SUSANA | SANTA_SUSANA | SANTA_SUSANA | 2214960 | 5532 | 35 | SAUGUS | Vincent Switch Center | SAUGUS | Vincent Switch Center
GILLIS | 07241 | 12KV | LA PALMA | LA_PALMA | LA_PALMA | 2215636 | 5873 | 48 | BARRE | Orange County Switch Ctr | BARRE | Orange County Switch Ctr
GILMAN | 07258 | 12KV | RIDGEVIEW P.T. | RIDGEVIEW P.T. | RIDGEVIEW P.T. | 2127302 | 8181 | 77 | VALLEY | Valley Switch Center | VALLEY | Valley Switch Center
GILMORE | 07260 | 4KV | FAIRFAX | FAIRFAX | FAIRFAX | 2214542 | 5208 | 42 | EAGLE ROCK | Mesa Switch Center | EAGLE ROCK | Mesa Switch Center
GIN | 07263 | 33KV | BLYTHE CITY | NotFound | NotFound | 2273807 | 8113 | 87 | NotFound | NotFound | NotFound | NotFound
GINGER | 07264 | 12KV | MORENO | MORENO | MORENO | 2218340 | 8193 | 77 | VALLEY | Valley Switch Center | VALLEY | Valley Switch Center
GIRARD | 07266 | 12KV | NELSON | NELSON | NELSON | 2215814 | 8038 | 77 | VALLEY | Valley Switch Center | VALLEY | Valley Switch Center
GIRDER | 07268 | 4KV | BRIDGE | BRIDGE | BRIDGE | 2212394 | 5257 | 44 | LA FRESA | El Nido Switch Center | LA FRESA | El Nido Switch Center
GIZMO | 07269 | 16KV | CHANNEL ISLANDS | NotFound | NotFound | 2217198 | 5506 | 39 | NotFound | NotFound | NotFound | NotFound
GLACIER | 07276 | 12KV | CORONA | CORONA | CORONA | 2220750 | 8279 | 34 | MIRA LOMA | Mira Loma Switch Center | MIRA LOMA | Mira Loma Switch Center
GLADIOLA | 07278 | 16KV | ISLA VISTA | ISLA_VISTA | ISLA_VISTA | 2215066 | 5596 | 49 | GOLETA | Ventura Switch Center | GOLETA | Ventura Switch Center
GLADSTONE | 07270 | 12KV | SAN DIMAS | SAN_DIMAS | SAN_DIMAS | 2212932 | 5633 | 26 | PADUA | Mira Loma Switch Center | PADUA | Mira Loma Switch Center
GLADYS | 07280 | 16KV | ROSEMEAD | ROSEMEAD | ROSEMEAD | 2214424 | 5141 | 22 | MESA | Mesa Switch Center | MESA | Mesa Switch Center
GLASGOW | 07290 | 4KV | INGLEWOOD | INGLEWOOD | INGLEWOOD | 2212266 | 5211 | 44 | EL NIDO | El Nido Switch Center | EL NIDO | El Nido Switch Center
GLASS | 07300 | 16KV | LAGUNA BELL | LAGUNA_BELL | LAGUNA_BELL | 2216554 | 5074 | 32 | LAGUNA BELL | Lighthipe Switch Center | LAGUNA BELL | Lighthipe Switch Center
GLASSCOCK | 07310 | 16KV | SANTA SUSANA | SANTA_SUSANA | SANTA_SUSANA | 2214960 | 5532 | 35 | SAUGUS | Vincent Switch Center | SAUGUS | Vincent Switch Center
GLEASON | 07320 | 16KV | REPETTO | REPETTO | REPETTO | 2219114 | 5164 | 22 | MESA | Mesa Switch Center | MESA | Mesa Switch Center
GLEN RIDGE | 07346 | 12KV | PEYTON | PEYTON | PEYTON | 2215106 | 5614 | 34 | CHINO | Mira Loma Switch Center | CHINO | Mira Loma Switch Center
GLENCOE | 07340 | 4KV | LONGDON | LONGDON | LONGDON | 2217730 | 5774 | 32 | LIGHTHIPE | Lighthipe Switch Center | LIGHTHIPE | Lighthipe Switch Center
GLENDON | 07342 | 4KV | RAMONA | RAMONA | RAMONA | 2219070 | 5138 | 22 | MESA | Mesa Switch Center | MESA | Mesa Switch Center
GLIDDEN | 07360 | 12KV | LA PALMA | LA_PALMA | LA_PALMA | 2215636 | 5873 | 48 | BARRE | Orange County Switch Ctr | BARRE | Orange County Switch Ctr
GLIDER | 07363 | 12KV | STETSON | STETSON | STETSON | 2218248 | 8095 | 77 | VALLEY | Valley Switch Center | VALLEY | Valley Switch Center
GLOBE MILLS | 07370 | 12KV | COLTON | COLTON | COLTON | 2212868 | 5610 | 31 | VISTA | Vista Switch Center | VISTA | Vista Switch Center
GLORIA | 07375 | 16KV | ARCADIA | ARCADIA | ARCADIA | 2218994 | 5106 | 27 | RIO HONDO | Mesa Switch Center | RIO HONDO | Mesa Switch Center
GLOVER | 07380 | 12KV | OCTOL | OCTOL | OCTOL | 2214766 | 5320 | 51 | RECTOR | Rector Switch Center | RECTOR | Rector Switch Center
GOBAR | 07385 | 33KV | COTTONWOOD | COTTONWOOD | COTTONWOOD | 2218096 | 8027 | 73 | VICTOR | Lugo Switch Center | VICTOR | Lugo Switch Center
GOBLIN | 07392 | 12KV | STEVEDORE | NotFound | NotFound | 19862933 | 8831 | 46 | NotFound | NotFound | NotFound | NotFound
GODDE | 07384 | 12KV | QUARTZ HILL | QUARTZ_HILL | QUARTZ_HILL | 2219714 | 5566 | 36 | ANTELOPE | Vincent Switch Center | ANTELOPE | Vincent Switch Center
GOETZ | 07388 | 12KV | NEWCOMB | NEWCOMB | NEWCOMB | 2218460 | 8342 | 77 | VALLEY | Valley Switch Center | VALLEY | Valley Switch Center
GOLD | 07391 | 12KV | LIMESTONE | LIMESTONE | LIMESTONE | 2220828 | 8804 | 43 | VIEJO | Orange County Switch Ctr | VIEJO | Orange County Switch Ctr
GOLDBUCKLE | 07390 | 12KV | HIGHLAND | HIGHLAND | HIGHLAND | 2219808 | 5619 | 31 | SAN BERNARDINO | Vista Switch Center | SAN BERNARDINO | Vista Switch Center
GOLDEN | 07400 | 4KV | LOCUST | LOCUST | LOCUST | 2213106 | 5735 | 46 | HINSON | Lighthipe Switch Center | HINSON | Lighthipe Switch Center
GOLDENBEAR | 07401 | 12KV | MASCOT | NotFound | NotFound | 14536997 | 5375 | 51 | NotFound | NotFound | NotFound | NotFound
GOLDENWEST | 07410 | 4KV | MICHILLINDA | MICHILLINDA | MICHILLINDA | 2216732 | 5133 | 27 | MESA | Mesa Switch Center | MESA | Mesa Switch Center
GOLDMINER | 07412 | 12KV | GOLDMINER P.T. | NotFound | NotFound | 25902923 | 7327 | 72 | NotFound | NotFound | NotFound | NotFound
GOLDSMITH | 07415 | 16KV | THOUSAND OAKS | THOUSAND_OAKS | THOUSAND_OAKS | 2212798 | 5569 | 35 | MOORPARK | Ventura Switch Center | MOORPARK | Ventura Switch Center
GOLDWATER | 07418 | 12KV | MACARTHUR | MACARTHUR | MACARTHUR | 2215638 | 5874 | 33 | SANTIAGO | Orange County Switch Ctr | SANTIAGO | Orange County Switch Ctr
GOLDWYN | 07420 | 4KV | CULVER | CULVER | CULVER | 2212238 | 5204 | 42 | LA CIENEGA | El Nido Switch Center | LA CIENEGA | El Nido Switch Center
GONDOLA | 07442 | 12KV | RAILROAD | RAILROAD | RAILROAD | 2216842 | 5196 | 26 | WALNUT | Mira Loma Switch Center | WALNUT | Mira Loma Switch Center
GOODNER | 07387 | 4KV | MT. VERNON | MT. VERNON | MT. VERNON | 2212948 | 5641 | 31 | VISTA | Vista Switch Center | VISTA | Vista Switch Center
GOPHER | 07445 | 12KV | WHEATLAND | WHEATLAND | WHEATLAND | 2219524 | 5348 | 51 | VESTAL | Rector Switch Center | VESTAL | Rector Switch Center
GORDO | 07446 | 12KV | VIEJO | VIEJO | VIEJO | 2211936 | 5083 | 43 | VIEJO | Orange County Switch Ctr | VIEJO | Orange County Switch Ctr
GORDON | 07447 | 12KV | RECTOR | RECTOR | RECTOR | 2216322 | 5033 | 51 | RECTOR | Rector Switch Center | RECTOR | Rector Switch Center
GORGE | 07448 | 16KV | ARROYO | ARROYO | ARROYO | 2214452 | 5158 | 27 | GOULD | Mesa Switch Center | GOULD | Mesa Switch Center
GOSS | 14004 | 12KV | VICTOR | VICTOR | VICTOR | 2220516 | 8049 | 73 | VICTOR | Lugo Switch Center | VICTOR | Lugo Switch Center
GOTHAM | 07450 | 4KV | FLORADAY | FLORADAY | FLORADAY | 2218012 | 5898 | 47 | CENTER | Lighthipe Switch Center | CENTER | Lighthipe Switch Center
GOWAN | 07455 | 12KV | GLEN AVON | GLEN_AVON | GLEN_AVON | 2218310 | 8151 | 30 | VISTA | Vista Switch Center | VISTA | Vista Switch Center
GRACE | 07457 | 12KV | LA HABRA | LA_HABRA | LA_HABRA | 2215550 | 5832 | 48 | OLINDA | Orange County Switch Ctr | OLINDA | Orange County Switch Ctr
GRADUATE | 07459 | 12KV | PLACENTIA | PLACENTIA | PLACENTIA | 2220310 | 5889 | 48 | VILLA PARK | Orange County Switch Ctr | VILLA PARK | Orange County Switch Ctr
GRAF | 07458 | 12KV | WIMBLEDON | WIMBLEDON | WIMBLEDON | 2215220 | 5664 | 30 | ETIWANDA | Vista Switch Center | ETIWANDA | Vista Switch Center
GRAHAM | 07463 | 12KV | MAXWELL | MAXWELL | MAXWELL | 2218074 | 8019 | 77 | VALLEY | Valley Switch Center | VALLEY | Valley Switch Center
GRAND | 07460 | 4KV | SEPULVEDA | SEPULVEDA | SEPULVEDA | 2212246 | 5207 | 44 | EL NIDO | El Nido Switch Center | EL NIDO | El Nido Switch Center
GRANDAD | 07480 | 16KV | CASITAS | CASITAS | CASITAS | 2214878 | 5504 | 39 | SANTA CLARA | Ventura Switch Center | SANTA CLARA | Ventura Switch Center
GRANDE | 07484 | 12KV | CONCHO | CONCHO | CONCHO | 2215730 | 8017 | 79 | DEVERS | Devers Switch Center | DEVERS | Devers Switch Center
GRANDVIEW | 07470 | 4KV | YUKON | YUKON | YUKON | 2214644 | 5241 | 44 | LA FRESA | El Nido Switch Center | LA FRESA | El Nido Switch Center
GRANITE | 07490 | 12KV | PORTERVILLE | PORTERVILLE | PORTERVILLE | 2212530 | 5323 | 51 | SPRINGVILLE | Rector Switch Center | SPRINGVILLE | Rector Switch Center
GRANNY SMITH | 07495 | 12KV | EL CASCO | EL_CASCO | EL_CASCO | 15248896 | 8006 | 31 | SAN BERNARDINO | Vista Switch Center | SAN BERNARDINO | Vista Switch Center
GRANT | 07500 | 4KV | LUCAS | LUCAS | LUCAS | 2213164 | 5771 | 46 | DEL AMO | Lighthipe Switch Center | DEL AMO | Lighthipe Switch Center
GRAPE | 07510 | 16KV | FERNWOOD | FERNWOOD | FERNWOOD | 2217676 | 5749 | 32 | LIGHTHIPE | Lighthipe Switch Center | LIGHTHIPE | Lighthipe Switch Center
GRAPEFRUIT | 07512 | 12KV | CITRUS | CITRUS | CITRUS | 2212194 | 5185 | 26 | RIO HONDO | Mesa Switch Center | RIO HONDO | Mesa Switch Center
GRAPEVINE | 07513 | 12KV | GRAPEVINE P.T. | GRAPEVINE P.T. | GRAPEVINE P.T. | 2123286 | 7308 | 86 | NEVADA POWER | Eldorado Switch Center | NEVADA POWER | Eldorado Switch Center
GRAPEVINE PEAK | 07511 | 2.4KV | GRAPEVINE PEAK P.T. | NotFound | NotFound | 2273845 | 7324 | 36 | NotFound | NotFound | NotFound | NotFound
GRAPHITE | 07514 | 12KV | LIMESTONE | LIMESTONE | LIMESTONE | 2220828 | 8804 | 43 | VIEJO | Orange County Switch Ctr | VIEJO | Orange County Switch Ctr
GRASSHOPPER | 07517 | 12KV | CHIQUITA | CHIQUITA | CHIQUITA | 2215488 | 5811 | 43 | VIEJO | Orange County Switch Ctr | VIEJO | Orange County Switch Ctr
GRAVEL | 07540 | 12KV | DALTON | DALTON | DALTON | 2216828 | 5188 | 27 | RIO HONDO | Mesa Switch Center | RIO HONDO | Mesa Switch Center
GRAVES | 07550 | 4KV | ALHAMBRA | ALHAMBRA | ALHAMBRA | 2216666 | 5101 | 22 | EAGLE ROCK | Mesa Switch Center | EAGLE ROCK | Mesa Switch Center
GRAVEYARD | 07560 | 16KV | LA FRESA | LA_FRESA | LA_FRESA | 2211620 | 5021 | 44 | LA FRESA | El Nido Switch Center | LA FRESA | El Nido Switch Center
GRAYDON | 07520 | 16KV | ANITA | ANITA | ANITA | 2216680 | 5105 | 27 | RIO HONDO | Mesa Switch Center | RIO HONDO | Mesa Switch Center
GRAYSON | 07530 | 4KV | MORNINGSIDE | MORNINGSIDE | MORNINGSIDE | 2212286 | 5219 | 44 | EL NIDO | El Nido Switch Center | EL NIDO | El Nido Switch Center
GRAZIDE | 07565 | 12KV | WALNUT | WALNUT | WALNUT | 2218564 | 5014 | 26 | WALNUT | Mira Loma Switch Center | WALNUT | Mira Loma Switch Center
GREASEWOOD | 07568 | 12KV | CALCITY | CALCITY | CALCITY | 2213674 | 8132 | 86 | KRAMER | Lugo Switch Center | KRAMER | Lugo Switch Center
GREAT SALT | 07569 | 12KV | LAKEVIEW | NotFound | NotFound | 31132986 | 8056 | 77 | NotFound | NotFound | NotFound | NotFound
GREAT WHITE | 07567 | 12KV | STEVEDORE | NotFound | NotFound | 19862933 | 8831 | 46 | NotFound | NotFound | NotFound | NotFound
GREEN | 07570 | 12KV | BLISS | BLISS | BLISS | 2214726 | 5303 | 51 | SPRINGVILLE | Rector Switch Center | SPRINGVILLE | Rector Switch Center
GREEN ACRES | 07575 | 12KV | HEMET | HEMET | HEMET | 2220650 | 8164 | 77 | VALLEY | Valley Switch Center | VALLEY | Valley Switch Center
GREEN BEAR | 07580 | 2.4KV | GREEN BEAR P.T. | NotFound | NotFound | 2124560 | 7311 | 40 | NotFound | NotFound | NotFound | NotFound
GREEN RIVER | 07594 | 12KV | CANYON | CANYON | CANYON | 2220314 | 5890 | 48 | VILLA PARK | Orange County Switch Ctr | VILLA PARK | Orange County Switch Ctr
GREEN TREE | 07603 | 12KV | VICTORVILLE | VICTORVILLE | VICTORVILLE | 2220732 | 8260 | 73 | VICTOR | Lugo Switch Center | VICTOR | Lugo Switch Center
GREEN VALLEY | 07610 | 4KV | GREEN VALLEY P.T. | NotFound | NotFound | 2123305 | 7312 | 36 | NotFound | NotFound | NotFound | NotFound
GREENBAY | 07576 | 12KV | SLATER | SLATER | SLATER | 2220132 | 5809 | 33 | ELLIS | Orange County Switch Ctr | ELLIS | Orange County Switch Ctr
GREENHOUSE | 07584 | 16KV | ESTERO | ESTERO | ESTERO | 2217340 | 5563 | 39 | SANTA CLARA | Ventura Switch Center | SANTA CLARA | Ventura Switch Center
GREENWELL | 07618 | 33KV | ORTEGA | ORTEGA | ORTEGA | 2219584 | 5507 | 49 | GOLETA | Ventura Switch Center | GOLETA | Ventura Switch Center
GREENWOOD | 07620 | 4KV | MONTEBELLO | MONTEBELLO | MONTEBELLO | 2212090 | 5135 | 32 | LAGUNA BELL | Lighthipe Switch Center | LAGUNA BELL | Lighthipe Switch Center
GREER | 07625 | 12KV | YERMO | YERMO | YERMO | 2218402 | 8268 | 72 | ELDORADO | Eldorado Switch Center | ELDORADO | Eldorado Switch Center
GREGG | 07630 | 16KV | ANITA | ANITA | ANITA | 2216680 | 5105 | 27 | RIO HONDO | Mesa Switch Center | RIO HONDO | Mesa Switch Center
GREGORY | 07635 | 12KV | DOWNS | DOWNS | DOWNS | 2220624 | 8137 | 86 | KRAMER | Lugo Switch Center | KRAMER | Lugo Switch Center
GRENADE | 07637 | 12KV | EISENHOWER | EISENHOWER | EISENHOWER | 2213648 | 8098 | 79 | DEVERS | Devers Switch Center | DEVERS | Devers Switch Center
GRETA | 07638 | 12KV | MARION | MARION | MARION | 2215624 | 5866 | 48 | BARRE | Orange County Switch Ctr | BARRE | Orange County Switch Ctr
GREVELIA | 07650 | 4KV | GARFIELD | GARFIELD | GARFIELD | 2219022 | 5121 | 27 | MESA | Mesa Switch Center | MESA | Mesa Switch Center
GREY | 07654 | 12KV | ARCHLINE | ARCHLINE | ARCHLINE | 2212994 | 5667 | 30 | ETIWANDA | Vista Switch Center | ETIWANDA | Vista Switch Center
GREYHOUND | 07655 | 12KV | MOULTON | MOULTON | MOULTON | 2215582 | 5845 | 43 | SANTIAGO | Orange County Switch Ctr | SANTIAGO | Orange County Switch Ctr
GRHARTMAN | 19384 | 16KV | BRADBURY | BRADBURY | BRADBURY | 2219128 | 5171 | 27 | RIO HONDO | Mesa Switch Center | RIO HONDO | Mesa Switch Center
GRIDIRON | 07662 | 12KV | STADLER | STADLER | STADLER | 2215704 | 8005 | 88 | VALLEY | Valley Switch Center | VALLEY | Valley Switch Center
GRIDLEY | 07656 | 12KV | ERIC | ERIC | ERIC | 2213182 | 5783 | 46 | DEL AMO | Lighthipe Switch Center | DEL AMO | Lighthipe Switch Center
GRIDLOCK | 07664 | 12KV | NOGALES | NOGALES | NOGALES | 2215204 | 5655 | 26 | WALNUT | Mira Loma Switch Center | WALNUT | Mira Loma Switch Center
GRIFFIN | 07661 | 12KV | CHASE | CHASE | CHASE | 2213010 | 5679 | 34 | MIRA LOMA | Mira Loma Switch Center | MIRA LOMA | Mira Loma Switch Center
GRILLEY | 07663 | 12KV | ARCHLINE | ARCHLINE | ARCHLINE | 2212994 | 5667 | 30 | ETIWANDA | Vista Switch Center | ETIWANDA | Vista Switch Center
GRIMSHAW | 07657 | 2.4KV | GRIMSHAW P.T. | GRIMSHAW P.T. | GRIMSHAW P.T. | 2122760 | 7314 | 72 | PGAE SYSTEM | Vincent Switch Center | PGAE SYSTEM | Vincent Switch Center
GRINDER | 07658 | 12KV | INDUSTRY | INDUSTRY | INDUSTRY | 2216832 | 5191 | 26 | WALNUT | Mira Loma Switch Center | WALNUT | Mira Loma Switch Center
GRINGO | 07659 | 16KV | SAN MIGUEL | SAN MIGUEL | SAN MIGUEL | 2212814 | 5577 | 39 | SANTA CLARA | Ventura Switch Center | SANTA CLARA | Ventura Switch Center
GRIZZLEY | 07660 | 16KV | EL NIDO | EL_NIDO | EL_NIDO | 2218582 | 5023 | 44 | EL NIDO | El Nido Switch Center | EL NIDO | El Nido Switch Center
GROUSE | 07670 | 7KV | CAMP 10 | CAMP 10 | CAMP 10 | 2273993 | 6116 | 50 | BIG CREEK SYSTEM | Rector Switch Center | BIG CREEK SYSTEM | Rector Switch Center
GRUBSTAKE | 07680 | 12KV | ROSAMOND | ROSAMOND | ROSAMOND | 2217298 | 5541 | 36 | ANTELOPE | Vincent Switch Center | ANTELOPE | Vincent Switch Center
GRUNION | 07685 | 12KV | BAYSIDE | BAYSIDE | BAYSIDE | 2220126 | 5805 | 33 | ELLIS | Orange County Switch Ctr | ELLIS | Orange County Switch Ctr
GRUWELL | 07668 | 12KV | SKYLARK | SKYLARK | SKYLARK | 2220574 | 8088 | 88 | VALLEY | Valley Switch Center | VALLEY | Valley Switch Center
GUAM | 07690 | 12KV | TRASK | TRASK | TRASK | 2213412 | 5899 | 29 | BARRE | Orange County Switch Ctr | BARRE | Orange County Switch Ctr
GUARD | 07695 | 12KV | STADLER | STADLER | STADLER | 2215704 | 8005 | 88 | VALLEY | Valley Switch Center | VALLEY | Valley Switch Center
GUASTI | 07700 | 12KV | UPLAND | UPLAND | UPLAND | 2217504 | 5635 | 34 | PADUA | Mira Loma Switch Center | PADUA | Mira Loma Switch Center
GUAVA | 07710 | 4KV | OXNARD | OXNARD | OXNARD | 2214938 | 5527 | 39 | SANTA CLARA | Ventura Switch Center | SANTA CLARA | Ventura Switch Center
GUERNSEY | 07715 | 12KV | TULARE | TULARE | TULARE | 2212542 | 5328 | 51 | RECTOR | Rector Switch Center | RECTOR | Rector Switch Center
GUEST | 07720 | 4KV | RAMONA | RAMONA | RAMONA | 2219070 | 5138 | 22 | MESA | Mesa Switch Center | MESA | Mesa Switch Center
GUFFY | 07725 | 12KV | SKYLARK | SKYLARK | SKYLARK | 2220574 | 8088 | 88 | VALLEY | Valley Switch Center | VALLEY | Valley Switch Center
GUIDANCE | 07733 | 12KV | GENAMIC | GENAMIC | GENAMIC | 2216742 | 5139 | 34 | ETIWANDA | Vista Switch Center | ETIWANDA | Vista Switch Center
GUILDER | 07736 | 12KV | SANTIAGO | SANTIAGO | SANTIAGO | 2211986 | 5088 | 43 | SANTIAGO | Orange County Switch Ctr | SANTIAGO | Orange County Switch Ctr
GUINNESS | 07738 | 12KV | JEFFERSON | JEFFERSON | JEFFERSON | 2220744 | 8275 | 34 | MIRA LOMA | Mira Loma Switch Center | MIRA LOMA | Mira Loma Switch Center
GUIRADO | 07740 | 4KV | WESTGATE | WESTGATE | WESTGATE | 2215666 | 5888 | 22 | MESA | Mesa Switch Center | MESA | Mesa Switch Center
GUITAR | 07742 | 16KV | ELIZABETH LAKE | ELIZABETH_LAKE | ELIZABETH_LAKE | 2212742 | 5546 | 59 | SAUGUS | Vincent Switch Center | SAUGUS | Vincent Switch Center
GULF | 07750 | 4KV | NEPTUNE | NEPTUNE | NEPTUNE | 2213180 | 5781 | 32 | HINSON | Lighthipe Switch Center | HINSON | Lighthipe Switch Center
GULL LAKE | 07763 | 12KV | JUNE LAKE | JUNE_LAKE | JUNE_LAKE | 2274024 | 2583 | 85 | INYO SCE | Control Switch Center | INYO SCE | Control Switch Center
GUM | 07756 | 12KV | PARKWOOD | PARKWOOD | PARKWOOD | 2215504 | 5816 | 48 | OLINDA | Orange County Switch Ctr | OLINDA | Orange County Switch Ctr
GUNDRY | 07770 | 4KV | SIGNAL HILL | SIGNAL_HILL | SIGNAL_HILL | 2215348 | 5753 | 46 | LIGHTHIPE | Lighthipe Switch Center | LIGHTHIPE | Lighthipe Switch Center
GUNLOCK | 07780 | 4KV | BULLIS | BULLIS | BULLIS | 2215368 | 5756 | 32 | LIGHTHIPE | Lighthipe Switch Center | LIGHTHIPE | Lighthipe Switch Center
GUNSITE | 07784 | 2.4KV | GUNSITE P.T. | GUNSITE P.T. | GUNSITE P.T. | 2123324 | 7317 | 31 | DEVERS | Devers Switch Center | DEVERS | Devers Switch Center
GUNTHER | 07790 | 12KV | CROWN | CROWN | CROWN | 2217826 | 5818 | 33 | SANTIAGO | Orange County Switch Ctr | SANTIAGO | Orange County Switch Ctr
GURNEY | 07795 | 12KV | CUCAMONGA | CUCAMONGA | CUCAMONGA | 2219902 | 5677 | 34 | PADUA | Mira Loma Switch Center | PADUA | Mira Loma Switch Center
GUSHER | 07797 | 12KV | OLINDA | OLINDA | OLINDA | 2214308 | 5087 | 48 | OLINDA | Orange County Switch Ctr | OLINDA | Orange County Switch Ctr
GUST | 07793 | 12KV | NORTHWIND | NORTHWIND | NORTHWIND | 2217240 | 5523 | 52 | ANTELOPE | Vincent Switch Center | ANTELOPE | Vincent Switch Center
GUTHRIE | 07798 | 12KV | DEL ROSA | DEL_ROSA | DEL_ROSA | 2219894 | 5670 | 31 | SAN BERNARDINO | Vista Switch Center | SAN BERNARDINO | Vista Switch Center
GUTIERREZ | 07800 | 4KV | SANTA BARBARA | SANTA_BARBARA | SANTA_BARBARA | 2214956 | 5531 | 49 | GOLETA | Ventura Switch Center | GOLETA | Ventura Switch Center
GYPSUM | 07805 | 12KV | CANYON | CANYON | CANYON | 2220314 | 5890 | 48 | VILLA PARK | Orange County Switch Ctr | VILLA PARK | Orange County Switch Ctr
HACIENDA | 07810 | 16KV | POTRERO | POTRERO | POTRERO | 2219760 | 5597 | 35 | MOORPARK | Ventura Switch Center | MOORPARK | Ventura Switch Center
HACK | 07820 | 12KV | BLISS | BLISS | BLISS | 2214726 | 5303 | 51 | SPRINGVILLE | Rector Switch Center | SPRINGVILLE | Rector Switch Center
HACKBERRY | 07825 | 12KV | PARKWOOD | PARKWOOD | PARKWOOD | 2215504 | 5816 | 48 | OLINDA | Orange County Switch Ctr | OLINDA | Orange County Switch Ctr
HACKLER | 07821 | 12KV | MAXWELL | MAXWELL | MAXWELL | 2218074 | 8019 | 77 | VALLEY | Valley Switch Center | VALLEY | Valley Switch Center
HACKMAN | 07822 | 33KV | SEARLES | SEARLES | SEARLES | 2213530 | 8033 | 86 | KRAMER | Lugo Switch Center | KRAMER | Lugo Switch Center
HAHN | 07828 | 12KV | WALNUT | WALNUT | WALNUT | 2218564 | 5014 | 26 | WALNUT | Mira Loma Switch Center | WALNUT | Mira Loma Switch Center
HAIG | 07830 | 12KV | CORTEZ | CORTEZ | CORTEZ | 2214504 | 5186 | 26 | WALNUT | Mira Loma Switch Center | WALNUT | Mira Loma Switch Center
HAITI | 07834 | 12KV | ELY | ELY | ELY | 2213258 | 5819 | 48 | BARRE | Orange County Switch Ctr | BARRE | Orange County Switch Ctr
HALE | 07850 | 12KV | DIKE | DIKE | DIKE | 2217614 | 5721 | 46 | HINSON | Lighthipe Switch Center | HINSON | Lighthipe Switch Center
HALEY | 07851 | 12KV | ESTRELLA | ESTRELLA | ESTRELLA | 2213342 | 5865 | 43 | SANTIAGO | Orange County Switch Ctr | SANTIAGO | Orange County Switch Ctr
HALFBACK | 07855 | 12KV | STADLER | STADLER | STADLER | 2215704 | 8005 | 88 | VALLEY | Valley Switch Center | VALLEY | Valley Switch Center
HALIBUT | 07860 | 12KV | CYPRESS | CYPRESS | CYPRESS | 2217874 | 5837 | 46 | DEL AMO | Lighthipe Switch Center | DEL AMO | Lighthipe Switch Center
HALLDALE | 07868 | 16KV | BRIGHTON | BRIGHTON | BRIGHTON | 2219264 | 5226 | 44 | LA FRESA | El Nido Switch Center | LA FRESA | El Nido Switch Center
HALLET | 07870 | 16KV | INGLEWOOD | INGLEWOOD | INGLEWOOD | 2214556 | 5211 | 44 | EL NIDO | El Nido Switch Center | EL NIDO | El Nido Switch Center
HALLMARK | 07874 | 12KV | SHANDIN | SHANDIN | SHANDIN | 2213632 | 8093 | 31 | VISTA | Vista Switch Center | VISTA | Vista Switch Center
HALLSWORTH | 07871 | 12KV | VILLA PARK | VILLA_PARK | VILLA_PARK | 2216586 | 5082 | 29 | VILLA PARK | Orange County Switch Ctr | VILLA PARK | Orange County Switch Ctr
HALSEY | 07876 | 12KV | MACARTHUR | MACARTHUR | MACARTHUR | 2215638 | 5874 | 33 | SANTIAGO | Orange County Switch Ctr | SANTIAGO | Orange County Switch Ctr
HALTER | 07886 | 12KV | LOS CERRITOS | LOS_CERRITOS | LOS_CERRITOS | 2217660 | 5738 | 46 | HINSON | Lighthipe Switch Center | HINSON | Lighthipe Switch Center
HAMBONE | 07900 | 12KV | GANESHA | GANESHA | GANESHA | 2212890 | 5617 | 26 | CHINO | Mira Loma Switch Center | CHINO | Mira Loma Switch Center
HAMMELL | 07910 | 16KV | REPETTO | REPETTO | REPETTO | 2219114 | 5164 | 22 | MESA | Mesa Switch Center | MESA | Mesa Switch Center
HAMMERHEAD | 07911 | 12KV | TRITON | NotFound | NotFound | 14536985 | 5095 | 88 | NotFound | NotFound | NotFound | NotFound
HAMMOCK | 07916 | 33KV | ALESSANDRO | ALESSANDRO | ALESSANDRO | 2220422 | 8024 | 77 | VALLEY | Valley Switch Center | VALLEY | Valley Switch Center
HAMPSHIRE | 07928 | 16KV | THOUSAND OAKS | THOUSAND_OAKS | THOUSAND_OAKS | 2212798 | 5569 | 35 | MOORPARK | Ventura Switch Center | MOORPARK | Ventura Switch Center
HAMPTON | 07930 | 4KV | GRANADA | GRANADA | GRANADA | 2216720 | 5126 | 22 | EAGLE ROCK | Mesa Switch Center | EAGLE ROCK | Mesa Switch Center
HAN SOLO | 07935 | 12KV | SHUTTLE | SHUTTLE | SHUTTLE | 2212678 | 5522 | 36 | ANTELOPE | Vincent Switch Center | ANTELOPE | Vincent Switch Center
HANCOCK | 07940 | 12KV | ALON | ALON | ALON | 2219924 | 5701 | 32 | LIGHTHIPE | Lighthipe Switch Center | LIGHTHIPE | Lighthipe Switch Center
HANDCAR | 07947 | 12KV | RAILROAD | RAILROAD | RAILROAD | 2216842 | 5196 | 26 | WALNUT | Mira Loma Switch Center | WALNUT | Mira Loma Switch Center
HANDY | 07950 | 12KV | VILLA PARK | VILLA_PARK | VILLA_PARK | 2216586 | 5082 | 29 | VILLA PARK | Orange County Switch Ctr | VILLA PARK | Orange County Switch Ctr
HANES | 07840 | 12KV | BROWNING | BROWNING | BROWNING | 2214730 | 5304 | 51 | VESTAL | Rector Switch Center | VESTAL | Rector Switch Center
HANGER | 07960 | 12KV | OASIS | OASIS | OASIS | 2214990 | 5548 | 36 | ANTELOPE | Vincent Switch Center | ANTELOPE | Vincent Switch Center
HANJIN 1 | 21031 | 12KV | HANJIN | HANJIN | HANJIN | 2214716 | 5290 | 46 | HINSON | Lighthipe Switch Center | HINSON | Lighthipe Switch Center
HANJIN 2 | 21032 | 12KV | HANJIN | HANJIN | HANJIN | 2214716 | 5290 | 46 | HINSON | Lighthipe Switch Center | HINSON | Lighthipe Switch Center
HANKS | 07964 | 12KV | CUCAMONGA | CUCAMONGA | CUCAMONGA | 2219902 | 5677 | 34 | PADUA | Mira Loma Switch Center | PADUA | Mira Loma Switch Center
HARBOR | 07980 | 4KV | NEPTUNE | NEPTUNE | NEPTUNE | 2213180 | 5781 | 32 | HINSON | Lighthipe Switch Center | HINSON | Lighthipe Switch Center
HARCO | 07990 | 4KV | LAKEWOOD | LAKEWOOD | LAKEWOOD | 2215320 | 5733 | 46 | DEL AMO | Lighthipe Switch Center | DEL AMO | Lighthipe Switch Center
HARDHAT | 08010 | 12KV | CENTER | CENTER | CENTER | 2211948 | 5084 | 47 | CENTER | Lighthipe Switch Center | CENTER | Lighthipe Switch Center
HARDROCK | 08016 | 12KV | ORO GRANDE | ORO_GRANDE | ORO_GRANDE | 2213740 | 8212 | 73 | VICTOR | Lugo Switch Center | VICTOR | Lugo Switch Center
HARDWICK | 08030 | 4KV | LINDEN | LINDEN | LINDEN | 2217650 | 5734 | 46 | LIGHTHIPE | Lighthipe Switch Center | LIGHTHIPE | Lighthipe Switch Center
HARDY | 08020 | 4KV | LENNOX | LENNOX | LENNOX | 2216884 | 5213 | 44 | EL NIDO | El Nido Switch Center | EL NIDO | El Nido Switch Center
HARKNESS | 08040 | 4KV | DITMAR | DITMAR | DITMAR | 2212364 | 5246 | 44 | LA FRESA | El Nido Switch Center | LA FRESA | El Nido Switch Center
HARLEM SPRINGS | 08045 | 12KV | CARDIFF | CARDIFF | CARDIFF | 2217428 | 5608 | 31 | SAN BERNARDINO | Vista Switch Center | SAN BERNARDINO | Vista Switch Center
HARLOW | 08049 | 12KV | CHASE | CHASE | CHASE | 2213010 | 5679 | 34 | MIRA LOMA | Mira Loma Switch Center | MIRA LOMA | Mira Loma Switch Center
HARMONICA | 08051 | 12KV | NIGUEL | NIGUEL | NIGUEL | 2215686 | 5896 | 43 | SANTIAGO | Orange County Switch Ctr | SANTIAGO | Orange County Switch Ctr
HARMONY | 08050 | 12KV | BLISS | BLISS | BLISS | 2214726 | 5303 | 51 | SPRINGVILLE | Rector Switch Center | SPRINGVILLE | Rector Switch Center
HARNAGE | 08055 | 12KV | NEWCOMB | NEWCOMB | NEWCOMB | 2218460 | 8342 | 77 | VALLEY | Valley Switch Center | VALLEY | Valley Switch Center
HARPER | 08060 | 4KV | COSTA MESA | COSTA_MESA | COSTA_MESA | 2220158 | 5817 | 33 | ELLIS | Orange County Switch Ctr | ELLIS | Orange County Switch Ctr
HARRATT | 08077 | 4KV | DOHENY | DOHENY | DOHENY | 2219220 | 5209 | 42 | LA CIENEGA | El Nido Switch Center | LA CIENEGA | El Nido Switch Center
HARRELL | 08080 | 12KV | GOSHEN | GOSHEN | GOSHEN | 2219424 | 5309 | 51 | RECTOR | Rector Switch Center | RECTOR | Rector Switch Center
HARRIER | 08086 | 12KV | BUNKER | BUNKER | BUNKER | 2213458 | 8014 | 77 | VALLEY | Valley Switch Center | VALLEY | Valley Switch Center
HARRIS | 08090 | 4KV | STODDARD | STODDARD | STODDARD | 2215156 | 5632 | 31 | SAN BERNARDINO | Vista Switch Center | SAN BERNARDINO | Vista Switch Center
HARRISON | 08100 | 16KV | WABASH | WABASH | WABASH | 2216694 | 5110 | 22 | MESA | Mesa Switch Center | MESA | Mesa Switch Center
HART | 08110 | 12KV | RECTOR | RECTOR | RECTOR | 2216322 | 5033 | 51 | RECTOR | Rector Switch Center | RECTOR | Rector Switch Center
HARTLE | 08112 | 4KV | CUDAHY | CUDAHY | CUDAHY | 2213060 | 5714 | 32 | LAGUNA BELL | Lighthipe Switch Center | LAGUNA BELL | Lighthipe Switch Center
HARTMAN | 08120 | 4KV | PIERPONT | PIERPONT | PIERPONT | 2212698 | 5528 | 39 | SANTA CLARA | Ventura Switch Center | SANTA CLARA | Ventura Switch Center
HARVARD | 08130 | 4KV | FULLERTON | FULLERTON | FULLERTON | 2215532 | 5822 | 48 | BARRE | Orange County Switch Ctr | BARRE | Orange County Switch Ctr
HARVEST | 08135 | 12KV | ERIC | ERIC | ERIC | 2213182 | 5783 | 46 | DEL AMO | Lighthipe Switch Center | DEL AMO | Lighthipe Switch Center
HARVEY FIELD | 08132 | 4.8KV | INYOKERN TOWN | INYOKERN_TOWN | INYOKERN_TOWN | 2220660 | 8170 | 86 | KRAMER | Lugo Switch Center | KRAMER | Lugo Switch Center
HARWOOD | 08137 | 12KV | TENAJA | TENAJA | TENAJA | 2273862 | 8270 | 88 | VALLEY | Valley Switch Center | VALLEY | Valley Switch Center
HASKELL | 08140 | 16KV | ARROYO | ARROYO | ARROYO | 2214452 | 5158 | 27 | GOULD | Mesa Switch Center | GOULD | Mesa Switch Center
HASS | 08145 | 12KV | MENTONE | MENTONE | MENTONE | 2215884 | 8082 | 31 | VISTA | Vista Switch Center | VISTA | Vista Switch Center
HASTINGS | 08151 | 4KV | REDLANDS | REDLANDS | REDLANDS | 2217488 | 5629 | 31 | SAN BERNARDINO | Vista Switch Center | SAN BERNARDINO | Vista Switch Center
HASTY | 08154 | 12KV | RANDALL | RANDALL | RANDALL | 2215076 | 5601 | 30 | ETIWANDA | Vista Switch Center | ETIWANDA | Vista Switch Center
HATCHERY | 08156 | 12KV | SAVAGE | SAVAGE | SAVAGE | 2220412 | 8020 | 73 | VICTOR | Lugo Switch Center | VICTOR | Lugo Switch Center
HATFIELD | 08161 | 12KV | PORTERVILLE | PORTERVILLE | PORTERVILLE | 2212530 | 5323 | 51 | SPRINGVILLE | Rector Switch Center | SPRINGVILLE | Rector Switch Center
HATTER | 08170 | 12KV | IMPERIAL | IMPERIAL | IMPERIAL | 2217728 | 5772 | 47 | CENTER | Lighthipe Switch Center | CENTER | Lighthipe Switch Center
HAVANA | 08200 | 12KV | HATHAWAY | HATHAWAY | HATHAWAY | 2217626 | 5726 | 46 | ALAMITOS | Lighthipe Switch Center | ALAMITOS | Lighthipe Switch Center
HAVEN | 08210 | 4KV | ARCADIA | ARCADIA | ARCADIA | 2216688 | 5106 | 27 | RIO HONDO | Mesa Switch Center | RIO HONDO | Mesa Switch Center
HAVENHURST | 08211 | 12KV | LA HABRA | LA_HABRA | LA_HABRA | 2215550 | 5832 | 48 | OLINDA | Orange County Switch Ctr | OLINDA | Orange County Switch Ctr
HAWAIIAN | 08190 | 4KV | CYPRESS | CYPRESS | CYPRESS | 2217872 | 5837 | 46 | DEL AMO | Lighthipe Switch Center | DEL AMO | Lighthipe Switch Center
HAWK | 08193 | 12KV | TALBERT | TALBERT | TALBERT | 2213328 | 5853 | 29 | ELLIS | Orange County Switch Ctr | ELLIS | Orange County Switch Ctr
HAWKINS | 08194 | 12KV | UPLAND | UPLAND | UPLAND | 2217504 | 5635 | 34 | PADUA | Mira Loma Switch Center | PADUA | Mira Loma Switch Center
HAWTHORNE | 08180 | 16KV | YUKON | YUKON | YUKON | 2212348 | 5241 | 44 | LA FRESA | El Nido Switch Center | LA FRESA | El Nido Switch Center
HAYDEN | 08230 | 4KV | INGLEWOOD | INGLEWOOD | INGLEWOOD | 2212266 | 5211 | 44 | EL NIDO | El Nido Switch Center | EL NIDO | El Nido Switch Center
HAYDOCK | 08220 | 4KV | OXNARD | OXNARD | OXNARD | 2214938 | 5527 | 39 | SANTA CLARA | Ventura Switch Center | SANTA CLARA | Ventura Switch Center
HAYS | 08240 | 12KV | VENIDA | VENIDA | VENIDA | 2217116 | 5330 | 51 | RECTOR | Rector Switch Center | RECTOR | Rector Switch Center
HAYWARD | 08250 | 4KV | FREMONT | FREMONT | FREMONT | 2217610 | 5720 | 32 | LIGHTHIPE | Lighthipe Switch Center | LIGHTHIPE | Lighthipe Switch Center
HAZEL | 08253 | 12KV | FRANCIS | FRANCIS | FRANCIS | 2217516 | 5639 | 34 | CHINO | Mira Loma Switch Center | CHINO | Mira Loma Switch Center
HAZELNUT | 08252 | 12KV | CHESTNUT | CHESTNUT | CHESTNUT | 2215608 | 5861 | 29 | JOHANNA | Orange County Switch Ctr | JOHANNA | Orange County Switch Ctr
HEACOCK | 08257 | 12KV | ALESSANDRO | ALESSANDRO | ALESSANDRO | 2218086 | 8024 | 77 | VALLEY | Valley Switch Center | VALLEY | Valley Switch Center
HEADLEY | 08265 | 2.4KV | HEADLEY P.T. | HEADLEY P.T. | HEADLEY P.T. | 2122796 | 7355 | 32 | LIGHTHIPE | Lighthipe Switch Center | LIGHTHIPE | Lighthipe Switch Center
HEALTHCARE | 08266 | 12KV | THRIVE | THRIVE | THRIVE | 15090785 | 8134 | 30 | VISTA | Vista Switch Center | VISTA | Vista Switch Center
HEAPS PEAK | 08268 | 33KV | BURNT MILL | BURNT_MILL | BURNT_MILL | 2273808 | 5640 | 40 | VISTA | Vista Switch Center | VISTA | Vista Switch Center
HEARTWELL | 08269 | 4KV | HEARTWELL P.T. | HEARTWELL P.T. | HEARTWELL P.T. | 2125397 | 7384 | 46 | DEL AMO | Lighthipe Switch Center | DEL AMO | Lighthipe Switch Center
HEATHER | 08255 | 12KV | ALDER | ALDER | ALDER | 2213000 | 5672 | 30 | ETIWANDA | Vista Switch Center | ETIWANDA | Vista Switch Center
HEAVY | 08256 | 33KV | RANDSBURG | RANDSBURG | RANDSBURG | 2220452 | 8031 | 86 | KRAMER | Lugo Switch Center | KRAMER | Lugo Switch Center
HECTOR | 08258 | 12KV | CADY | CADY | CADY | 2215944 | 8119 | 72 | ELDORADO | Eldorado Switch Center | ELDORADO | Eldorado Switch Center
HEDGE | 08270 | 12KV | SANTA FE SPRINGS | SANTA_FE_SPRINGS | SANTA_FE_SPRINGS | 2215586 | 5850 | 47 | CENTER | Lighthipe Switch Center | CENTER | Lighthipe Switch Center
HEERS | 08271 | 12KV | MAXWELL | MAXWELL | MAXWELL | 2218074 | 8019 | 77 | VALLEY | Valley Switch Center | VALLEY | Valley Switch Center
HEFTLER | 08273 | 12KV | BAIN | BAIN | BAIN | 2212972 | 5656 | 30 | MIRA LOMA | Mira Loma Switch Center | MIRA LOMA | Mira Loma Switch Center
HEIGHTS | 08290 | 12KV | OASIS | OASIS | OASIS | 2214990 | 5548 | 36 | ANTELOPE | Vincent Switch Center | ANTELOPE | Vincent Switch Center
HEIL | 08275 | 12KV | OCEANVIEW | OCEANVIEW | OCEANVIEW | 2215576 | 5842 | 33 | ELLIS | Orange County Switch Ctr | ELLIS | Orange County Switch Ctr
HEISMAN | 08294 | 12KV | TROPHY | TROPHY | TROPHY | 2217418 | 5603 | 26 | CHINO | Mira Loma Switch Center | CHINO | Mira Loma Switch Center
HELENA | 08300 | 4KV | SANTA BARBARA | SANTA_BARBARA | SANTA_BARBARA | 2214956 | 5531 | 49 | GOLETA | Ventura Switch Center | GOLETA | Ventura Switch Center
HELENKA | 08302 | 12KV | SKYLARK | SKYLARK | SKYLARK | 2220574 | 8088 | 88 | VALLEY | Valley Switch Center | VALLEY | Valley Switch Center
HELICOPTER | 08298 | 12KV | BUNKER | BUNKER | BUNKER | 2213458 | 8014 | 77 | VALLEY | Valley Switch Center | VALLEY | Valley Switch Center
HELIOS | 08278 | 12KV | MINNEOLA | MINNEOLA | MINNEOLA | 2218332 | 8190 | 72 | ELDORADO | Eldorado Switch Center | ELDORADO | Eldorado Switch Center
HELIUM | 08301 | 16KV | NOLA | NOLA | NOLA | 2213126 | 5751 | 32 | LIGHTHIPE | Lighthipe Switch Center | LIGHTHIPE | Lighthipe Switch Center
HELLMAN | 08304 | 4KV | RAMONA | RAMONA | RAMONA | 2219070 | 5138 | 22 | MESA | Mesa Switch Center | MESA | Mesa Switch Center
HELM | 08303 | 16KV | NEWMARK | NEWMARK | NEWMARK | 2214416 | 5136 | 22 | MESA | Mesa Switch Center | MESA | Mesa Switch Center
HELMET | 08306 | 12KV | FIREHOUSE | FIREHOUSE | FIREHOUSE | 2215118 | 5618 | 34 | CHINO | Mira Loma Switch Center | CHINO | Mira Loma Switch Center
HEMACINTO | 08305 | 12KV | MAYBERRY | MAYBERRY | MAYBERRY | 2215898 | 8089 | 77 | VALLEY | Valley Switch Center | VALLEY | Valley Switch Center
HENDERSON | 08315 | 12KV | PORTERVILLE | PORTERVILLE | PORTERVILLE | 2212530 | 5323 | 51 | SPRINGVILLE | Rector Switch Center | SPRINGVILLE | Rector Switch Center
HERBERT | 08340 | 4KV | BELVEDERE | BELVEDERE | BELVEDERE | 2219012 | 5114 | 22 | MESA | Mesa Switch Center | MESA | Mesa Switch Center
HERCULES | 08343 | 12KV | HESPERIA | HESPERIA | HESPERIA | 2218228 | 8087 | 73 | VICTOR | Lugo Switch Center | VICTOR | Lugo Switch Center
HEREFORD | 08344 | 12KV | BOVINE | BOVINE | BOVINE | 2213188 | 5788 | 46 | DEL AMO | Lighthipe Switch Center | DEL AMO | Lighthipe Switch Center
HERMOSA | 08350 | 4KV | REDONDO | REDONDO | REDONDO | 2214594 | 5227 | 44 | LA FRESA | El Nido Switch Center | LA FRESA | El Nido Switch Center
HERO | 08341 | 12KV | BUNKER | BUNKER | BUNKER | 2213458 | 8014 | 77 | VALLEY | Valley Switch Center | VALLEY | Valley Switch Center
HERRING | 08345 | 12KV | MERCED | MERCED | MERCED | 2214522 | 5193 | 26 | WALNUT | Mira Loma Switch Center | WALNUT | Mira Loma Switch Center
HERZ | 08360 | 12KV | CARDIFF | CARDIFF | CARDIFF | 2217428 | 5608 | 31 | SAN BERNARDINO | Vista Switch Center | SAN BERNARDINO | Vista Switch Center
HESSION | 08364 | 12KV | HESSION P.T. | HESSION P.T. | HESSION P.T. | 2124586 | 7360 | 85 | INYO SCE | Control Switch Center | INYO SCE | Control Switch Center
HEWITT | 08368 | 12KV | NELSON | NELSON | NELSON | 2215814 | 8038 | 77 | VALLEY | Valley Switch Center | VALLEY | Valley Switch Center
HEXNUT | 02853 | 12KV | CHESTNUT | CHESTNUT | CHESTNUT | 2215608 | 5861 | 29 | JOHANNA | Orange County Switch Ctr | JOHANNA | Orange County Switch Ctr
HI LINE | 08427 | 12KV | PEBBLY BEACH | PEBBLY_BEACH | PEBBLY_BEACH | 2273810 | 3064 | 61 | CATALINA | Lighthipe Switch Center | CATALINA | Lighthipe Switch Center
HIBBING | 08380 | 4KV | ARTESIA | ARTESIA | ARTESIA | 2217770 | 5789 | 46 | DEL AMO | Lighthipe Switch Center | DEL AMO | Lighthipe Switch Center
HIBISCUS | 08383 | 4KV | KEMPSTER | KEMPSTER | KEMPSTER | 2213720 | 8176 | 30 | VISTA | Vista Switch Center | VISTA | Vista Switch Center
HICKORY | 08390 | 4KV | MADRID | MADRID | MADRID | 2212274 | 5215 | 44 | LA FRESA | El Nido Switch Center | LA FRESA | El Nido Switch Center
HICKS | 08391 | 4KV | BELVEDERE P.T. | BELVEDERE P.T. | BELVEDERE P.T. | 2123378 | 7094 | 22 | SAN BERNARDINO | Vista Switch Center | SAN BERNARDINO | Vista Switch Center
HIDALGO | 08400 | 4KV | GRANADA | GRANADA | GRANADA | 2216720 | 5126 | 22 | EAGLE ROCK | Mesa Switch Center | EAGLE ROCK | Mesa Switch Center
HIDDEN | 08403 | 12KV | BLACK MEADOWS | BLACK_MEADOWS | BLACK_MEADOWS | 2121108 | 7064 | 87 | PARKER | Devers Switch Center | PARKER | Devers Switch Center
HIGBY | 08405 | 12KV | LIBERTY | LIBERTY | LIBERTY | 2212500 | 5312 | 51 | RECTOR | Rector Switch Center | RECTOR | Rector Switch Center
HIGH | 08406 | 4KV | HIGH P.T. | HIGH P.T. | HIGH P.T. | 2125388 | 7381 | 72 | ELDORADO | Eldorado Switch Center | ELDORADO | Eldorado Switch Center
HIGH SCHOOL | 08410 | 2.4KV | HIGH SCHOOL P.T. | NotFound | NotFound | 2124035 | 7359 | 40 | NotFound | NotFound | NotFound | NotFound
HIGHBALL | 08407 | 12KV | BLOOMINGTON | BLOOMINGTON | BLOOMINGTON | 2217458 | 5620 | 30 | VISTA | Vista Switch Center | VISTA | Vista Switch Center
HIGHCLIFF | 08408 | 16KV | RUSH | RUSH | RUSH | 2212060 | 5116 | 22 | MESA | Mesa Switch Center | MESA | Mesa Switch Center
HIGHNOON | 08409 | 12KV | DIAMOND BAR | DIAMOND_BAR | DIAMOND_BAR | 2219908 | 5680 | 26 | CHINO | Mira Loma Switch Center | CHINO | Mira Loma Switch Center
HIGHWAY | 08420 | 16KV | SATICOY | SATICOY | SATICOY | 2219652 | 5534 | 39 | SANTA CLARA | Ventura Switch Center | SANTA CLARA | Ventura Switch Center
HIGHWAY SIX | 08423 | 12KV | INYOKERN | INYOKERN | INYOKERN | 2214068 | 5041 | 86 | KRAMER | Lugo Switch Center | KRAMER | Lugo Switch Center
HIGO | 08424 | 12KV | BORREGO | BORREGO | BORREGO | 2213386 | 5887 | 43 | SANTIAGO | Orange County Switch Ctr | SANTIAGO | Orange County Switch Ctr
HILDRETH | 08425 | 4.8KV | RIDGECREST | RIDGECREST | RIDGECREST | 2216052 | 8226 | 86 | KRAMER | Lugo Switch Center | KRAMER | Lugo Switch Center
HILL | 08430 | 4KV | MANHATTAN | MANHATTAN | MANHATTAN | 2214564 | 5216 | 44 | LA FRESA | El Nido Switch Center | LA FRESA | El Nido Switch Center
HILLARD | 08440 | 4KV | LA CANADA | LA_CANADA | LA_CANADA | 2219036 | 5130 | 27 | GOULD | Mesa Switch Center | GOULD | Mesa Switch Center
HILLCREST | 08479 | 16KV | THOUSAND OAKS | THOUSAND_OAKS | THOUSAND_OAKS | 2212798 | 5569 | 35 | MOORPARK | Ventura Switch Center | MOORPARK | Ventura Switch Center
HILLFIELD | 08446 | 16KV | SOLEMINT | SOLEMINT | SOLEMINT | 2219702 | 5560 | 59 | SAUGUS | Vincent Switch Center | SAUGUS | Vincent Switch Center
HILLGREEN | 08435 | 2.4KV | HILLGREEN P.T. | NotFound | NotFound | 27509548 | 7385 | 42 | NotFound | NotFound | NotFound | NotFound
HILLS | 08454 | 12KV | COFFEE | COFFEE | COFFEE | 2220662 | 8171 | 79 | DEVERS | Devers Switch Center | DEVERS | Devers Switch Center
HILLSIDE | 08480 | 16KV | VICTORIA | VICTORIA | VICTORIA | 2214608 | 5232 | 44 | LA FRESA | El Nido Switch Center | LA FRESA | El Nido Switch Center
HILLTOP | 08482 | 4KV | SANGAR | SANGAR | SANGAR | 2212118 | 5145 | 27 | MESA | Mesa Switch Center | MESA | Mesa Switch Center
HILLVIEW | 08490 | 4KV | AMALIA | AMALIA | AMALIA | 2212032 | 5104 | 22 | MESA | Mesa Switch Center | MESA | Mesa Switch Center
HILTON | 08495 | 16KV | BEVERLY | BEVERLY | BEVERLY | 2216848 | 5201 | 42 | LA CIENEGA | El Nido Switch Center | LA CIENEGA | El Nido Switch Center
HIMALAYAS | 08496 | 12KV | MIRA LOMA | MIRA_LOMA | MIRA_LOMA | 2214212 | 5069 | 34 | MIRA LOMA | Mira Loma Switch Center | MIRA LOMA | Mira Loma Switch Center
HIMO | 08497 | 33KV | HI DESERT | HI_DESERT | HI_DESERT | 2215778 | 8029 | 84 | DEVERS | Devers Switch Center | DEVERS | Devers Switch Center
HINDRY | 08460 | 4KV | FELTON | FELTON | FELTON | 2219312 | 5244 | 44 | EL NIDO | El Nido Switch Center | EL NIDO | El Nido Switch Center
HINES | 08276 | 12KV | IRVINE | IRVINE | IRVINE | 2217856 | 5829 | 43 | SANTIAGO | Orange County Switch Ctr | SANTIAGO | Orange County Switch Ctr
HINSHAW | 08470 | 16KV | RAVENDALE | RAVENDALE | RAVENDALE | 2216810 | 5179 | 27 | MESA | Mesa Switch Center | MESA | Mesa Switch Center
HIRSCH | 08503 | 12KV | BROOKHURST | BROOKHURST | BROOKHURST | 2213330 | 5854 | 33 | ELLIS | Orange County Switch Ctr | ELLIS | Orange County Switch Ctr
HITCH | 08501 | 12KV | IVYGLEN | IVYGLEN | IVYGLEN | 2220540 | 8073 | 88 | VALLEY | Valley Switch Center | VALLEY | Valley Switch Center
HOBACK | 08505 | 12KV | CHERRY | CHERRY | CHERRY | 2217778 | 5797 | 46 | HINSON | Lighthipe Switch Center | HINSON | Lighthipe Switch Center
HOBART | 08500 | 16KV | FRUITLAND | FRUITLAND | FRUITLAND | 2215290 | 5718 | 32 | LAGUNA BELL | Lighthipe Switch Center | LAGUNA BELL | Lighthipe Switch Center
HOBO | 08507 | 12KV | RAILROAD | RAILROAD | RAILROAD | 2216842 | 5196 | 26 | WALNUT | Mira Loma Switch Center | WALNUT | Mira Loma Switch Center
HOBSON | 08510 | 12KV | PIXLEY | PIXLEY | PIXLEY | 2219454 | 5321 | 51 | VESTAL | Rector Switch Center | VESTAL | Rector Switch Center
HOFER | 08519 | 12KV | ARCHIBALD | ARCHIBALD | ARCHIBALD | 2215212 | 5659 | 34 | MIRA LOMA | Mira Loma Switch Center | MIRA LOMA | Mira Loma Switch Center
HOGAN | 08524 | 12KV | LAFAYETTE | LAFAYETTE | LAFAYETTE | 2220276 | 5872 | 33 | ELLIS | Orange County Switch Ctr | ELLIS | Orange County Switch Ctr
HOLBROOK | 08530 | 4KV | WESTGATE | WESTGATE | WESTGATE | 2215666 | 5888 | 22 | MESA | Mesa Switch Center | MESA | Mesa Switch Center
HOLLENBECK | 08560 | 4KV | BADILLO | BADILLO | BADILLO | 2212190 | 5182 | 26 | RIO HONDO | Mesa Switch Center | RIO HONDO | Mesa Switch Center
HOLLOWAY | 08580 | 4KV | BASTA | BASTA | BASTA | 2215650 | 5883 | 48 | BARRE | Orange County Switch Ctr | BARRE | Orange County Switch Ctr
HOLLY | 08590 | 4KV | ANITA | ANITA | ANITA | 2218988 | 5105 | 27 | RIO HONDO | Mesa Switch Center | RIO HONDO | Mesa Switch Center
HOLLY VISTA | 08601 | 12KV | DEL ROSA | DEL_ROSA | DEL_ROSA | 2219894 | 5670 | 31 | SAN BERNARDINO | Vista Switch Center | SAN BERNARDINO | Vista Switch Center
HOLLYWOOD | 08600 | 16KV | FAIRFAX | FAIRFAX | FAIRFAX | 2214546 | 5208 | 42 | EAGLE ROCK | Mesa Switch Center | EAGLE ROCK | Mesa Switch Center
HOLMES | 08603 | 16KV | CALDEN | CALDEN | CALDEN | 2217678 | 5750 | 32 | LAGUNA BELL | Lighthipe Switch Center | LAGUNA BELL | Lighthipe Switch Center
HOLSTEIN | 08610 | 4KV | TIPPECANOE | TIPPECANOE | TIPPECANOE | 2215174 | 5637 | 31 | SAN BERNARDINO | Vista Switch Center | SAN BERNARDINO | Vista Switch Center
HOMBRE | 08617 | 12KV | CONCHO | CONCHO | CONCHO | 2215730 | 8017 | 79 | DEVERS | Devers Switch Center | DEVERS | Devers Switch Center
HOME | 08620 | 12KV | STATE STREET | STATE_STREET | STATE_STREET | 2220040 | 5755 | 46 | HINSON | Lighthipe Switch Center | HINSON | Lighthipe Switch Center
HOME GARDENS | 08630 | 4KV | CUDAHY | CUDAHY | CUDAHY | 2213060 | 5714 | 32 | LAGUNA BELL | Lighthipe Switch Center | LAGUNA BELL | Lighthipe Switch Center
HOMER | 08640 | 12KV | LEMON COVE | LEMON_COVE | LEMON_COVE | 2214756 | 5316 | 51 | RECTOR | Rector Switch Center | RECTOR | Rector Switch Center
HOMEWOOD | 08645 | 4.8KV | HOMEWOOD P.T. | HOMEWOOD P.T. | HOMEWOOD P.T. | 2124044 | 7362 | 86 | KRAMER | Lugo Switch Center | KRAMER | Lugo Switch Center
HONDO | 08660 | 4KV | IMPERIAL | IMPERIAL | IMPERIAL | 2215400 | 5772 | 47 | CENTER | Lighthipe Switch Center | CENTER | Lighthipe Switch Center
HONEYCRISP | 08651 | 12KV | EL CASCO | EL_CASCO | EL_CASCO | 15248896 | 8006 | 31 | SAN BERNARDINO | Vista Switch Center | SAN BERNARDINO | Vista Switch Center
HONEYWELL | 08662 | 16KV | BRADBURY | BRADBURY | BRADBURY | 2219128 | 5171 | 27 | RIO HONDO | Mesa Switch Center | RIO HONDO | Mesa Switch Center
HONOR | 08664 | 16KV | ROSEMEAD | ROSEMEAD | ROSEMEAD | 2214424 | 5141 | 22 | MESA | Mesa Switch Center | MESA | Mesa Switch Center
HOOK | 08666 | 12KV | GILBERT | GILBERT | GILBERT | 2220202 | 5833 | 48 | BARRE | Orange County Switch Ctr | BARRE | Orange County Switch Ctr
HOOK CREEK | 08670 | 2.4KV | HOOK CREEK P.T. | NotFound | NotFound | 2124061 | 7364 | 40 | NotFound | NotFound | NotFound | NotFound
HOOLIGAN | 08564 | 16KV | NEWBURY | NEWBURY | NEWBURY | 2215006 | 5557 | 35 | MOORPARK | Ventura Switch Center | MOORPARK | Ventura Switch Center
HOOPER | 08680 | 4KV | NAOMI | NAOMI | NAOMI | 2220078 | 5780 | 32 | LAGUNA BELL | Lighthipe Switch Center | LAGUNA BELL | Lighthipe Switch Center
HOOVER | 08690 | 4KV | ALHAMBRA | ALHAMBRA | ALHAMBRA | 2216666 | 5101 | 22 | EAGLE ROCK | Mesa Switch Center | EAGLE ROCK | Mesa Switch Center
HOPE | 08682 | 12KV | ETIWANDA | ETIWANDA | ETIWANDA | 2212014 | 5096 | 30 | ETIWANDA | Vista Switch Center | ETIWANDA | Vista Switch Center
HOPI | 08691 | 12KV | SHAWNEE | SHAWNEE | SHAWNEE | 2213352 | 5869 | 33 | BARRE | Orange County Switch Ctr | BARRE | Orange County Switch Ctr
HOPPER | 08689 | 12KV | BLOOMINGTON | BLOOMINGTON | BLOOMINGTON | 2217458 | 5620 | 30 | VISTA | Vista Switch Center | VISTA | Vista Switch Center
HORIZON | 08695 | 16KV | VALDEZ | VALDEZ | VALDEZ | 2212338 | 5236 | 35 | MOORPARK | Ventura Switch Center | MOORPARK | Ventura Switch Center
HORN | 08699 | 12KV | SILVER SPUR | SILVER_SPUR | SILVER_SPUR | 2220726 | 8238 | 79 | DEVERS | Devers Switch Center | DEVERS | Devers Switch Center
HORNTOAD | 08698 | 16KV | VALDEZ | VALDEZ | VALDEZ | 2212338 | 5236 | 35 | MOORPARK | Ventura Switch Center | MOORPARK | Ventura Switch Center
HOROSCOPE | 08692 | 12KV | ESTRELLA | ESTRELLA | ESTRELLA | 2213342 | 5865 | 43 | SANTIAGO | Orange County Switch Ctr | SANTIAGO | Orange County Switch Ctr
HORSE MOUNTAIN | 08697 | 2.4KV | BIRD SPRINGS P.T. | NotFound | NotFound | 2122039 | 7091 | 53 | NotFound | NotFound | NotFound | NotFound
HORSESHOE | 08693 | 12KV | CANYON | CANYON | CANYON | 2220314 | 5890 | 48 | VILLA PARK | Orange County Switch Ctr | VILLA PARK | Orange County Switch Ctr
HORTON | 08704 | 12KV | FOGARTY | FOGARTY | FOGARTY | 1440627 | 8346 | 88 | DEVERS | Devers Switch Center | DEVERS | Devers Switch Center
HOSE | 08703 | 12KV | FIREHOUSE | FIREHOUSE | FIREHOUSE | 2215118 | 5618 | 34 | CHINO | Mira Loma Switch Center | CHINO | Mira Loma Switch Center
HOSPAT | 08701 | 12KV | DEL ROSA | DEL_ROSA | DEL_ROSA | 2219894 | 5670 | 31 | SAN BERNARDINO | Vista Switch Center | SAN BERNARDINO | Vista Switch Center
HOSPITAL | 08700 | 4KV | PIERPONT | PIERPONT | PIERPONT | 2212698 | 5528 | 39 | SANTA CLARA | Ventura Switch Center | SANTA CLARA | Ventura Switch Center
HOSS | 08707 | 16KV | ROYAL | ROYAL | ROYAL | 2212820 | 5580 | 35 | MOORPARK | Ventura Switch Center | MOORPARK | Ventura Switch Center
HOSSACK | 08702 | 2.4KV | HOSSACK P.T. | HOSSACK P.T. | HOSSACK P.T. | 2124068 | 7365 | 51 | SPRINGVILLE | Rector Switch Center | SPRINGVILLE | Rector Switch Center
HOT SPRINGS | 08730 | 16KV | SANTA BARBARA | SANTA_BARBARA | SANTA_BARBARA | 2212706 | 5531 | 49 | GOLETA | Ventura Switch Center | GOLETA | Ventura Switch Center
HOT WATER | 08735 | 12KV | HOT WATER P.T. | NotFound | NotFound | 2124612 | 7367 | 72 | NotFound | NotFound | NotFound | NotFound
HOTPOINT | 08720 | 12KV | UPLAND | UPLAND | UPLAND | 2217504 | 5635 | 34 | PADUA | Mira Loma Switch Center | PADUA | Mira Loma Switch Center
HOUGHTON | 08740 | 4KV | PIONEER | PIONEER | PIONEER | 2217976 | 5886 | 47 | CENTER | Lighthipe Switch Center | CENTER | Lighthipe Switch Center
HOURGLASS | 08747 | 12KV | SHIP | NotFound | NotFound | 19964997 | 8832 | 46 | NotFound | NotFound | NotFound | NotFound
HOUSING | 21081 | 12KV | MILITARY | MILITARY | MILITARY | 2213666 | 8120 | 88 | ELDORADO | Eldorado Switch Center | ELDORADO | Eldorado Switch Center
HOUSTON | 08750 | 12KV | POPLAR | POPLAR | POPLAR | 2217098 | 5322 | 51 | VESTAL | Rector Switch Center | VESTAL | Rector Switch Center
HOVATTER | 08755 | 12KV | DEL ROSA | DEL_ROSA | DEL_ROSA | 2219894 | 5670 | 31 | SAN BERNARDINO | Vista Switch Center | SAN BERNARDINO | Vista Switch Center
HOVEY | 08760 | 12KV | REDMAN | REDMAN | REDMAN | 2212700 | 5530 | 36 | ANTELOPE | Vincent Switch Center | ANTELOPE | Vincent Switch Center
HOWBUCK | 08768 | 12KV | VERDANT | VERDANT | VERDANT | 2218394 | 8259 | 87 | BLYTHE WALC | Devers Switch Center | BLYTHE WALC | Devers Switch Center
HOWITZER | 08771 | 12KV | EISENHOWER | EISENHOWER | EISENHOWER | 2213648 | 8098 | 79 | DEVERS | Devers Switch Center | DEVERS | Devers Switch Center
HUB CITY | 08785 | 16KV | FREMONT | FREMONT | FREMONT | 2217612 | 5720 | 32 | LIGHTHIPE | Lighthipe Switch Center | LIGHTHIPE | Lighthipe Switch Center
HUCKLEBERRY | 08795 | 12KV | RITTER RANCH | RITTER_RANCH | RITTER_RANCH | 2216182 | 8504 | 36 | ANTELOPE | Vincent Switch Center | ANTELOPE | Vincent Switch Center
HUDSON | 08800 | 12KV | BRYAN | BRYAN | BRYAN | 2215480 | 5808 | 29 | VILLA PARK | Orange County Switch Ctr | VILLA PARK | Orange County Switch Ctr
HUEVOS | 08804 | 12KV | TORTILLA | TORTILLA | TORTILLA | 2213542 | 8037 | 72 | ELDORADO | Eldorado Switch Center | ELDORADO | Eldorado Switch Center
HUFF | 08807 | 12KV | ALDER | ALDER | ALDER | 2213000 | 5672 | 30 | ETIWANDA | Vista Switch Center | ETIWANDA | Vista Switch Center
HUGHES LAKE | 08810 | 12KV | DEL SUR | DEL_SUR | DEL_SUR | 2219586 | 5508 | 36 | ANTELOPE | Vincent Switch Center | ANTELOPE | Vincent Switch Center
HUGO | 08812 | 12KV | MURRIETTA 2 | MURRIETTA_2 | MURRIETTA_2 | 2216012 | 8195 | 88 | VALLEY | Valley Switch Center | VALLEY | Valley Switch Center
HULSEY | 08815 | 33KV | INYOKERN | INYOKERN | INYOKERN | 2214070 | 5041 | 86 | KRAMER | Lugo Switch Center | KRAMER | Lugo Switch Center
HULSTEIN | 08816 | 12KV | DRYDEN P.T. | DRYDEN P.T. | DRYDEN P.T. | 2123113 | 7181 | 88 | VALLEY | Valley Switch Center | VALLEY | Valley Switch Center
HUMBER | 08817 | 12KV | MORAGA | MORAGA | MORAGA | 2213880 | 8348 | 88 | VALLEY | Valley Switch Center | VALLEY | Valley Switch Center
HUMBLE | 08818 | 12KV | WAVE | WAVE | WAVE | 2213280 | 5828 | 33 | ELLIS | Orange County Switch Ctr | ELLIS | Orange County Switch Ctr
HUMPBACK | 08825 | 12KV | WHARF | NotFound | NotFound | 19803848 | 8833 | 46 | NotFound | NotFound | NotFound | NotFound
HUMPHREY | 08830 | 4KV | BICKNELL | BICKNELL | BICKNELL | 2216692 | 5109 | 22 | MESA | Mesa Switch Center | MESA | Mesa Switch Center
HUNT | 08840 | 12KV | FULLERTON | FULLERTON | FULLERTON | 2217840 | 5822 | 48 | BARRE | Orange County Switch Ctr | BARRE | Orange County Switch Ctr
HUNTER | 08842 | 12KV | MORAGA | MORAGA | MORAGA | 2213880 | 8348 | 88 | VALLEY | Valley Switch Center | VALLEY | Valley Switch Center
HURLEY | 08847 | 12KV | CASA DIABLO | CASA_DIABLO | CASA_DIABLO | 2274057 | 2557 | 85 | INYO SCE | Control Switch Center | INYO SCE | Control Switch Center
HURON | 08849 | 12KV | GREAT LAKES | GREAT_LAKES | GREAT_LAKES | 2219704 | 5561 | 36 | ANTELOPE | Vincent Switch Center | ANTELOPE | Vincent Switch Center
HURRICANE | 08846 | 12KV | YORBA LINDA | YORBA_LINDA | YORBA_LINDA | 2213376 | 5880 | 48 | VILLA PARK | Orange County Switch Ctr | VILLA PARK | Orange County Switch Ctr
HURST | 08848 | 16KV | SAN MARCOS | SAN_MARCOS | SAN_MARCOS | 2219744 | 5585 | 49 | GOLETA | Ventura Switch Center | GOLETA | Ventura Switch Center
HURSTVIEW | 08850 | 16KV | BRADBURY | BRADBURY | BRADBURY | 2219128 | 5171 | 27 | RIO HONDO | Mesa Switch Center | RIO HONDO | Mesa Switch Center
HUSKIE | 08855 | 12KV | MOULTON | MOULTON | MOULTON | 2215582 | 5845 | 43 | SANTIAGO | Orange County Switch Ctr | SANTIAGO | Orange County Switch Ctr
HUTCHINS | 08856 | 12KV | HIGHLAND | HIGHLAND | HIGHLAND | 2219808 | 5619 | 31 | SAN BERNARDINO | Vista Switch Center | SAN BERNARDINO | Vista Switch Center
HUTT | 08857 | 12KV | HUTT P.T. | HUTT P.T. | HUTT P.T. | 2124094 | 7376 | 72 | ELDORADO | Eldorado Switch Center | ELDORADO | Eldorado Switch Center
HYDE PARK | 08860 | 4KV | INGLEWOOD | INGLEWOOD | INGLEWOOD | 2212266 | 5211 | 44 | EL NIDO | El Nido Switch Center | EL NIDO | El Nido Switch Center
HYDRANT | 08864 | 12KV | FIREHOUSE | FIREHOUSE | FIREHOUSE | 2215118 | 5618 | 34 | CHINO | Mira Loma Switch Center | CHINO | Mira Loma Switch Center
HYDROCRACKER 1 | 21028 | 12KV | MOBILOIL | MOBILOIL | MOBILOIL | 2212312 | 5229 | 44 | LA FRESA | El Nido Switch Center | LA FRESA | El Nido Switch Center
HYDROCRACKER 2 | 21029 | 12KV | MOBILOIL | MOBILOIL | MOBILOIL | 2212312 | 5229 | 44 | LA FRESA | El Nido Switch Center | LA FRESA | El Nido Switch Center
I-BEAM | 21055 | 16KV | SHULTZ | SHULTZ | SHULTZ | 2216796 | 5172 | 32 | LAGUNA BELL | Lighthipe Switch Center | LAGUNA BELL | Lighthipe Switch Center
IBEX | 08877 | 12KV | GREENING | GREENING | GREENING | 2213198 | 5791 | 46 | DEL AMO | Lighthipe Switch Center | DEL AMO | Lighthipe Switch Center
ICE HOUSE | 08880 | 2.4KV | ICE HOUSE P.T. | NotFound | NotFound | 2124685 | 7404 | 34 | NotFound | NotFound | NotFound | NotFound
IDA | 08888 | 12KV | MARASCHINO | MARASCHINO | MARASCHINO | 2220594 | 8096 | 31 | VISTA | Vista Switch Center | VISTA | Vista Switch Center
IDAHO | 08890 | 12KV | LA HABRA | LA_HABRA | LA_HABRA | 2215550 | 5832 | 48 | OLINDA | Orange County Switch Ctr | OLINDA | Orange County Switch Ctr
IDYLLBROOK | 08895 | 2.4KV | IDYLLBROOK P.T. | IDYLLBROOK P.T. | IDYLLBROOK P.T. | 2124703 | 7405 | 77 | VALLEY | Valley Switch Center | VALLEY | Valley Switch Center
IKE | 08899 | 12KV | EISENHOWER | EISENHOWER | EISENHOWER | 2213648 | 8098 | 79 | DEVERS | Devers Switch Center | DEVERS | Devers Switch Center
ILLINOIS | 08900 | 4KV | MONETA | MONETA | MONETA | 2216898 | 5218 | 44 | LA FRESA | El Nido Switch Center | LA FRESA | El Nido Switch Center
IMAGE | 08906 | 16KV | REPRO | REPRO | REPRO | 2214710 | 5284 | 44 | EL NIDO | El Nido Switch Center | EL NIDO | El Nido Switch Center
IMBACH | 08905 | 12KV | ARCHIBALD | ARCHIBALD | ARCHIBALD | 2215212 | 5659 | 34 | MIRA LOMA | Mira Loma Switch Center | MIRA LOMA | Mira Loma Switch Center
INCA | 08907 | 12KV | INDIAN WELLS | INDIAN_WELLS | INDIAN_WELLS | 2218478 | 8345 | 79 | DEVERS | Devers Switch Center | DEVERS | Devers Switch Center
INCH | 08908 | 12KV | PALM VILLAGE | PALM_VILLAGE | PALM_VILLAGE | 2213750 | 8215 | 79 | DEVERS | Devers Switch Center | DEVERS | Devers Switch Center
INDEPENDENCE | 08912 | 12KV | PEYTON | PEYTON | PEYTON | 2215106 | 5614 | 34 | CHINO | Mira Loma Switch Center | CHINO | Mira Loma Switch Center
INDIANA | 08910 | 4KV | BELVEDERE | BELVEDERE | BELVEDERE | 2219012 | 5114 | 22 | MESA | Mesa Switch Center | MESA | Mesa Switch Center
INDIANAPOLIS | 08911 | 12KV | TRASK | TRASK | TRASK | 2213412 | 5899 | 29 | BARRE | Orange County Switch Ctr | BARRE | Orange County Switch Ctr
INFERNO | 08916 | 12KV | FIREHOUSE | FIREHOUSE | FIREHOUSE | 2215118 | 5618 | 34 | CHINO | Mira Loma Switch Center | CHINO | Mira Loma Switch Center
INLET | 08920 | 4KV | PAULARINO | PAULARINO | PAULARINO | 2213404 | 5895 | 33 | ELLIS | Orange County Switch Ctr | ELLIS | Orange County Switch Ctr
INN | 08942 | 12KV | BAKER | BAKER | BAKER | 2213496 | 8025 | 72 | ELDORADO | Eldorado Switch Center | ELDORADO | Eldorado Switch Center
INTAKE | 08930 | 12KV | KERNVILLE | KERNVILLE | KERNVILLE | 2219534 | 5356 | 53 | VESTAL | Rector Switch Center | VESTAL | Rector Switch Center
INTERIOR | 08934 | 12KV | PEBBLY BEACH | PEBBLY_BEACH | PEBBLY_BEACH | 2273810 | 3064 | 61 | CATALINA | Lighthipe Switch Center | CATALINA | Lighthipe Switch Center
INTERN | 08937 | 12KV | TIMOTEO | TIMOTEO | TIMOTEO | 2217420 | 5604 | 31 | SAN BERNARDINO | Vista Switch Center | SAN BERNARDINO | Vista Switch Center
INTERNATIONAL | 08939 | 12KV | ROADWAY | ROADWAY | ROADWAY | 2218024 | 8000 | 73 | KRAMER | Lugo Switch Center | KRAMER | Lugo Switch Center
INTERPACE | 08938 | 33KV | CORONA | CORONA | CORONA | 2218412 | 8279 | 34 | MIRA LOMA | Mira Loma Switch Center | MIRA LOMA | Mira Loma Switch Center
INTERSTATE | 08940 | 16KV | SEPULVEDA | SEPULVEDA | SEPULVEDA | 2212248 | 5207 | 44 | EL NIDO | El Nido Switch Center | EL NIDO | El Nido Switch Center
INTREPID | 08943 | 16KV | NEWBURY | NEWBURY | NEWBURY | 2215006 | 5557 | 35 | MOORPARK | Ventura Switch Center | MOORPARK | Ventura Switch Center
INVADER | 08946 | 12KV | DEVERS | DEVERS | DEVERS | 7093715 | 5067 | 79 | DEVERS | Devers Switch Center | DEVERS | Devers Switch Center
INVENTION | 19245 | 12KV | QUARTZ HILL | QUARTZ_HILL | QUARTZ_HILL | 2219714 | 5566 | 36 | ANTELOPE | Vincent Switch Center | ANTELOPE | Vincent Switch Center
INYO LUMBER | 08947 | 12KV | MT. TOM | MT. TOM | MT. TOM | 2274011 | 2598 | 85 | INYO SCE | Control Switch Center | INYO SCE | Control Switch Center
IONA | 08949 | 12KV | HANFORD | HANFORD | HANFORD | 2219430 | 5310 | 51 | RECTOR | Rector Switch Center | RECTOR | Rector Switch Center
IOWA | 08950 | 4KV | SOMERSET | SOMERSET | SOMERSET | 2217696 | 5754 | 32 | DEL AMO | Lighthipe Switch Center | DEL AMO | Lighthipe Switch Center
IRA | 08970 | 4KV | GAGE | GAGE | GAGE | 2220058 | 5770 | 32 | LAGUNA BELL | Lighthipe Switch Center | LAGUNA BELL | Lighthipe Switch Center
IRAN | 08955 | 12KV | MODENA | MODENA | MODENA | 2220120 | 5802 | 29 | VILLA PARK | Orange County Switch Ctr | VILLA PARK | Orange County Switch Ctr
IRENE | 08985 | 12KV | LARK ELLEN | LARK_ELLEN | LARK_ELLEN | 2219172 | 5192 | 26 | RIO HONDO | Mesa Switch Center | RIO HONDO | Mesa Switch Center
IRIS | 08960 | 4KV | ARCH BEACH | ARCH_BEACH | ARCH_BEACH | 2220268 | 5867 | 43 | SANTIAGO | Orange County Switch Ctr | SANTIAGO | Orange County Switch Ctr
IRISH | 08986 | 12KV | LIGHTHIPE | LIGHTHIPE | LIGHTHIPE | 2211882 | 5073 | 46 | LIGHTHIPE | Lighthipe Switch Center | LIGHTHIPE | Lighthipe Switch Center
IRON | 08991 | 12KV | LIMESTONE | LIMESTONE | LIMESTONE | 2220828 | 8804 | 43 | VIEJO | Orange County Switch Ctr | VIEJO | Orange County Switch Ctr
IRONHORSE | 08989 | 12KV | BLOOMINGTON | BLOOMINGTON | BLOOMINGTON | 2217458 | 5620 | 30 | VISTA | Vista Switch Center | VISTA | Vista Switch Center
IRONTREE | 08993 | 12KV | SANTA ROSA | SANTA_ROSA | SANTA_ROSA | 2218128 | 8036 | 79 | DEVERS | Devers Switch Center | DEVERS | Devers Switch Center
IRONWOOD | 08987 | 33KV | ALESSANDRO | ALESSANDRO | ALESSANDRO | 2220422 | 8024 | 77 | VALLEY | Valley Switch Center | VALLEY | Valley Switch Center
IRVINE PARK | 08990 | 2.4KV | IRVINE PARK P.T. | NotFound | NotFound | 2124711 | 7408 | 29 | NotFound | NotFound | NotFound | NotFound
IRVINGTON | 08996 | 12KV | SHANDIN | SHANDIN | SHANDIN | 2213632 | 8093 | 31 | VISTA | Vista Switch Center | VISTA | Vista Switch Center
IRWIN HTS | 09000 | 4KV | SANTA MONICA | SANTA_MONICA | SANTA_MONICA | 2214606 | 5231 | 42 | LA CIENEGA | El Nido Switch Center | LA CIENEGA | El Nido Switch Center
ISIS | 09026 | 12KV | PROCTOR | PROCTOR | PROCTOR | 2216690 | 5108 | 26 | WALNUT | Mira Loma Switch Center | WALNUT | Mira Loma Switch Center
ISNER | 09035 | 33KV | KRAMER | KRAMER | KRAMER | 2211688 | 5042 | 86 | KRAMER | Lugo Switch Center | KRAMER | Lugo Switch Center
ISRAEL | 09038 | 12KV | MODENA | MODENA | MODENA | 2220120 | 5802 | 29 | VILLA PARK | Orange County Switch Ctr | VILLA PARK | Orange County Switch Ctr
IVY | 09050 | 4KV | MONROVIA | MONROVIA | MONROVIA | 2216734 | 5134 | 27 | RIO HONDO | Mesa Switch Center | RIO HONDO | Mesa Switch Center
JACARANDA | 09079 | 12KV | TAMARISK | TAMARISK | TAMARISK | 2218266 | 8099 | 79 | DEVERS | Devers Switch Center | DEVERS | Devers Switch Center
JACK RABBIT | 09090 | 4KV | BEAUMONT | BEAUMONT | BEAUMONT | 2212858 | 5605 | 31 | VISTA | Vista Switch Center | VISTA | Vista Switch Center
JACK RANCH | 09092 | 12KV | DOWNS | DOWNS | DOWNS | 2220624 | 8137 | 86 | KRAMER | Lugo Switch Center | KRAMER | Lugo Switch Center
JACKMAN | 09085 | 12KV | LANCASTER | LANCASTER | LANCASTER | 2212660 | 5514 | 36 | ANTELOPE | Vincent Switch Center | ANTELOPE | Vincent Switch Center
JACKNORTHROP | 09086 | 4KV | JACKNORTHROP P.T. | NotFound | NotFound | 19462056 | 7407 | 44 | NotFound | NotFound | NotFound | NotFound
JACKPOT | 09087 | 25KV | VALLEY ELECT. ASSOC. | VALLEY_ELECT._ASSOC. | VALLEY_ELECT._ASSOC. | 2274086 | 4051 | 86 | NEVADA POWER | Eldorado Switch Center | NEVADA POWER | Eldorado Switch Center
JACKSON | 09080 | 16KV | CULVER | CULVER | CULVER | 2214532 | 5204 | 42 | LA CIENEGA | El Nido Switch Center | LA CIENEGA | El Nido Switch Center
JACMAR | 09100 | 4KV | FRIENDLY HILLS | FRIENDLY_HILLS | FRIENDLY_HILLS | 2215676 | 5891 | 48 | OLINDA | Orange County Switch Ctr | OLINDA | Orange County Switch Ctr
JACQUE | 09146 | 12KV | MARION | MARION | MARION | 2215624 | 5866 | 48 | BARRE | Orange County Switch Ctr | BARRE | Orange County Switch Ctr
JADE | 11430 | 12KV | CROWN | CROWN | CROWN | 2217826 | 5818 | 33 | SANTIAGO | Orange County Switch Ctr | SANTIAGO | Orange County Switch Ctr
JAGUAR | 09104 | 12KV | LAMPSON | LAMPSON | LAMPSON | 2213356 | 5870 | 29 | BARRE | Orange County Switch Ctr | BARRE | Orange County Switch Ctr
JAKE | 09110 | 4KV | SMILEY | SMILEY | SMILEY | 2219872 | 5653 | 31 | SAN BERNARDINO | Vista Switch Center | SAN BERNARDINO | Vista Switch Center
JAMAICA | 09114 | 12KV | ELY | ELY | ELY | 2213258 | 5819 | 48 | BARRE | Orange County Switch Ctr | BARRE | Orange County Switch Ctr
JAMBOREE | 09116 | 12KV | CROWN | CROWN | CROWN | 2217826 | 5818 | 33 | SANTIAGO | Orange County Switch Ctr | SANTIAGO | Orange County Switch Ctr
JAMES | 09120 | 4KV | IMPERIAL | IMPERIAL | IMPERIAL | 2215400 | 5772 | 47 | CENTER | Lighthipe Switch Center | CENTER | Lighthipe Switch Center
JAMESON | 09122 | 16KV | SANTA BARBARA | SANTA_BARBARA | SANTA_BARBARA | 2212706 | 5531 | 49 | GOLETA | Ventura Switch Center | GOLETA | Ventura Switch Center
JANAE | 09125 | 12KV | CARMENITA | CARMENITA | CARMENITA | 2217816 | 5814 | 47 | DEL AMO | Lighthipe Switch Center | DEL AMO | Lighthipe Switch Center
JANICE | 09130 | 4KV | DITMAR | DITMAR | DITMAR | 2212364 | 5246 | 44 | LA FRESA | El Nido Switch Center | LA FRESA | El Nido Switch Center
JANSS | 09140 | 16KV | MOORPARK | MOORPARK | MOORPARK | 2211770 | 5056 | 35 | MOORPARK | Ventura Switch Center | MOORPARK | Ventura Switch Center
JANUARY | 09142 | 12KV | LAFAYETTE | LAFAYETTE | LAFAYETTE | 2220276 | 5872 | 33 | ELLIS | Orange County Switch Ctr | ELLIS | Orange County Switch Ctr
JARVIS | 09150 | 12KV | DALTON | DALTON | DALTON | 2216828 | 5188 | 27 | RIO HONDO | Mesa Switch Center | RIO HONDO | Mesa Switch Center
JASMINE | 09160 | 12KV | QUINN | QUINN | QUINN | 2219520 | 5343 | 51 | VESTAL | Rector Switch Center | VESTAL | Rector Switch Center
JASPER | 09170 | 12KV | REDLANDS | REDLANDS | REDLANDS | 2215146 | 5629 | 31 | SAN BERNARDINO | Vista Switch Center | SAN BERNARDINO | Vista Switch Center
JAVA | 09180 | 4KV | LENNOX | LENNOX | LENNOX | 2216884 | 5213 | 44 | EL NIDO | El Nido Switch Center | EL NIDO | El Nido Switch Center
JAWBONE | 09185 | 12KV | CANTIL | CANTIL | CANTIL | 2218278 | 8121 | 86 | KRAMER | Lugo Switch Center | KRAMER | Lugo Switch Center
JAWS | 09183 | 12KV | UNIVERSAL | UNIVERSAL | UNIVERSAL | 2219740 | 5584 | 59 | EAGLE ROCK | Mesa Switch Center | EAGLE ROCK | Mesa Switch Center
JAY | 09187 | 4KV | JAY P.T. | JAY P.T. | JAY P.T. | 2122842 | 7411 | 46 | LIGHTHIPE | Lighthipe Switch Center | LIGHTHIPE | Lighthipe Switch Center
JAYBIRD | 09189 | 12KV | ARCHLINE | ARCHLINE | ARCHLINE | 2212994 | 5667 | 30 | ETIWANDA | Vista Switch Center | ETIWANDA | Vista Switch Center
JAYBLUE | 09188 | 12KV | PASSONS | PASSONS | PASSONS | 2217998 | 5893 | 47 | CENTER | Lighthipe Switch Center | CENTER | Lighthipe Switch Center
JAYCEE | 09190 | 4KV | BRISTOL | BRISTOL | BRISTOL | 2220136 | 5810 | 29 | ELLIS | Orange County Switch Ctr | ELLIS | Orange County Switch Ctr
JAYMAC | 09191 | 4KV | BASTA | BASTA | BASTA | 2215650 | 5883 | 48 | BARRE | Orange County Switch Ctr | BARRE | Orange County Switch Ctr
JAZZ | 09192 | 12KV | TEAM | TEAM | TEAM | 2220830 | 8808 | 33 | BARRE | Orange County Switch Ctr | BARRE | Orange County Switch Ctr
JBSHERMAN | 18326 | 16KV | SAUGUS | SAUGUS | SAUGUS | 2211724 | 5051 | 59 | SAUGUS | Vincent Switch Center | SAUGUS | Vincent Switch Center
JEDI | 09193 | 12KV | SHUTTLE | SHUTTLE | SHUTTLE | 2212678 | 5522 | 36 | ANTELOPE | Vincent Switch Center | ANTELOPE | Vincent Switch Center
JEEP | 09194 | 12KV | ARROWHEAD | ARROWHEAD | ARROWHEAD | 2215904 | 8094 | 40 | VISTA | Vista Switch Center | VISTA | Vista Switch Center
JEFFREY | 09200 | 12KV | IRVINE | IRVINE | IRVINE | 2217856 | 5829 | 43 | SANTIAGO | Orange County Switch Ctr | SANTIAGO | Orange County Switch Ctr
JELLYSTONE | 09203 | 12KV | YUCCA | YUCCA | YUCCA | 2213486 | 8022 | 84 | DEVERS | Devers Switch Center | DEVERS | Devers Switch Center
JENKINS | 09207 | 16KV | CARSON | CARSON | CARSON | 2217602 | 5711 | 32 | LIGHTHIPE | Lighthipe Switch Center | LIGHTHIPE | Lighthipe Switch Center
JENKS LAKE | 09205 | 12KV | CONVERSE FLATS | CONVERSE_FLATS | CONVERSE_FLATS | 2220618 | 8130 | 31 | VISTA | Vista Switch Center | VISTA | Vista Switch Center
JENNINGS | 09215 | 12KV | LOS CERRITOS | LOS_CERRITOS | LOS_CERRITOS | 2217660 | 5738 | 46 | HINSON | Lighthipe Switch Center | HINSON | Lighthipe Switch Center
JEPSON | 10010 | 12KV | LUCAS | LUCAS | LUCAS | 2220062 | 5771 | 46 | DEL AMO | Lighthipe Switch Center | DEL AMO | Lighthipe Switch Center
JEROME | 09226 | 12KV | TRASK | TRASK | TRASK | 2213412 | 5899 | 29 | BARRE | Orange County Switch Ctr | BARRE | Orange County Switch Ctr
JERRY | 15063 | 12KV | VALLEY | VALLEY | VALLEY | 2211862 | 5070 | 77 | VALLEY | Valley Switch Center | VALLEY | Valley Switch Center
JERUSALEM | 09227 | 12KV | TENAJA | TENAJA | TENAJA | 2273862 | 8270 | 88 | VALLEY | Valley Switch Center | VALLEY | Valley Switch Center
JESS | 09237 | 12KV | APPLE VALLEY | APPLE_VALLEY | APPLE_VALLEY | 2213450 | 8013 | 73 | VICTOR | Lugo Switch Center | VICTOR | Lugo Switch Center
JESSIE | 09238 | 4KV | JESSIE P.T. | JESSIE P.T. | JESSIE P.T. | 2125001 | 7420 | 86 | KRAMER | Lugo Switch Center | KRAMER | Lugo Switch Center
JESSUP | 09240 | 4KV | FLORADAY | FLORADAY | FLORADAY | 2218012 | 5898 | 47 | CENTER | Lighthipe Switch Center | CENTER | Lighthipe Switch Center
JET SKI | 09229 | 12KV | PARKER STRIP | PARKER_STRIP | PARKER_STRIP | 2124388 | 7679 | 87 | PARKER | Devers Switch Center | PARKER | Devers Switch Center
JETWATER | 21058 | 12KV | MOBILOIL | MOBILOIL | MOBILOIL | 2212312 | 5229 | 44 | LA FRESA | El Nido Switch Center | LA FRESA | El Nido Switch Center
JIMMY | 09249 | 12KV | STEWART | STEWART | STEWART | 2217904 | 5852 | 47 | CENTER | Lighthipe Switch Center | CENTER | Lighthipe Switch Center
JIMS | 09251 | 12KV | MENTONE | MENTONE | MENTONE | 2215884 | 8082 | 31 | VISTA | Vista Switch Center | VISTA | Vista Switch Center
JOAQUIN | 09270 | 12KV | FAIRVIEW | FAIRVIEW | FAIRVIEW | 2220170 | 5821 | 29 | JOHANNA | Orange County Switch Ctr | JOHANNA | Orange County Switch Ctr
JOB | 09275 | 2.4KV | JOB P.T. | JOB P.T. | JOB P.T. | 2122861 | 7414 | 40 | VISTA | Vista Switch Center | VISTA | Vista Switch Center
JOBURG | 09278 | 2.4KV | JOBURG P.T. | JOBURG P.T. | JOBURG P.T. | 2124981 | 7419 | 86 | KRAMER | Lugo Switch Center | KRAMER | Lugo Switch Center
JOCLYN | 09276 | 4KV | JOCLYN P.T. | JOCLYN P.T. | JOCLYN P.T. | 2124964 | 7413 | 48 | BARRE | Orange County Switch Ctr | BARRE | Orange County Switch Ctr
JOHANNA | 09260 | 4KV | MONETA | MONETA | MONETA | 2216898 | 5218 | 44 | LA FRESA | El Nido Switch Center | LA FRESA | El Nido Switch Center
JOHNBOY | 09285 | 16KV | NEWBURY | NEWBURY | NEWBURY | 2215006 | 5557 | 35 | MOORPARK | Ventura Switch Center | MOORPARK | Ventura Switch Center
JOHNSONDALE | 09290 | 4KV | JOHNSONDALE P.T. | JOHNSONDALE P.T. | JOHNSONDALE P.T. | 2122868 | 7415 | 53 | VESTAL | Rector Switch Center | VESTAL | Rector Switch Center
JOJO | 09300 | 12KV | CORTEZ | CORTEZ | CORTEZ | 2214504 | 5186 | 26 | WALNUT | Mira Loma Switch Center | WALNUT | Mira Loma Switch Center
JONAGOLD | 09301 | 12KV | EL CASCO | EL_CASCO | EL_CASCO | 15248896 | 8006 | 31 | SAN BERNARDINO | Vista Switch Center | SAN BERNARDINO | Vista Switch Center
JONES | 09310 | 4KV | OCEAN PARK | OCEAN_PARK | OCEAN_PARK | 2219248 | 5221 | 42 | LA CIENEGA | El Nido Switch Center | LA CIENEGA | El Nido Switch Center
JOPLIN | 09315 | 12KV | TRASK | TRASK | TRASK | 2213412 | 5899 | 29 | BARRE | Orange County Switch Ctr | BARRE | Orange County Switch Ctr
JORDAN | 09320 | 12KV | GLENNVILLE | GLENNVILLE | GLENNVILLE | 2214740 | 5308 | 53 | VESTAL | Rector Switch Center | VESTAL | Rector Switch Center
JOSARD | 09324 | 16KV | RAVENDALE | RAVENDALE | RAVENDALE | 2216810 | 5179 | 27 | MESA | Mesa Switch Center | MESA | Mesa Switch Center
JOSHUA | 09330 | 12KV | LANCASTER | LANCASTER | LANCASTER | 2212660 | 5514 | 36 | ANTELOPE | Vincent Switch Center | ANTELOPE | Vincent Switch Center
JOSIE | 09340 | 4KV | CLARK | CLARK | CLARK | 2217718 | 5769 | 46 | ALAMITOS | Lighthipe Switch Center | ALAMITOS | Lighthipe Switch Center
JOSLYN | 09350 | 16KV | BANDINI | BANDINI | BANDINI | 2214362 | 5107 | 32 | LAGUNA BELL | Lighthipe Switch Center | LAGUNA BELL | Lighthipe Switch Center
JOSTEN | 09355 | 12KV | PORTERVILLE | PORTERVILLE | PORTERVILLE | 2212530 | 5323 | 51 | SPRINGVILLE | Rector Switch Center | SPRINGVILLE | Rector Switch Center
JOY | 09358 | 4KV | CORONA | CORONA | CORONA | 2213828 | 8279 | 34 | MIRA LOMA | Mira Loma Switch Center | MIRA LOMA | Mira Loma Switch Center
JOYCE | 09360 | 4KV | ARCADIA | ARCADIA | ARCADIA | 2216688 | 5106 | 27 | RIO HONDO | Mesa Switch Center | RIO HONDO | Mesa Switch Center
JUANITA | 09365 | 4.8KV | HEMET | HEMET | HEMET | 2215998 | 8164 | 77 | VALLEY | Valley Switch Center | VALLEY | Valley Switch Center
JUAREZ | 09363 | 12KV | BREA | BREA | BREA | 2216194 | 8802 | 48 | OLINDA | Orange County Switch Ctr | OLINDA | Orange County Switch Ctr
JUBILEE | 09367 | 12KV | MARASCHINO | MARASCHINO | MARASCHINO | 2220594 | 8096 | 31 | VISTA | Vista Switch Center | VISTA | Vista Switch Center
JUDAH | 09370 | 4KV | FELTON | FELTON | FELTON | 2219312 | 5244 | 44 | EL NIDO | El Nido Switch Center | EL NIDO | El Nido Switch Center
JUDGE | 09375 | 12KV | CORNUTA | CORNUTA | CORNUTA | 2215298 | 5723 | 32 | DEL AMO | Lighthipe Switch Center | DEL AMO | Lighthipe Switch Center
JUDSON | 09380 | 12KV | REDLANDS | REDLANDS | REDLANDS | 2215146 | 5629 | 31 | SAN BERNARDINO | Vista Switch Center | SAN BERNARDINO | Vista Switch Center
JUDY | 09385 | 12KV | ORDWAY | ORDWAY | ORDWAY | 2216022 | 8211 | 72 | ELDORADO | Eldorado Switch Center | ELDORADO | Eldorado Switch Center
JULEP | 09390 | 12KV | NARROWS | NARROWS | NARROWS | 2220218 | 5838 | 22 | MESA | Mesa Switch Center | MESA | Mesa Switch Center
JULIUS | 09392 | 16KV | HASKELL | HASKELL | HASKELL | 2217404 | 5594 | 59 | SAUGUS | Vincent Switch Center | SAUGUS | Vincent Switch Center
JUMBO | 09400 | 12KV | BIG CREEK 8 | BIG_CREEK_8 | BIG_CREEK_8 | 2274014 | 2229 | 50 | BIG CREEK SYSTEM | Rector Switch Center | BIG CREEK SYSTEM | Rector Switch Center
JUNEAU | 09410 | 4KV | YUKON | YUKON | YUKON | 2214644 | 5241 | 44 | LA FRESA | El Nido Switch Center | LA FRESA | El Nido Switch Center
JUNIOR | 09411 | 12KV | RANDALL | RANDALL | RANDALL | 2215076 | 5601 | 30 | ETIWANDA | Vista Switch Center | ETIWANDA | Vista Switch Center
JUNIPER | 09412 | 12KV | NUEVO | NUEVO | NUEVO | 2220678 | 8209 | 77 | VALLEY | Valley Switch Center | VALLEY | Valley Switch Center
JUPITER | 09415 | 4KV | BLUFF COVE | BLUFF_COVE | BLUFF_COVE | 2214680 | 5266 | 44 | LA FRESA | El Nido Switch Center | LA FRESA | El Nido Switch Center
JURUPA | 09420 | 12KV | NAROD | NAROD | NAROD | 2212960 | 5648 | 34 | CHINO | Mira Loma Switch Center | CHINO | Mira Loma Switch Center
JURY | 09423 | 12KV | CORNUTA | CORNUTA | CORNUTA | 2215298 | 5723 | 32 | DEL AMO | Lighthipe Switch Center | DEL AMO | Lighthipe Switch Center
JUSTICE | 09426 | 12KV | CARDIFF | CARDIFF | CARDIFF | 2217428 | 5608 | 31 | SAN BERNARDINO | Vista Switch Center | SAN BERNARDINO | Vista Switch Center
KADICE | 09429 | 12KV | MAYBERRY | MAYBERRY | MAYBERRY | 2215898 | 8089 | 77 | VALLEY | Valley Switch Center | VALLEY | Valley Switch Center
KADOTA | 09430 | 12KV | FRANCIS | FRANCIS | FRANCIS | 2217516 | 5639 | 34 | CHINO | Mira Loma Switch Center | CHINO | Mira Loma Switch Center
KAHLUA | 09433 | 12KV | CHIQUITA | CHIQUITA | CHIQUITA | 2215488 | 5811 | 43 | VIEJO | Orange County Switch Ctr | VIEJO | Orange County Switch Ctr
KAISER | 09436 | 12KV | DECLEZ | DECLEZ | DECLEZ | 2219794 | 5615 | 30 | ETIWANDA | Vista Switch Center | ETIWANDA | Vista Switch Center
KALISHER | 09450 | 16KV | SAN FERNANDO | SAN_FERNANDO | SAN_FERNANDO | 2214994 | 5550 | 59 | SAUGUS | Vincent Switch Center | SAUGUS | Vincent Switch Center
KALMIA | 09452 | 16KV | CALDEN | CALDEN | CALDEN | 2217678 | 5750 | 32 | LAGUNA BELL | Lighthipe Switch Center | LAGUNA BELL | Lighthipe Switch Center
KANAN | 09455 | 16KV | MALIBU | MALIBU | MALIBU | 2212668 | 5519 | 35 | MOORPARK | Ventura Switch Center | MOORPARK | Ventura Switch Center
KANSAS | 09460 | 4KV | PEARL | PEARL | PEARL | 2212296 | 5224 | 42 | LA CIENEGA | El Nido Switch Center | LA CIENEGA | El Nido Switch Center
KAPPA | 09465 | 12KV | TELEGRAPH | TELEGRAPH | TELEGRAPH | 2213396 | 5892 | 48 | OLINDA | Orange County Switch Ctr | OLINDA | Orange County Switch Ctr
KAREN | 09467 | 12KV | MARION | MARION | MARION | 2215624 | 5866 | 48 | BARRE | Orange County Switch Ctr | BARRE | Orange County Switch Ctr
KASOTA | 09469 | 12KV | VICTORVILLE | VICTORVILLE | VICTORVILLE | 2220732 | 8260 | 73 | VICTOR | Lugo Switch Center | VICTOR | Lugo Switch Center
KATELLA | 09471 | 12KV | CYPRESS | CYPRESS | CYPRESS | 2217874 | 5837 | 46 | DEL AMO | Lighthipe Switch Center | DEL AMO | Lighthipe Switch Center
KATHERINE | 09470 | 4KV | HARDING | HARDING | HARDING | 2219122 | 5168 | 32 | LAGUNA BELL | Lighthipe Switch Center | LAGUNA BELL | Lighthipe Switch Center
KATHLEEN | 09474 | 16KV | FELTON | FELTON | FELTON | 2219316 | 5244 | 44 | EL NIDO | El Nido Switch Center | EL NIDO | El Nido Switch Center
KAUFFMAN | 09480 | 4KV | ANITA | ANITA | ANITA | 2218988 | 5105 | 27 | RIO HONDO | Mesa Switch Center | RIO HONDO | Mesa Switch Center
KAY | 09490 | 16KV | ALHAMBRA | ALHAMBRA | ALHAMBRA | 2218972 | 5101 | 22 | EAGLE ROCK | Mesa Switch Center | EAGLE ROCK | Mesa Switch Center
KEARNEY | 09499 | 2.4KV | KEARNEY P.T. | KEARNEY P.T. | KEARNEY P.T. | 2125459 | 7429 | 42 | LA CIENEGA | El Nido Switch Center | LA CIENEGA | El Nido Switch Center
KEATS | 09500 | 4KV | MANHATTAN | MANHATTAN | MANHATTAN | 2214564 | 5216 | 44 | LA FRESA | El Nido Switch Center | LA FRESA | El Nido Switch Center
KEEFER | 09503 | 12KV | QUARTZ HILL | QUARTZ_HILL | QUARTZ_HILL | 2219714 | 5566 | 36 | ANTELOPE | Vincent Switch Center | ANTELOPE | Vincent Switch Center
KEEL | 09506 | 12KV | PICO | PICO | PICO | 2219974 | 5722 | 46 | HINSON | Lighthipe Switch Center | HINSON | Lighthipe Switch Center
KEELINE | 09515 | 12KV | IRVINE | IRVINE | IRVINE | 2217856 | 5829 | 43 | SANTIAGO | Orange County Switch Ctr | SANTIAGO | Orange County Switch Ctr
KEENE | 09530 | 12KV | MONOLITH | MONOLITH | MONOLITH | 2212588 | 5358 | 52 | ANTELOPE | Vincent Switch Center | ANTELOPE | Vincent Switch Center
KEEVER | 09535 | 4KV | SUNNYSIDE | SUNNYSIDE | SUNNYSIDE | 2215432 | 5785 | 46 | LIGHTHIPE | Lighthipe Switch Center | LIGHTHIPE | Lighthipe Switch Center
KEIM | 09539 | 4KV | GARVEY | GARVEY | GARVEY | 2219024 | 5122 | 22 | MESA | Mesa Switch Center | MESA | Mesa Switch Center
KEITH | 09540 | 4KV | WESTGATE | WESTGATE | WESTGATE | 2215666 | 5888 | 22 | MESA | Mesa Switch Center | MESA | Mesa Switch Center
KELBER | 09546 | 12KV | LIGHTHIPE | LIGHTHIPE | LIGHTHIPE | 2211882 | 5073 | 46 | LIGHTHIPE | Lighthipe Switch Center | LIGHTHIPE | Lighthipe Switch Center
KELLER | 09551 | 12KV | AULD | AULD | AULD | 2213470 | 8018 | 88 | VALLEY | Valley Switch Center | VALLEY | Valley Switch Center
KELLY | 09553 | 4KV | DAGGETT | DAGGETT | DAGGETT | 2215958 | 8133 | 72 | ELDORADO | Eldorado Switch Center | ELDORADO | Eldorado Switch Center
KELSEY | 09558 | 12KV | LA MIRADA | LA_MIRADA | LA_MIRADA | 2220206 | 5834 | 47 | DEL AMO | Lighthipe Switch Center | DEL AMO | Lighthipe Switch Center
KELVIN | 09564 | 12KV | CABRILLO | CABRILLO | CABRILLO | 2220290 | 5879 | 43 | JOHANNA | Orange County Switch Ctr | JOHANNA | Orange County Switch Ctr
KELVINATOR | 09580 | 16KV | SEPULVEDA | SEPULVEDA | SEPULVEDA | 2212248 | 5207 | 44 | EL NIDO | El Nido Switch Center | EL NIDO | El Nido Switch Center
KENBO | 09570 | 4KV | REPETTO | REPETTO | REPETTO | 2216782 | 5164 | 22 | MESA | Mesa Switch Center | MESA | Mesa Switch Center
KENDELL | 09590 | 4KV | STODDARD | STODDARD | STODDARD | 2215156 | 5632 | 31 | SAN BERNARDINO | Vista Switch Center | SAN BERNARDINO | Vista Switch Center
KENMORE | 09610 | 4KV | NEWMARK | NEWMARK | NEWMARK | 2212100 | 5136 | 22 | MESA | Mesa Switch Center | MESA | Mesa Switch Center
KENNEDY | 09619 | 33KV | INYOKERN | INYOKERN | INYOKERN | 2214070 | 5041 | 86 | KRAMER | Lugo Switch Center | KRAMER | Lugo Switch Center
KENNEY | 09620 | 4KV | FLORADAY | FLORADAY | FLORADAY | 2218012 | 5898 | 47 | CENTER | Lighthipe Switch Center | CENTER | Lighthipe Switch Center
KENO | 09625 | 12KV | PHELAN | PHELAN | PHELAN | 2215716 | 8010 | 73 | VICTOR | Lugo Switch Center | VICTOR | Lugo Switch Center
KENOAK | 09630 | 4KV | POMONA | POMONA | POMONA | 2217476 | 5627 | 26 | CHINO | Mira Loma Switch Center | CHINO | Mira Loma Switch Center
KENTUCKY | 09635 | 12KV | CAROLINA | CAROLINA | CAROLINA | 2217814 | 5813 | 48 | OLINDA | Orange County Switch Ctr | OLINDA | Orange County Switch Ctr
KENWOOD | 09640 | 16KV | BULLIS | BULLIS | BULLIS | 2213136 | 5756 | 32 | LIGHTHIPE | Lighthipe Switch Center | LIGHTHIPE | Lighthipe Switch Center
KENWORTH | 09643 | 12KV | ROADWAY | ROADWAY | ROADWAY | 2218024 | 8000 | 73 | KRAMER | Lugo Switch Center | KRAMER | Lugo Switch Center
KENYON | 09645 | 12KV | ARCHLINE | ARCHLINE | ARCHLINE | 2212994 | 5667 | 30 | ETIWANDA | Vista Switch Center | ETIWANDA | Vista Switch Center
KERMIT | 09647 | 12KV | NOGALES | NOGALES | NOGALES | 2215204 | 5655 | 26 | WALNUT | Mira Loma Switch Center | WALNUT | Mira Loma Switch Center
KERN | 09648 | 12KV | HESPERIA | HESPERIA | HESPERIA | 2218228 | 8087 | 73 | VICTOR | Lugo Switch Center | VICTOR | Lugo Switch Center
KERNAN | 09649 | 16KV | JERSEY | JERSEY | JERSEY | 2215406 | 5776 | 32 | LIGHTHIPE | Lighthipe Switch Center | LIGHTHIPE | Lighthipe Switch Center
KERRY | 09651 | 12KV | FOGARTY | FOGARTY | FOGARTY | 1440627 | 8346 | 88 | DEVERS | Devers Switch Center | DEVERS | Devers Switch Center
KESSLER | 09632 | 12KV | MILLIKEN | MILLIKEN | MILLIKEN | 2215218 | 5663 | 34 | MIRA LOMA | Mira Loma Switch Center | MIRA LOMA | Mira Loma Switch Center
KETCH | 09655 | 12KV | BOLSA | BOLSA | BOLSA | 2213224 | 5807 | 33 | BARRE | Orange County Switch Ctr | BARRE | Orange County Switch Ctr
KEWAMEE | 09658 | 12KV | CROWN | CROWN | CROWN | 2217826 | 5818 | 33 | SANTIAGO | Orange County Switch Ctr | SANTIAGO | Orange County Switch Ctr
KEWEN | 09660 | 4KV | SAN MARINO | SAN_MARINO | SAN_MARINO | 2216750 | 5143 | 27 | MESA | Mesa Switch Center | MESA | Mesa Switch Center
KEYSTONE | 09670 | 4KV | NEPTUNE | NEPTUNE | NEPTUNE | 2213180 | 5781 | 32 | HINSON | Lighthipe Switch Center | HINSON | Lighthipe Switch Center
KICK | 09672 | 12KV | WASHINGTON | WASHINGTON | WASHINGTON | 2220244 | 5856 | 29 | VILLA PARK | Orange County Switch Ctr | VILLA PARK | Orange County Switch Ctr
KICKAPOO TRAIL | 09673 | 12KV | YUCCA | YUCCA | YUCCA | 2213486 | 8022 | 84 | DEVERS | Devers Switch Center | DEVERS | Devers Switch Center
KIDD | 09680 | 12KV | CAMERON | CAMERON | CAMERON | 2215280 | 5712 | 46 | HINSON | Lighthipe Switch Center | HINSON | Lighthipe Switch Center
KIEWAY | 09685 | 16KV | ARCADIA | ARCADIA | ARCADIA | 2218994 | 5106 | 27 | RIO HONDO | Mesa Switch Center | RIO HONDO | Mesa Switch Center
KILKENNY | 09693 | 12KV | MURPHY | MURPHY | MURPHY | 2213242 | 5812 | 47 | CENTER | Lighthipe Switch Center | CENTER | Lighthipe Switch Center
KILLDEE | 09690 | 4KV | SUNNYSIDE | SUNNYSIDE | SUNNYSIDE | 2215432 | 5785 | 46 | LIGHTHIPE | Lighthipe Switch Center | LIGHTHIPE | Lighthipe Switch Center
KILROY | 09696 | 12KV | MURPHY | MURPHY | MURPHY | 2213242 | 5812 | 47 | CENTER | Lighthipe Switch Center | CENTER | Lighthipe Switch Center
KILTS | 09703 | 12KV | HIGHLAND | HIGHLAND | HIGHLAND | 2219808 | 5619 | 31 | SAN BERNARDINO | Vista Switch Center | SAN BERNARDINO | Vista Switch Center
KIMBERLY | 09716 | 2.4KV | KIMBERLY P.T. | KIMBERLY P.T. | KIMBERLY P.T. | 2125440 | 7427 | 31 | SAN BERNARDINO | Vista Switch Center | SAN BERNARDINO | Vista Switch Center
KIMDALE | 09718 | 12KV | CAJALCO | CAJALCO | CAJALCO | 2213616 | 8086 | 77 | VALLEY | Valley Switch Center | VALLEY | Valley Switch Center
KING | 09720 | 16KV | VICTORIA | VICTORIA | VICTORIA | 2214608 | 5232 | 44 | LA FRESA | El Nido Switch Center | LA FRESA | El Nido Switch Center
KINGCOBRA | 09721 | 12KV | KIMBALL | KIMBALL | KIMBALL | 2688 | 5176 | 34 | CHINO | Mira Loma Switch Center | CHINO | Mira Loma Switch Center
KINGHURST | 09725 | 4KV | RAVENDALE | RAVENDALE | RAVENDALE | 2219146 | 5179 | 27 | MESA | Mesa Switch Center | MESA | Mesa Switch Center
KINGSBURG 11-13 | 20501 | 12KV | KINGSBURG (PGAE) | KINGSBURG_(PGAE) | KINGSBURG_(PGAE) | 2274161 | 4044 | 51 | PGAE SYSTEM | Vincent Switch Center | PGAE SYSTEM | Vincent Switch Center
KINGSFORD | 09723 | 12KV | CORONA | CORONA | CORONA | 2220750 | 8279 | 34 | MIRA LOMA | Mira Loma Switch Center | MIRA LOMA | Mira Loma Switch Center
KINGSLEY | 09760 | 12KV | SAN ANTONIO | SAN_ANTONIO | SAN_ANTONIO | 2219828 | 5631 | 34 | PADUA | Mira Loma Switch Center | PADUA | Mira Loma Switch Center
KINGSWAY | 09773 | 12KV | ALESSANDRO | ALESSANDRO | ALESSANDRO | 2218086 | 8024 | 77 | VALLEY | Valley Switch Center | VALLEY | Valley Switch Center
KINGTREE | 09770 | 12KV | LANCASTER | LANCASTER | LANCASTER | 2212660 | 5514 | 36 | ANTELOPE | Vincent Switch Center | ANTELOPE | Vincent Switch Center
KINMONT | 09750 | 16KV | LAGUNA BELL | LAGUNA_BELL | LAGUNA_BELL | 2216554 | 5074 | 32 | LAGUNA BELL | Lighthipe Switch Center | LAGUNA BELL | Lighthipe Switch Center
KINNELOA | 09780 | 16KV | EATON | EATON | EATON | 2214374 | 5115 | 27 | MESA | Mesa Switch Center | MESA | Mesa Switch Center
KINSEY | 09777 | 12KV | GORMAN | GORMAN | GORMAN | 2217220 | 5512 | 36 | BAILEY | Vincent Switch Center | BAILEY | Vincent Switch Center
KIOWA | 09781 | 12KV | APPLE VALLEY | APPLE_VALLEY | APPLE_VALLEY | 2213450 | 8013 | 73 | VICTOR | Lugo Switch Center | VICTOR | Lugo Switch Center
KIRBY | 09782 | 12KV | NELSON | NELSON | NELSON | 2215814 | 8038 | 77 | VALLEY | Valley Switch Center | VALLEY | Valley Switch Center
KIRKPATRICK | 09783 | 12KV | MOBILOIL | MOBILOIL | MOBILOIL | 2212312 | 5229 | 44 | LA FRESA | El Nido Switch Center | LA FRESA | El Nido Switch Center
KIRSOP | 09806 | 12KV | MOBILOIL | MOBILOIL | MOBILOIL | 2212312 | 5229 | 44 | LA FRESA | El Nido Switch Center | LA FRESA | El Nido Switch Center
KLEVEN | 09811 | 12KV | FOGARTY | FOGARTY | FOGARTY | 1440627 | 8346 | 88 | DEVERS | Devers Switch Center | DEVERS | Devers Switch Center
KLINGON | 09808 | 12KV | GISLER | GISLER | GISLER | 2220234 | 5851 | 33 | ELLIS | Orange County Switch Ctr | ELLIS | Orange County Switch Ctr
KLISS | 09809 | 4KV | KLISS P.T. | KLISS P.T. | KLISS P.T. | 2124737 | 7432 | 46 | DEL AMO | Lighthipe Switch Center | DEL AMO | Lighthipe Switch Center
KLUSMAN | 09820 | 4KV | UPLAND | UPLAND | UPLAND | 2215168 | 5635 | 34 | PADUA | Mira Loma Switch Center | PADUA | Mira Loma Switch Center
KNEELAND | 09812 | 4KV | KNEELAND P.T. | KNEELAND P.T. | KNEELAND P.T. | 2125468 | 7431 | 46 | DEL AMO | Lighthipe Switch Center | DEL AMO | Lighthipe Switch Center
KNIGHT | 09827 | 33KV | SOUTHBASE | SOUTHBASE | SOUTHBASE | 2216160 | 8344 | 36 | KRAMER | Lugo Switch Center | KRAMER | Lugo Switch Center
KNOLLS | 09828 | 12KV | RANCHO | RANCHO | RANCHO | 2218370 | 8222 | 73 | VICTOR | Lugo Switch Center | VICTOR | Lugo Switch Center
KNOTT | 09830 | 12KV | LA PALMA | LA_PALMA | LA_PALMA | 2215636 | 5873 | 48 | BARRE | Orange County Switch Ctr | BARRE | Orange County Switch Ctr
KOALA | 09837 | 12KV | VICTOR | VICTOR | VICTOR | 2220516 | 8049 | 73 | VICTOR | Lugo Switch Center | VICTOR | Lugo Switch Center
KOBE | 09850 | 16KV | FRUITLAND | FRUITLAND | FRUITLAND | 2215290 | 5718 | 32 | LAGUNA BELL | Lighthipe Switch Center | LAGUNA BELL | Lighthipe Switch Center
KOEFLER | 08518 | 4.8KV | KOEFLER P.T. | KOEFLER P.T. | KOEFLER P.T. | 2125431 | 7425 | 86 | KRAMER | Lugo Switch Center | KRAMER | Lugo Switch Center
KOKANEE | 09838 | 33KV | KOKANEE | KOKANEE | KOKANEE | 2124718 | 7430 | 50 | BIG CREEK SYSTEM | Rector Switch Center | BIG CREEK SYSTEM | Rector Switch Center
KONA | 09815 | 12KV | COFFEE | COFFEE | COFFEE | 2220662 | 8171 | 79 | DEVERS | Devers Switch Center | DEVERS | Devers Switch Center
KONOBIE | 09443 | 12KV | SHUTTLE | SHUTTLE | SHUTTLE | 2212678 | 5522 | 36 | ANTELOPE | Vincent Switch Center | ANTELOPE | Vincent Switch Center
KORDELL | 09851 | 12KV | STEWART | STEWART | STEWART | 2217904 | 5852 | 47 | CENTER | Lighthipe Switch Center | CENTER | Lighthipe Switch Center
KOREA | 09854 | 12KV | MODENA | MODENA | MODENA | 2220120 | 5802 | 29 | VILLA PARK | Orange County Switch Ctr | VILLA PARK | Orange County Switch Ctr
KORNBLUM | 09840 | 4KV | LAWNDALE | LAWNDALE | LAWNDALE | 2219292 | 5238 | 44 | EL NIDO | El Nido Switch Center | EL NIDO | El Nido Switch Center
KRAFT | 09865 | 12KV | GLEN AVON | GLEN_AVON | GLEN_AVON | 2218310 | 8151 | 30 | VISTA | Vista Switch Center | VISTA | Vista Switch Center
KRANZER | 09857 | 12KV | SAN DIMAS | SAN_DIMAS | SAN_DIMAS | 2212932 | 5633 | 26 | PADUA | Mira Loma Switch Center | PADUA | Mira Loma Switch Center
KRATKA | 09861 | 12KV | RIPLEY | RIPLEY | RIPLEY | 2216056 | 8227 | 87 | BLYTHE WALC | Devers Switch Center | BLYTHE WALC | Devers Switch Center
KRISTEN | 09867 | 12KV | MARION | MARION | MARION | 2215624 | 5866 | 48 | BARRE | Orange County Switch Ctr | BARRE | Orange County Switch Ctr
KRONA | 09869 | 12KV | SANTIAGO | SANTIAGO | SANTIAGO | 2211986 | 5088 | 43 | SANTIAGO | Orange County Switch Ctr | SANTIAGO | Orange County Switch Ctr
KROPP | 09870 | 12KV | ARCHIBALD | ARCHIBALD | ARCHIBALD | 2215212 | 5659 | 34 | MIRA LOMA | Mira Loma Switch Center | MIRA LOMA | Mira Loma Switch Center
KRUEGER | 09872 | 12KV | MACARTHUR | MACARTHUR | MACARTHUR | 2215638 | 5874 | 33 | SANTIAGO | Orange County Switch Ctr | SANTIAGO | Orange County Switch Ctr
KRYPTON | 09874 | 12KV | LIMESTONE | LIMESTONE | LIMESTONE | 2220828 | 8804 | 43 | VIEJO | Orange County Switch Ctr | VIEJO | Orange County Switch Ctr
KUEHNER | 09877 | 16KV | SANTA SUSANA | SANTA_SUSANA | SANTA_SUSANA | 2214960 | 5532 | 35 | SAUGUS | Vincent Switch Center | SAUGUS | Vincent Switch Center
KUFFEL | 09875 | 2.4KV | KUFFEL P.T. | KUFFEL P.T. | KUFFEL P.T. | 2122915 | 7424 | 40 | VISTA | Vista Switch Center | VISTA | Vista Switch Center
KULBERG | 09879 | 12KV | MURRIETTA 2 | MURRIETTA_2 | MURRIETTA_2 | 2216012 | 8195 | 88 | VALLEY | Valley Switch Center | VALLEY | Valley Switch Center
KUMQUAT | 09881 | 12KV | CITRUS | CITRUS | CITRUS | 2212194 | 5185 | 26 | RIO HONDO | Mesa Switch Center | RIO HONDO | Mesa Switch Center
KUNA | 09882 | 12KV | SANTIAGO | SANTIAGO | SANTIAGO | 2211986 | 5088 | 43 | SANTIAGO | Orange County Switch Ctr | SANTIAGO | Orange County Switch Ctr
KWACHA | 09884 | 12KV | SANTIAGO | SANTIAGO | SANTIAGO | 2211986 | 5088 | 43 | SANTIAGO | Orange County Switch Ctr | SANTIAGO | Orange County Switch Ctr
KWIS | 09885 | 12KV | WALNUT | WALNUT | WALNUT | 2218564 | 5014 | 26 | WALNUT | Mira Loma Switch Center | WALNUT | Mira Loma Switch Center
KYTE | 09890 | 12KV | QUINN | QUINN | QUINN | 2219520 | 5343 | 51 | VESTAL | Rector Switch Center | VESTAL | Rector Switch Center
LA BREA | 09900 | 4KV | FAIRFAX | FAIRFAX | FAIRFAX | 2214542 | 5208 | 42 | EAGLE ROCK | Mesa Switch Center | EAGLE ROCK | Mesa Switch Center
LA CUMBRE | 09960 | 4KV | LA CUMBRE P.T. | NotFound | NotFound | 2125037 | 7452 | 49 | NotFound | NotFound | NotFound | NotFound
LA GRANDE | 09972 | 12KV | ARCHLINE | ARCHLINE | ARCHLINE | 2212994 | 5667 | 30 | ETIWANDA | Vista Switch Center | ETIWANDA | Vista Switch Center
LA MANCHA | 10034 | 16KV | POTRERO | POTRERO | POTRERO | 2219760 | 5597 | 35 | MOORPARK | Ventura Switch Center | MOORPARK | Ventura Switch Center
LA PAZ | 10074 | 12KV | VICTORVILLE | VICTORVILLE | VICTORVILLE | 2220732 | 8260 | 73 | VICTOR | Lugo Switch Center | VICTOR | Lugo Switch Center
LA PEER | 10076 | 16KV | BEVERLY | BEVERLY | BEVERLY | 2216848 | 5201 | 42 | LA CIENEGA | El Nido Switch Center | LA CIENEGA | El Nido Switch Center
LA PORTE | 10080 | 16KV | ANITA | ANITA | ANITA | 2216680 | 5105 | 27 | RIO HONDO | Mesa Switch Center | RIO HONDO | Mesa Switch Center
LA POSADA | 10090 | 4KV | REDLANDS | REDLANDS | REDLANDS | 2217488 | 5629 | 31 | SAN BERNARDINO | Vista Switch Center | SAN BERNARDINO | Vista Switch Center
LA PRESA | 10093 | 4KV | SAN GABRIEL | SAN_GABRIEL | SAN_GABRIEL | 2214430 | 5142 | 22 | MESA | Mesa Switch Center | MESA | Mesa Switch Center
LA QUINTA | 10096 | 33KV | SANTA ROSA | SANTA_ROSA | SANTA_ROSA | 2220464 | 8036 | 79 | DEVERS | Devers Switch Center | DEVERS | Devers Switch Center
LA RICA | 10110 | 12KV | DALTON | DALTON | DALTON | 2216828 | 5188 | 27 | RIO HONDO | Mesa Switch Center | RIO HONDO | Mesa Switch Center
LA SALLE | 10137 | 12KV | CABRILLO | CABRILLO | CABRILLO | 2220290 | 5879 | 43 | JOHANNA | Orange County Switch Ctr | JOHANNA | Orange County Switch Ctr
LA SIERRA | 10141 | 12KV | PEDLEY | PEDLEY | PEDLEY | 2212914 | 5626 | 34 | MIRA LOMA | Mira Loma Switch Center | MIRA LOMA | Mira Loma Switch Center
LA VACA | 10217 | 16KV | POTRERO | POTRERO | POTRERO | 2219760 | 5597 | 35 | MOORPARK | Ventura Switch Center | MOORPARK | Ventura Switch Center
LAB | 09897 | 12KV | PEDLEY | PEDLEY | PEDLEY | 2212914 | 5626 | 34 | MIRA LOMA | Mira Loma Switch Center | MIRA LOMA | Mira Loma Switch Center
LACRESTA | 09967 | 12KV | LACRESTA P.T. | LACRESTA P.T. | LACRESTA P.T. | 2124163 | 7451 | 88 | VALLEY | Valley Switch Center | VALLEY | Valley Switch Center
LADDER | 09971 | 12KV | FIREHOUSE | FIREHOUSE | FIREHOUSE | 2215118 | 5618 | 34 | CHINO | Mira Loma Switch Center | CHINO | Mira Loma Switch Center
LADERA | 09970 | 4KV | WINDSOR HILLS | WINDSOR_HILLS | WINDSOR_HILLS | 2214618 | 5235 | 44 | LA CIENEGA | El Nido Switch Center | LA CIENEGA | El Nido Switch Center
LAGER | 09975 | 12KV | DALTON | DALTON | DALTON | 2216828 | 5188 | 27 | RIO HONDO | Mesa Switch Center | RIO HONDO | Mesa Switch Center
LAGOON | 09977 | 33KV | BLYTHE | NotFound | NotFound | 2220506 | 8048 | 87 | NotFound | NotFound | NotFound | NotFound
LAIRD | 09979 | 12KV | SANTA FE SPRINGS | SANTA_FE_SPRINGS | SANTA_FE_SPRINGS | 2215586 | 5850 | 47 | CENTER | Lighthipe Switch Center | CENTER | Lighthipe Switch Center
LAKE | 09980 | 4KV | FAIR OAKS | FAIR_OAKS | FAIR_OAKS | 2214464 | 5162 | 27 | GOULD | Mesa Switch Center | GOULD | Mesa Switch Center
LAKELAND | 09994 | 12KV | ELSINORE | ELSINORE | ELSINORE | 2213864 | 8343 | 88 | VALLEY | Valley Switch Center | VALLEY | Valley Switch Center
LAKERS | 09993 | 12KV | TEAM | TEAM | TEAM | 2220830 | 8808 | 33 | BARRE | Orange County Switch Ctr | BARRE | Orange County Switch Ctr
LAKOTA | 10005 | 12KV | RANCHO | RANCHO | RANCHO | 2218370 | 8222 | 73 | VICTOR | Lugo Switch Center | VICTOR | Lugo Switch Center
LAMANDA | 10020 | 16KV | EATON | EATON | EATON | 2214374 | 5115 | 27 | MESA | Mesa Switch Center | MESA | Mesa Switch Center
LANCERS | 10037 | 12KV | PEPPER | PEPPER | PEPPER | 2215752 | 8021 | 30 | VISTA | Vista Switch Center | VISTA | Vista Switch Center
LANDAU | 10043 | 12KV | FARRELL | FARRELL | FARRELL | 2220394 | 8016 | 79 | DEVERS | Devers Switch Center | DEVERS | Devers Switch Center
LANDERS | 17258 | 25KV | NUGGET | NUGGET | NUGGET | 2215980 | 8156 | 84 | DEVERS | Devers Switch Center | DEVERS | Devers Switch Center
LANDMARK | 10044 | 12KV | ALESSANDRO | ALESSANDRO | ALESSANDRO | 2218086 | 8024 | 77 | VALLEY | Valley Switch Center | VALLEY | Valley Switch Center
LANE | 10050 | 4KV | LA CANADA | LA_CANADA | LA_CANADA | 2219036 | 5130 | 27 | GOULD | Mesa Switch Center | GOULD | Mesa Switch Center
LANGER | 10052 | 16KV | THOUSAND OAKS | THOUSAND_OAKS | THOUSAND_OAKS | 2212798 | 5569 | 35 | MOORPARK | Ventura Switch Center | MOORPARK | Ventura Switch Center
LANGFORD | 10054 | 12KV | LANGFORD P.T. | LANGFORD P.T. | LANGFORD P.T. | 2125546 | 7476 | 72 | ELDORADO | Eldorado Switch Center | ELDORADO | Eldorado Switch Center
LANGLEY | 10046 | 12KV | ELLIS | ELLIS | ELLIS | 2218928 | 5086 | 33 | ELLIS | Orange County Switch Ctr | ELLIS | Orange County Switch Ctr
LANTANA | 10059 | 16KV | FREMONT | FREMONT | FREMONT | 2217612 | 5720 | 32 | LIGHTHIPE | Lighthipe Switch Center | LIGHTHIPE | Lighthipe Switch Center
LANTERMAN | 10060 | 4KV | SHARON | SHARON | SHARON | 2212168 | 5173 | 27 | GOULD | Mesa Switch Center | GOULD | Mesa Switch Center
LANZA | 10070 | 12KV | MARIPOSA | MARIPOSA | MARIPOSA | 2212514 | 5319 | 51 | VESTAL | Rector Switch Center | VESTAL | Rector Switch Center
LAPINS | 10078 | 12KV | MARASCHINO | MARASCHINO | MARASCHINO | 2220594 | 8096 | 31 | VISTA | Vista Switch Center | VISTA | Vista Switch Center
LARABEE | 10098 | 16KV | FAIRFAX | FAIRFAX | FAIRFAX | 2214546 | 5208 | 42 | EAGLE ROCK | Mesa Switch Center | EAGLE ROCK | Mesa Switch Center
LARCH | 10102 | 33KV | CALECTRIC | CALECTRIC | CALECTRIC | 2218150 | 8042 | 31 | VISTA | Vista Switch Center | VISTA | Vista Switch Center
LAREDO | 10100 | 12KV | IMPERIAL | IMPERIAL | IMPERIAL | 2217728 | 5772 | 47 | CENTER | Lighthipe Switch Center | CENTER | Lighthipe Switch Center
LARIAT | 10105 | 12KV | QUARTZ HILL | QUARTZ_HILL | QUARTZ_HILL | 2219714 | 5566 | 36 | ANTELOPE | Vincent Switch Center | ANTELOPE | Vincent Switch Center
LARK | 10119 | 2.4KV | WRIGHTWOOD | WRIGHTWOOD | WRIGHTWOOD | 2217180 | 5461 | 73 | VICTOR | Lugo Switch Center | VICTOR | Lugo Switch Center
LARREA | 10124 | 12KV | CARODEAN | CARODEAN | CARODEAN | 2215858 | 8072 | 84 | DEVERS | Devers Switch Center | DEVERS | Devers Switch Center
LARRY | 10126 | 12KV | SOMERSET | SOMERSET | SOMERSET | 2215356 | 5754 | 32 | DEL AMO | Lighthipe Switch Center | DEL AMO | Lighthipe Switch Center
LARTHIEN | 10131 | 12KV | BRYAN | BRYAN | BRYAN | 2215480 | 5808 | 29 | VILLA PARK | Orange County Switch Ctr | VILLA PARK | Orange County Switch Ctr
LAS PALMAS | 10155 | 4KV | HOLIDAY | HOLIDAY | HOLIDAY | 2220676 | 8207 | 79 | DEVERS | Devers Switch Center | DEVERS | Devers Switch Center
LAS PIEDRAS | 10157 | 4KV | VICTORVILLE | VICTORVILLE | VICTORVILLE | 2213804 | 8260 | 73 | VICTOR | Lugo Switch Center | VICTOR | Lugo Switch Center
LAS TUNAS | 10170 | 4KV | SAN GABRIEL | SAN_GABRIEL | SAN_GABRIEL | 2214430 | 5142 | 22 | MESA | Mesa Switch Center | MESA | Mesa Switch Center
LASKER | 10147 | 12KV | PALMDALE | PALMDALE | PALMDALE | 2212778 | 5564 | 36 | ANTELOPE | Vincent Switch Center | ANTELOPE | Vincent Switch Center
LASKY | 10150 | 4KV | OLYMPIC | OLYMPIC | OLYMPIC | 2216906 | 5222 | 42 | LA CIENEGA | El Nido Switch Center | LA CIENEGA | El Nido Switch Center
LASSEN | 10160 | 4KV | SANTA MONICA | SANTA_MONICA | SANTA_MONICA | 2214606 | 5231 | 42 | LA CIENEGA | El Nido Switch Center | LA CIENEGA | El Nido Switch Center
LAST | 10163 | 12KV | JEFFERSON | JEFFERSON | JEFFERSON | 2220744 | 8275 | 34 | MIRA LOMA | Mira Loma Switch Center | MIRA LOMA | Mira Loma Switch Center
LATCHFORD | 10180 | 16KV | RANDOLPH | RANDOLPH | RANDOLPH | 2217662 | 5739 | 32 | LAGUNA BELL | Lighthipe Switch Center | LAGUNA BELL | Lighthipe Switch Center
LATHE | 10184 | 12KV | INDUSTRY | INDUSTRY | INDUSTRY | 2216832 | 5191 | 26 | WALNUT | Mira Loma Switch Center | WALNUT | Mira Loma Switch Center
LATIMER | 10191 | 12KV | VICTOR | VICTOR | VICTOR | 2220516 | 8049 | 73 | VICTOR | Lugo Switch Center | VICTOR | Lugo Switch Center
LATIN | 10194 | 4KV | REPETTO | REPETTO | REPETTO | 2216782 | 5164 | 22 | MESA | Mesa Switch Center | MESA | Mesa Switch Center
LATON | 10200 | 12KV | HANFORD | HANFORD | HANFORD | 2219430 | 5310 | 51 | RECTOR | Rector Switch Center | RECTOR | Rector Switch Center
LATTE | 10199 | 12KV | COFFEE | COFFEE | COFFEE | 2220662 | 8171 | 79 | DEVERS | Devers Switch Center | DEVERS | Devers Switch Center
LAUDA | 10203 | 33KV | NELSON | NELSON | NELSON | 2213548 | 8038 | 77 | VALLEY | Valley Switch Center | VALLEY | Valley Switch Center
LAUNCH | 10205 | 12KV | BOLSA | BOLSA | BOLSA | 2213224 | 5807 | 33 | BARRE | Orange County Switch Ctr | BARRE | Orange County Switch Ctr
LAURO | 10210 | 4KV | MODOC | MODOC | MODOC | 2214922 | 5520 | 49 | GOLETA | Ventura Switch Center | GOLETA | Ventura Switch Center
LAUTERBACH | 10214 | 4KV | WEST BARSTOW | WEST_BARSTOW | WEST_BARSTOW | 2220738 | 8262 | 72 | KRAMER | Lugo Switch Center | KRAMER | Lugo Switch Center
LAVA | 10216 | 12KV | AMBOY | AMBOY | AMBOY | 2213652 | 8103 | 84 | DEVERS | Devers Switch Center | DEVERS | Devers Switch Center
LAVER | 10222 | 12KV | WIMBLEDON | WIMBLEDON | WIMBLEDON | 2215220 | 5664 | 30 | ETIWANDA | Vista Switch Center | ETIWANDA | Vista Switch Center
LAWMAN | 10239 | 12KV | DIAMOND BAR | DIAMOND_BAR | DIAMOND_BAR | 2219908 | 5680 | 26 | CHINO | Mira Loma Switch Center | CHINO | Mira Loma Switch Center
LAWRENCE | 10240 | 12KV | FULLERTON | FULLERTON | FULLERTON | 2217840 | 5822 | 48 | BARRE | Orange County Switch Ctr | BARRE | Orange County Switch Ctr
LAWS | 10250 | 12KV | STADIUM | STADIUM | STADIUM | 2213204 | 5796 | 46 | ALAMITOS | Lighthipe Switch Center | ALAMITOS | Lighthipe Switch Center
LAWSON | 10251 | 12KV | PUENTE | PUENTE | PUENTE | 2219180 | 5195 | 26 | WALNUT | Mira Loma Switch Center | WALNUT | Mira Loma Switch Center
LAYE | 21039 | 12KV | COMPRESS | COMPRESS | COMPRESS | 2213924 | 8818 | 44 | LA FRESA | El Nido Switch Center | LA FRESA | El Nido Switch Center
LAZARO | 10261 | 12KV | PECHANGA | PECHANGA | PECHANGA | 2216174 | 8347 | 88 | VALLEY | Valley Switch Center | VALLEY | Valley Switch Center
LB NETWORK | 10682 | 12KV | LB NETWORK | NotFound | NotFound | 30668547 | 4442 | 46 | NotFound | NotFound | NotFound | NotFound
LEAD | 10262 | 12KV | LIMESTONE | LIMESTONE | LIMESTONE | 2220828 | 8804 | 43 | VIEJO | Orange County Switch Ctr | VIEJO | Orange County Switch Ctr
LEAK | 10268 | 12KV | DUNES | DUNES | DUNES | 2213680 | 8139 | 87 | BLYTHE WALC | Devers Switch Center | BLYTHE WALC | Devers Switch Center
LEAR | 10269 | 12KV | STETSON | STETSON | STETSON | 2218248 | 8095 | 77 | VALLEY | Valley Switch Center | VALLEY | Valley Switch Center
LEBER | 10271 | 4KV | MT. VERNON | MT. VERNON | MT. VERNON | 2212948 | 5641 | 31 | VISTA | Vista Switch Center | VISTA | Vista Switch Center
LECHE | 10276 | 12KV | BORREGO | BORREGO | BORREGO | 2213386 | 5887 | 43 | SANTIAGO | Orange County Switch Ctr | SANTIAGO | Orange County Switch Ctr
LEDFORD | 10281 | 12KV | PALMDALE | PALMDALE | PALMDALE | 2212778 | 5564 | 36 | ANTELOPE | Vincent Switch Center | ANTELOPE | Vincent Switch Center
LEE | 10290 | 4KV | LOCUST | LOCUST | LOCUST | 2213106 | 5735 | 46 | HINSON | Lighthipe Switch Center | HINSON | Lighthipe Switch Center
LEETUM | 10300 | 12KV | BASSETT | BASSETT | BASSETT | 2216816 | 5184 | 26 | WALNUT | Mira Loma Switch Center | WALNUT | Mira Loma Switch Center
LEFFINGWELL | 10310 | 12KV | SANTA FE SPRINGS | SANTA_FE_SPRINGS | SANTA_FE_SPRINGS | 2215586 | 5850 | 47 | CENTER | Lighthipe Switch Center | CENTER | Lighthipe Switch Center
LEHIGH | 10317 | 12KV | SAN ANTONIO | SAN_ANTONIO | SAN_ANTONIO | 2219828 | 5631 | 34 | PADUA | Mira Loma Switch Center | PADUA | Mira Loma Switch Center
LEIA | 10316 | 12KV | SHUTTLE | SHUTTLE | SHUTTLE | 2212678 | 5522 | 36 | ANTELOPE | Vincent Switch Center | ANTELOPE | Vincent Switch Center
LEMON | 10330 | 4KV | LOCUST | LOCUST | LOCUST | 2213106 | 5735 | 46 | HINSON | Lighthipe Switch Center | HINSON | Lighthipe Switch Center
LEMONADE | 10333 | 12KV | CITRUS | CITRUS | CITRUS | 2212194 | 5185 | 26 | RIO HONDO | Mesa Switch Center | RIO HONDO | Mesa Switch Center
LEMONT | 10350 | 12KV | CARMENITA | CARMENITA | CARMENITA | 2217816 | 5814 | 47 | DEL AMO | Lighthipe Switch Center | DEL AMO | Lighthipe Switch Center
LEMOORE | 10360 | 12KV | HANFORD | HANFORD | HANFORD | 2219430 | 5310 | 51 | RECTOR | Rector Switch Center | RECTOR | Rector Switch Center
LENA | 10365 | 12KV | CARDIFF | CARDIFF | CARDIFF | 2217428 | 5608 | 31 | SAN BERNARDINO | Vista Switch Center | SAN BERNARDINO | Vista Switch Center
LEO | 10368 | 12KV | RECTOR | RECTOR | RECTOR | 2216322 | 5033 | 51 | RECTOR | Rector Switch Center | RECTOR | Rector Switch Center
LEON | 10369 | 12KV | AULD | AULD | AULD | 2213470 | 8018 | 88 | VALLEY | Valley Switch Center | VALLEY | Valley Switch Center
LEONA | 10370 | 12KV | ANAVERDE | ANAVERDE | ANAVERDE | 2219658 | 5539 | 36 | ANTELOPE | Vincent Switch Center | ANTELOPE | Vincent Switch Center
LEONARD | 10380 | 4KV | AMALIA | AMALIA | AMALIA | 2212032 | 5104 | 22 | MESA | Mesa Switch Center | MESA | Mesa Switch Center
LEOPARD | 10383 | 12KV | LAMPSON | LAMPSON | LAMPSON | 2213356 | 5870 | 29 | BARRE | Orange County Switch Ctr | BARRE | Orange County Switch Ctr
LEOTA | 10390 | 16KV | FRUITLAND | FRUITLAND | FRUITLAND | 2215290 | 5718 | 32 | LAGUNA BELL | Lighthipe Switch Center | LAGUNA BELL | Lighthipe Switch Center
LEROY | 10400 | 4KV | VALENCIA | VALENCIA | VALENCIA | 2215196 | 5647 | 31 | SAN BERNARDINO | Vista Switch Center | SAN BERNARDINO | Vista Switch Center
LESLIE | 10403 | 4KV | BEDFORD | BEDFORD | BEDFORD | 2214652 | 5245 | 42 | LA CIENEGA | El Nido Switch Center | LA CIENEGA | El Nido Switch Center
LESSER | 10405 | 16KV | NEWBURY | NEWBURY | NEWBURY | 2215006 | 5557 | 35 | MOORPARK | Ventura Switch Center | MOORPARK | Ventura Switch Center
LESTER | 10406 | 12KV | JEFFERSON | JEFFERSON | JEFFERSON | 2220744 | 8275 | 34 | MIRA LOMA | Mira Loma Switch Center | MIRA LOMA | Mira Loma Switch Center
LETTUCE | 10408 | 12KV | BLYTHE CITY | NotFound | NotFound | 2220602 | 8113 | 87 | NotFound | NotFound | NotFound | NotFound
LEVECHE | 10414 | 12KV | MONOLITH | MONOLITH | MONOLITH | 2212588 | 5358 | 52 | ANTELOPE | Vincent Switch Center | ANTELOPE | Vincent Switch Center
LEVEL | 10417 | 12KV | INDUSTRY | INDUSTRY | INDUSTRY | 2216832 | 5191 | 26 | WALNUT | Mira Loma Switch Center | WALNUT | Mira Loma Switch Center
LEWIS | 10420 | 12KV | LINDSAY | LINDSAY | LINDSAY | 2219444 | 5317 | 51 | SPRINGVILLE | Rector Switch Center | SPRINGVILLE | Rector Switch Center
LEXINGTON | 10410 | 4KV | PIERPONT | PIERPONT | PIERPONT | 2212698 | 5528 | 39 | SANTA CLARA | Ventura Switch Center | SANTA CLARA | Ventura Switch Center
LIBERATOR | 10435 | 16KV | SEPULVEDA | SEPULVEDA | SEPULVEDA | 2212248 | 5207 | 44 | EL NIDO | El Nido Switch Center | EL NIDO | El Nido Switch Center
LIBERTY | 10430 | 4KV | CUDAHY | CUDAHY | CUDAHY | 2213060 | 5714 | 32 | LAGUNA BELL | Lighthipe Switch Center | LAGUNA BELL | Lighthipe Switch Center
LIBRA | 10439 | 16KV | REPETTO | REPETTO | REPETTO | 2219114 | 5164 | 22 | MESA | Mesa Switch Center | MESA | Mesa Switch Center
LIDUMS | 10453 | 4KV | INGLEWOOD | INGLEWOOD | INGLEWOOD | 2212266 | 5211 | 44 | EL NIDO | El Nido Switch Center | EL NIDO | El Nido Switch Center
LIFT | 10455 | 12KV | NORTH INTAKE | NORTH_INTAKE | NORTH_INTAKE | 2220672 | 8205 | 87 | BLYTHE WALC | Devers Switch Center | BLYTHE WALC | Devers Switch Center
LILAC | 10458 | 4KV | ROLLING HILLS | ROLLING_HILLS | ROLLING_HILLS | 2219336 | 5252 | 44 | LA FRESA | El Nido Switch Center | LA FRESA | El Nido Switch Center
LILY | 10460 | 4KV | DAISY | DAISY | DAISY | 2213148 | 5766 | 46 | HINSON | Lighthipe Switch Center | HINSON | Lighthipe Switch Center
LIMA | 10470 | 4KV | SIERRA MADRE | SIERRA_MADRE | SIERRA_MADRE | 2216752 | 5144 | 27 | RIO HONDO | Mesa Switch Center | RIO HONDO | Mesa Switch Center
LIMBER | 10475 | 12KV | LIVE OAK | LIVE_OAK | LIVE_OAK | 2217432 | 5611 | 26 | PADUA | Mira Loma Switch Center | PADUA | Mira Loma Switch Center
LIME | 10480 | 4KV | LOCUST | LOCUST | LOCUST | 2213106 | 5735 | 46 | HINSON | Lighthipe Switch Center | HINSON | Lighthipe Switch Center
LIMING | 15702 | 12KV | LAYFAIR | LAYFAIR | LAYFAIR | 2217522 | 5645 | 26 | PADUA | Mira Loma Switch Center | PADUA | Mira Loma Switch Center
LIMITED | 10483 | 12KV | ELSINORE | ELSINORE | ELSINORE | 2213864 | 8343 | 88 | VALLEY | Valley Switch Center | VALLEY | Valley Switch Center
LIMONITE | 10485 | 33KV | CALECTRIC | CALECTRIC | CALECTRIC | 2218150 | 8042 | 31 | VISTA | Vista Switch Center | VISTA | Vista Switch Center
LINCOLN | 10490 | 4KV | VISALIA | VISALIA | VISALIA | 2219502 | 5331 | 51 | RECTOR | Rector Switch Center | RECTOR | Rector Switch Center
LINDA VISTA | 10495 | 12KV | GARNET | GARNET | GARNET | 2213558 | 8044 | 79 | DEVERS | Devers Switch Center | DEVERS | Devers Switch Center
LINDBERG | 10497 | 12KV | STETSON | STETSON | STETSON | 2218248 | 8095 | 77 | VALLEY | Valley Switch Center | VALLEY | Valley Switch Center
LINDER | 10500 | 12KV | LAUREL | LAUREL | LAUREL | 2212502 | 5315 | 51 | RECTOR | Rector Switch Center | RECTOR | Rector Switch Center
LINDERO | 10502 | 16KV | MALIBU | MALIBU | MALIBU | 2212668 | 5519 | 35 | MOORPARK | Ventura Switch Center | MOORPARK | Ventura Switch Center
LINEBACKER | 10505 | 12KV | STADLER | STADLER | STADLER | 2215704 | 8005 | 88 | VALLEY | Valley Switch Center | VALLEY | Valley Switch Center
LINNELL | 10510 | 12KV | RECTOR | RECTOR | RECTOR | 2216322 | 5033 | 51 | RECTOR | Rector Switch Center | RECTOR | Rector Switch Center
LINNET | 10511 | 2.4KV | WRIGHTWOOD | WRIGHTWOOD | WRIGHTWOOD | 2217180 | 5461 | 73 | VICTOR | Lugo Switch Center | VICTOR | Lugo Switch Center
LIRE | 10514 | 12KV | SANTIAGO | SANTIAGO | SANTIAGO | 2211986 | 5088 | 43 | SANTIAGO | Orange County Switch Ctr | SANTIAGO | Orange County Switch Ctr
LISA | 10515 | 12KV | MOBILOIL | MOBILOIL | MOBILOIL | 2212312 | 5229 | 44 | LA FRESA | El Nido Switch Center | LA FRESA | El Nido Switch Center
LISA ANNE | 09196 | 12KV | LA VETA | LA_VETA | LA_VETA | 2215558 | 5835 | 29 | VILLA PARK | Orange County Switch Ctr | VILLA PARK | Orange County Switch Ctr
LISBON | 10520 | 12KV | BRYAN | BRYAN | BRYAN | 2215480 | 5808 | 29 | VILLA PARK | Orange County Switch Ctr | VILLA PARK | Orange County Switch Ctr
LISTON | 10526 | 12KV | CHASE | CHASE | CHASE | 2213010 | 5679 | 34 | MIRA LOMA | Mira Loma Switch Center | MIRA LOMA | Mira Loma Switch Center
LITHIUM | 10527 | 12KV | LIMESTONE | LIMESTONE | LIMESTONE | 2220828 | 8804 | 43 | VIEJO | Orange County Switch Ctr | VIEJO | Orange County Switch Ctr
LITRA | 10530 | 4KV | VALENCIA | VALENCIA | VALENCIA | 2215196 | 5647 | 31 | SAN BERNARDINO | Vista Switch Center | SAN BERNARDINO | Vista Switch Center
LITTLE MOUNTAIN | 10536 | 33KV | CALECTRIC | CALECTRIC | CALECTRIC | 2218150 | 8042 | 31 | VISTA | Vista Switch Center | VISTA | Vista Switch Center
LITTLE TUJUNGA | 10550 | 4KV | LITTLE TUJUNGA P.T. | NotFound | NotFound | 2125520 | 7470 | 59 | NotFound | NotFound | NotFound | NotFound
LITTLER | 10538 | 12KV | LAFAYETTE | LAFAYETTE | LAFAYETTE | 2220276 | 5872 | 33 | ELLIS | Orange County Switch Ctr | ELLIS | Orange County Switch Ctr
LIVERMORE | 10551 | 12KV | VALLEY | VALLEY | VALLEY | 2211862 | 5070 | 77 | VALLEY | Valley Switch Center | VALLEY | Valley Switch Center
LIZARD | 10555 | 4.8KV | LIZARD P.T. | LIZARD P.T. | LIZARD P.T. | 2124761 | 7464 | 79 | DEVERS | Devers Switch Center | DEVERS | Devers Switch Center
LLEWELLYN | 10560 | 4KV | MADRID | MADRID | MADRID | 2212274 | 5215 | 44 | LA FRESA | El Nido Switch Center | LA FRESA | El Nido Switch Center
LLOYD | 10570 | 12KV | DEL SUR | DEL_SUR | DEL_SUR | 2219586 | 5508 | 36 | ANTELOPE | Vincent Switch Center | ANTELOPE | Vincent Switch Center
LOBBY | 10577 | 12KV | CORNUTA | CORNUTA | CORNUTA | 2215298 | 5723 | 32 | DEL AMO | Lighthipe Switch Center | DEL AMO | Lighthipe Switch Center
LOBET | 10580 | 12KV | CHINO | CHINO | CHINO | 2214174 | 5062 | 34 | CHINO | Mira Loma Switch Center | CHINO | Mira Loma Switch Center
LOBO | 12058 | 12KV | PECHANGA | PECHANGA | PECHANGA | 2216174 | 8347 | 88 | VALLEY | Valley Switch Center | VALLEY | Valley Switch Center
LOCAL | 10600 | 16KV | BEVERLY | BEVERLY | BEVERLY | 2216848 | 5201 | 42 | LA CIENEGA | El Nido Switch Center | LA CIENEGA | El Nido Switch Center
LOCK | 10620 | 4KV | LENNOX | LENNOX | LENNOX | 2216884 | 5213 | 44 | EL NIDO | El Nido Switch Center | EL NIDO | El Nido Switch Center
LOCKHART | 10622 | 33KV | KRAMER | KRAMER | KRAMER | 2211688 | 5042 | 86 | KRAMER | Lugo Switch Center | KRAMER | Lugo Switch Center
LOCKNER | 10624 | 12KV | NELSON | NELSON | NELSON | 2215814 | 8038 | 77 | VALLEY | Valley Switch Center | VALLEY | Valley Switch Center
LOCKSLEY | 10610 | 16KV | RAVENDALE | RAVENDALE | RAVENDALE | 2216810 | 5179 | 27 | MESA | Mesa Switch Center | MESA | Mesa Switch Center
LOCOMOTIVE | 10626 | 12KV | RAILROAD | RAILROAD | RAILROAD | 2216842 | 5196 | 26 | WALNUT | Mira Loma Switch Center | WALNUT | Mira Loma Switch Center
LODESTAR | 10572 | 16KV | RUSH | RUSH | RUSH | 2212060 | 5116 | 22 | MESA | Mesa Switch Center | MESA | Mesa Switch Center
LOFTUS | 10640 | 12KV | CARMENITA | CARMENITA | CARMENITA | 2217816 | 5814 | 47 | DEL AMO | Lighthipe Switch Center | DEL AMO | Lighthipe Switch Center
LOG CABIN | 10652 | 12KV | WHITE MT. | WHITE_MT. | WHITE_MT. | 28650502 | 2594 | 85 | INYO SCE | Control Switch Center | INYO SCE | Control Switch Center
LOGAN | 10650 | 12KV | EARLIMART | EARLIMART | EARLIMART | 2217064 | 5306 | 51 | VESTAL | Rector Switch Center | VESTAL | Rector Switch Center
LOLA | 10655 | 12KV | LA VETA | LA_VETA | LA_VETA | 2215558 | 5835 | 29 | VILLA PARK | Orange County Switch Ctr | VILLA PARK | Orange County Switch Ctr
LOLITA | 10658 | 12KV | MORAGA | MORAGA | MORAGA | 2213880 | 8348 | 88 | VALLEY | Valley Switch Center | VALLEY | Valley Switch Center
LOMA VISTA | 10662 | 2.4KV | LOMA VISTA P.T. | NotFound | NotFound | 2124812 | 7486 | 39 | NotFound | NotFound | NotFound | NotFound
LOMAS | 10665 | 16KV | MESA | MESA | MESA | 2218536 | 5012 | 22 | MESA | Mesa Switch Center | MESA | Mesa Switch Center
LOMBARD | 10668 | 16KV | MOVIE | MOVIE | MOVIE | 2215464 | 5798 | 42 | EL NIDO | El Nido Switch Center | EL NIDO | El Nido Switch Center
LOMBARDY | 10670 | 4KV | SAN MARINO | SAN_MARINO | SAN_MARINO | 2216750 | 5143 | 27 | MESA | Mesa Switch Center | MESA | Mesa Switch Center
LOMITA | 10680 | 16KV | ROLLING HILLS | ROLLING_HILLS | ROLLING_HILLS | 2216994 | 5252 | 44 | LA FRESA | El Nido Switch Center | LA FRESA | El Nido Switch Center
LONDON | 10687 | 12KV | LAS LOMAS | NotFound | NotFound | 14537023 | 5902 | 43 | NotFound | NotFound | NotFound | NotFound
LONG | 10688 | 4KV | LONG P.T. | LONG P.T. | LONG P.T. | 2124215 | 7485 | 46 | DEL AMO | Lighthipe Switch Center | DEL AMO | Lighthipe Switch Center
LONGHORN | 10689 | 12KV | BOVINE | BOVINE | BOVINE | 2213188 | 5788 | 46 | DEL AMO | Lighthipe Switch Center | DEL AMO | Lighthipe Switch Center
LOOP | 10700 | 12KV | STATE STREET | STATE_STREET | STATE_STREET | 2220040 | 5755 | 46 | HINSON | Lighthipe Switch Center | HINSON | Lighthipe Switch Center
LOPER | 10703 | 4KV | RIALTO | RIALTO | RIALTO | 2216050 | 8225 | 30 | VISTA | Vista Switch Center | VISTA | Vista Switch Center
LOPEZ | 10705 | 16KV | SAN FERNANDO | SAN_FERNANDO | SAN_FERNANDO | 2214994 | 5550 | 59 | SAUGUS | Vincent Switch Center | SAUGUS | Vincent Switch Center
LOQUAT | 10708 | 16KV | TORRANCE | TORRANCE | TORRANCE | 2212418 | 5269 | 44 | LA FRESA | El Nido Switch Center | LA FRESA | El Nido Switch Center
LORENE | 10714 | 12KV | SAVAGE | SAVAGE | SAVAGE | 2220412 | 8020 | 73 | VICTOR | Lugo Switch Center | VICTOR | Lugo Switch Center
LORETA | 10717 | 4KV | NAPLES | NAPLES | NAPLES | 2220020 | 5740 | 46 | ALAMITOS | Lighthipe Switch Center | ALAMITOS | Lighthipe Switch Center
LORNA | 10719 | 12KV | JEFFERSON | JEFFERSON | JEFFERSON | 2220744 | 8275 | 34 | MIRA LOMA | Mira Loma Switch Center | MIRA LOMA | Mira Loma Switch Center
LOS CARNEROS | 10722 | 16KV | ISLA VISTA | ISLA_VISTA | ISLA_VISTA | 2215066 | 5596 | 49 | GOLETA | Ventura Switch Center | GOLETA | Ventura Switch Center
LOTTO | 10735 | 12KV | PHELAN | PHELAN | PHELAN | 2215716 | 8010 | 73 | VICTOR | Lugo Switch Center | VICTOR | Lugo Switch Center
LOTUS | 10732 | 12KV | BARRE | BARRE | BARRE | 2218876 | 5081 | 48 | BARRE | Orange County Switch Ctr | BARRE | Orange County Switch Ctr
LOUCKS | 10729 | 12KV | LOUCKS P.T. | NotFound | NotFound | 2124234 | 7487 | 59 | NotFound | NotFound | NotFound | NotFound
LOVE | 10753 | 4KV | RIALTO | RIALTO | RIALTO | 2216050 | 8225 | 30 | VISTA | Vista Switch Center | VISTA | Vista Switch Center
LOWELL | 10730 | 4KV | SIERRA MADRE | SIERRA_MADRE | SIERRA_MADRE | 2216752 | 5144 | 27 | RIO HONDO | Mesa Switch Center | RIO HONDO | Mesa Switch Center
LOWRY | 10760 | 12KV | OAK GROVE | OAK_GROVE | OAK_GROVE | 2217124 | 5337 | 51 | RECTOR | Rector Switch Center | RECTOR | Rector Switch Center
LUCERNE | 10770 | 12KV | PIUTE | PIUTE | PIUTE | 2219670 | 5545 | 36 | ANTELOPE | Vincent Switch Center | ANTELOPE | Vincent Switch Center
LUCIA | 10774 | 12KV | BROADWAY | BROADWAY | BROADWAY | 2220056 | 5768 | 46 | ALAMITOS | Lighthipe Switch Center | ALAMITOS | Lighthipe Switch Center
LUCKMAN | 10777 | 16KV | BEVERLY | BEVERLY | BEVERLY | 2216848 | 5201 | 42 | LA CIENEGA | El Nido Switch Center | LA CIENEGA | El Nido Switch Center
LUGONIA | 10782 | 12KV | REDLANDS | REDLANDS | REDLANDS | 2215146 | 5629 | 31 | SAN BERNARDINO | Vista Switch Center | SAN BERNARDINO | Vista Switch Center
LUISENO | 10785 | 33KV | PECHANGA | PECHANGA | PECHANGA | 2213872 | 8347 | 88 | VALLEY | Valley Switch Center | VALLEY | Valley Switch Center
LUNA | 10787 | 16KV | POTRERO | POTRERO | POTRERO | 2219760 | 5597 | 35 | MOORPARK | Ventura Switch Center | MOORPARK | Ventura Switch Center
LUPINE | 10800 | 12KV | OASIS | OASIS | OASIS | 2214990 | 5548 | 36 | ANTELOPE | Vincent Switch Center | ANTELOPE | Vincent Switch Center
LURAY | 10810 | 4KV | OLDFIELD | OLDFIELD | OLDFIELD | 2217672 | 5744 | 46 | LIGHTHIPE | Lighthipe Switch Center | LIGHTHIPE | Lighthipe Switch Center
LURING | 10815 | 2.4KV | LURING P.T. | LURING P.T. | LURING P.T. | 2124787 | 7472 | 40 | VISTA | Vista Switch Center | VISTA | Vista Switch Center
LUSK | 10826 | 12KV | NEWCOMB | NEWCOMB | NEWCOMB | 2218460 | 8342 | 77 | VALLEY | Valley Switch Center | VALLEY | Valley Switch Center
LUTHER | 10820 | 4KV | BIXBY | BIXBY | BIXBY | 2215270 | 5707 | 46 | ALAMITOS | Lighthipe Switch Center | ALAMITOS | Lighthipe Switch Center
LUXOR | 10830 | 12KV | IMPERIAL | IMPERIAL | IMPERIAL | 2217728 | 5772 | 47 | CENTER | Lighthipe Switch Center | CENTER | Lighthipe Switch Center
LUZ | 10832 | 33KV | GALE | GALE | GALE | 2216094 | 8283 | 72 | ELDORADO | Eldorado Switch Center | ELDORADO | Eldorado Switch Center
LYELL | 10836 | 12KV | ELLIS | ELLIS | ELLIS | 2218928 | 5086 | 33 | ELLIS | Orange County Switch Ctr | ELLIS | Orange County Switch Ctr
LYNDORA | 10840 | 4KV | LYNWOOD | LYNWOOD | LYNWOOD | 2219998 | 5731 | 32 | LIGHTHIPE | Lighthipe Switch Center | LIGHTHIPE | Lighthipe Switch Center
LYNNE | 10845 | 12KV | LARK ELLEN | LARK_ELLEN | LARK_ELLEN | 2219172 | 5192 | 26 | RIO HONDO | Mesa Switch Center | RIO HONDO | Mesa Switch Center
LYNX | 10847 | 12KV | LAMPSON | LAMPSON | LAMPSON | 2213356 | 5870 | 29 | BARRE | Orange County Switch Ctr | BARRE | Orange County Switch Ctr
LYONS | 10851 | 16KV | NEWHALL | NEWHALL | NEWHALL | 2217376 | 5576 | 59 | SAUGUS | Vincent Switch Center | SAUGUS | Vincent Switch Center
LYTLE | 10855 | 12KV | ALDER | ALDER | ALDER | 2213000 | 5672 | 30 | ETIWANDA | Vista Switch Center | ETIWANDA | Vista Switch Center
LYTTON | 10856 | 4KV | SUNNY DUNES | SUNNY_DUNES | SUNNY_DUNES | 2213784 | 8244 | 79 | DEVERS | Devers Switch Center | DEVERS | Devers Switch Center
M.G.M. | 11800 | 16KV | CULVER | CULVER | CULVER | 2214532 | 5204 | 42 | LA CIENEGA | El Nido Switch Center | LA CIENEGA | El Nido Switch Center
MAAS | 10860 | 4KV | CUDAHY | CUDAHY | CUDAHY | 2213060 | 5714 | 32 | LAGUNA BELL | Lighthipe Switch Center | LAGUNA BELL | Lighthipe Switch Center
MABLE | 10865 | 12KV | LA VETA | LA_VETA | LA_VETA | 2215558 | 5835 | 29 | VILLA PARK | Orange County Switch Ctr | VILLA PARK | Orange County Switch Ctr
MACADAMIA | 10866 | 12KV | CHESTNUT | CHESTNUT | CHESTNUT | 2215608 | 5861 | 29 | JOHANNA | Orange County Switch Ctr | JOHANNA | Orange County Switch Ctr
MACHINE | 10868 | 12KV | INDUSTRY | INDUSTRY | INDUSTRY | 2216832 | 5191 | 26 | WALNUT | Mira Loma Switch Center | WALNUT | Mira Loma Switch Center
MACHO | 10869 | 12KV | BORREGO | BORREGO | BORREGO | 2213386 | 5887 | 43 | SANTIAGO | Orange County Switch Ctr | SANTIAGO | Orange County Switch Ctr
MACIEL | 10871 | 12KV | SOQUEL | SOQUEL | SOQUEL | 2215254 | 5686 | 34 | CHINO | Mira Loma Switch Center | CHINO | Mira Loma Switch Center
MACINTOSH | 11494 | 12KV | EL CASCO | EL_CASCO | EL_CASCO | 15248896 | 8006 | 31 | SAN BERNARDINO | Vista Switch Center | SAN BERNARDINO | Vista Switch Center
MACK | 10872 | 12KV | ROADWAY | ROADWAY | ROADWAY | 2218024 | 8000 | 73 | KRAMER | Lugo Switch Center | KRAMER | Lugo Switch Center
MACOMBER | 10873 | 12KV | TIPTON | TIPTON | TIPTON | 2214782 | 5327 | 51 | null | null | null | null
MACY | 10875 | 4KV | MUSCOY | MUSCOY | MUSCOY | 2213732 | 8198 | 31 | VISTA | Vista Switch Center | VISTA | Vista Switch Center
MADERA | 10880 | 4KV | WALTERIA | WALTERIA | WALTERIA | 2216944 | 5233 | 44 | LA FRESA | El Nido Switch Center | LA FRESA | El Nido Switch Center
MADISON | 10890 | 16KV | COLORADO | COLORADO | COLORADO | 2214646 | 5242 | 42 | LA CIENEGA | El Nido Switch Center | LA CIENEGA | El Nido Switch Center
MADRONE | 10901 | 4KV | MADRONE P.T. | MADRONE P.T. | MADRONE P.T. | 2125574 | 7504 | 48 | BARRE | Orange County Switch Ctr | BARRE | Orange County Switch Ctr
MAGAZINE | 10913 | 12KV | IRVINE | IRVINE | IRVINE | 2217856 | 5829 | 43 | SANTIAGO | Orange County Switch Ctr | SANTIAGO | Orange County Switch Ctr
MAGENTA | 10921 | 12KV | ORANGE | ORANGE | ORANGE | 2220224 | 5843 | 29 | VILLA PARK | Orange County Switch Ctr | VILLA PARK | Orange County Switch Ctr
MAGIC | 10922 | 16KV | SAUGUS | SAUGUS | SAUGUS | 2211724 | 5051 | 59 | SAUGUS | Vincent Switch Center | SAUGUS | Vincent Switch Center
MAGNETIC | 10923 | 4KV | BEDFORD | BEDFORD | BEDFORD | 2214652 | 5245 | 42 | LA CIENEGA | El Nido Switch Center | LA CIENEGA | El Nido Switch Center
MAGNOLIA | 10930 | 12KV | CHASE | CHASE | CHASE | 2213010 | 5679 | 34 | MIRA LOMA | Mira Loma Switch Center | MIRA LOMA | Mira Loma Switch Center
MAGOO | 10931 | 12KV | ETIWANDA | ETIWANDA | ETIWANDA | 2212014 | 5096 | 30 | ETIWANDA | Vista Switch Center | ETIWANDA | Vista Switch Center
MAGUA | 10933 | 12KV | VICTOR | VICTOR | VICTOR | 2220516 | 8049 | 73 | VICTOR | Lugo Switch Center | VICTOR | Lugo Switch Center
MAGUIRE | 10934 | 16KV | LATIGO | LATIGO | LATIGO | 2219378 | 5272 | 35 | MOORPARK | Ventura Switch Center | MOORPARK | Ventura Switch Center
MAHOGANY | 10945 | 12KV | TULE (PGAE) | TULE_(PGAE) | TULE_(PGAE) | 2274124 | 4131 | 51 | SPRINGVILLE | Rector Switch Center | SPRINGVILLE | Rector Switch Center
MAIDEN | 10946 | 4KV | MAIDEN P.T. | MAIDEN P.T. | MAIDEN P.T. | 2125593 | 7506 | 27 | MESA | Mesa Switch Center | MESA | Mesa Switch Center
MAIN ST. | 10960 | 4KV | EDINGER | EDINGER | EDINGER | 2220288 | 5875 | 29 | JOHANNA | Orange County Switch Ctr | JOHANNA | Orange County Switch Ctr
MAITLAND | 10970 | 4KV | ONTARIO | ONTARIO | ONTARIO | 2215130 | 5625 | 34 | CHINO | Mira Loma Switch Center | CHINO | Mira Loma Switch Center
MAIZE | 10951 | 12KV | SOQUEL | SOQUEL | SOQUEL | 2215254 | 5686 | 34 | CHINO | Mira Loma Switch Center | CHINO | Mira Loma Switch Center
MAJOR | 10980 | 4KV | PALOS VERDES | PALOS_VERDES | PALOS_VERDES | 2212294 | 5223 | 44 | LA FRESA | El Nido Switch Center | LA FRESA | El Nido Switch Center
MALAGA COVE | 11000 | 4KV | PALOS VERDES | PALOS_VERDES | PALOS_VERDES | 2212294 | 5223 | 44 | LA FRESA | El Nido Switch Center | LA FRESA | El Nido Switch Center
MALDEN | 11010 | 16KV | VAIL | VAIL | VAIL | 2216804 | 5175 | 32 | LAGUNA BELL | Lighthipe Switch Center | LAGUNA BELL | Lighthipe Switch Center
MALLET | 11012 | 12KV | RAILROAD | RAILROAD | RAILROAD | 2216842 | 5196 | 26 | WALNUT | Mira Loma Switch Center | WALNUT | Mira Loma Switch Center
MALOY | 11015 | 16KV | SATICOY | SATICOY | SATICOY | 2219652 | 5534 | 39 | SANTA CLARA | Ventura Switch Center | SANTA CLARA | Ventura Switch Center
MALT | 11020 | 16KV | LAGUNA BELL | LAGUNA_BELL | LAGUNA_BELL | 2216554 | 5074 | 32 | LAGUNA BELL | Lighthipe Switch Center | LAGUNA BELL | Lighthipe Switch Center
MAMBA | 11022 | 16KV | NORTH OAKS | NORTH_OAKS | NORTH_OAKS | 2214980 | 5542 | 59 | SAUGUS | Vincent Switch Center | SAUGUS | Vincent Switch Center
MAMIE | 11024 | 12KV | MINARET | MINARET | MINARET | 2273799 | 2612 | 85 | INYO SCE | Control Switch Center | INYO SCE | Control Switch Center
MANCHESTER | 11040 | 4KV | MORNINGSIDE | MORNINGSIDE | MORNINGSIDE | 2212286 | 5219 | 44 | EL NIDO | El Nido Switch Center | EL NIDO | El Nido Switch Center
MANDARIN | 11048 | 12KV | CITRUS | CITRUS | CITRUS | 2212194 | 5185 | 26 | RIO HONDO | Mesa Switch Center | RIO HONDO | Mesa Switch Center
MANGANESE | 11049 | 12KV | LIMESTONE | LIMESTONE | LIMESTONE | 2220828 | 8804 | 43 | VIEJO | Orange County Switch Ctr | VIEJO | Orange County Switch Ctr
MANGO | 11050 | 4KV | FLANCO | FLANCO | FLANCO | 2217446 | 5616 | 30 | ETIWANDA | Vista Switch Center | ETIWANDA | Vista Switch Center
MANGRUM | 11052 | 12KV | LAFAYETTE | LAFAYETTE | LAFAYETTE | 2220276 | 5872 | 33 | ELLIS | Orange County Switch Ctr | ELLIS | Orange County Switch Ctr
MANIFOLD | 11060 | 2.4KV | BIG CREEK 3 | BIG_CREEK_3 | BIG_CREEK_3 | 2274048 | 2230 | 50 | BIG CREEK SYSTEM | Rector Switch Center | BIG CREEK SYSTEM | Rector Switch Center
MANILA | 11070 | 4KV | HATHAWAY | HATHAWAY | HATHAWAY | 2215308 | 5726 | 46 | ALAMITOS | Lighthipe Switch Center | ALAMITOS | Lighthipe Switch Center
MANITOU | 11071 | 12KV | INDIAN WELLS | INDIAN_WELLS | INDIAN_WELLS | 2218478 | 8345 | 79 | DEVERS | Devers Switch Center | DEVERS | Devers Switch Center
MANNING | 11080 | 12KV | DECLEZ | DECLEZ | DECLEZ | 2219794 | 5615 | 30 | ETIWANDA | Vista Switch Center | ETIWANDA | Vista Switch Center
MANOR | 11090 | 4KV | ANITA | ANITA | ANITA | 2218988 | 5105 | 27 | RIO HONDO | Mesa Switch Center | RIO HONDO | Mesa Switch Center
MANSA | 11100 | 12KV | COLTON | COLTON | COLTON | 2212868 | 5610 | 31 | VISTA | Vista Switch Center | VISTA | Vista Switch Center
MANTECA | 11115 | 12KV | RANDALL | RANDALL | RANDALL | 2215076 | 5601 | 30 | ETIWANDA | Vista Switch Center | ETIWANDA | Vista Switch Center
MANUEL | 11110 | 4KV | HAVEDA | HAVEDA | HAVEDA | 2212384 | 5254 | 44 | LA FRESA | El Nido Switch Center | LA FRESA | El Nido Switch Center
MANVILLE | 11120 | 12KV | CAMERON | CAMERON | CAMERON | 2215280 | 5712 | 46 | HINSON | Lighthipe Switch Center | HINSON | Lighthipe Switch Center
MANZANILLO | 11140 | 12KV | GOSHEN | GOSHEN | GOSHEN | 2219424 | 5309 | 51 | RECTOR | Rector Switch Center | RECTOR | Rector Switch Center
MANZER | 11142 | 12KV | VICTOR | VICTOR | VICTOR | 2220516 | 8049 | 73 | VICTOR | Lugo Switch Center | VICTOR | Lugo Switch Center
MAPES | 11156 | 12KV | ERIC | ERIC | ERIC | 2213182 | 5783 | 46 | DEL AMO | Lighthipe Switch Center | DEL AMO | Lighthipe Switch Center
MAPLE | 11150 | 4KV | BEVERLY | BEVERLY | BEVERLY | 2219196 | 5201 | 42 | LA CIENEGA | El Nido Switch Center | LA CIENEGA | El Nido Switch Center
MAPLEWOOD | 11160 | 12KV | SOMERSET | SOMERSET | SOMERSET | 2215356 | 5754 | 32 | DEL AMO | Lighthipe Switch Center | DEL AMO | Lighthipe Switch Center
MAR VISTA | 11310 | 16KV | CULVER | CULVER | CULVER | 2214532 | 5204 | 42 | LA CIENEGA | El Nido Switch Center | LA CIENEGA | El Nido Switch Center
MARACA | 11163 | 12KV | BORREGO | BORREGO | BORREGO | 2213386 | 5887 | 43 | SANTIAGO | Orange County Switch Ctr | SANTIAGO | Orange County Switch Ctr
MARAUDER | 11166 | 12KV | MASCOT | NotFound | NotFound | 14536997 | 5375 | 51 | NotFound | NotFound | NotFound | NotFound
MARBLE | 11170 | 12KV | DECLEZ | DECLEZ | DECLEZ | 2219794 | 5615 | 30 | ETIWANDA | Vista Switch Center | ETIWANDA | Vista Switch Center
MARBUCK | 11175 | 12KV | FRANCIS | FRANCIS | FRANCIS | 2217516 | 5639 | 34 | CHINO | Mira Loma Switch Center | CHINO | Mira Loma Switch Center
MARCELLINA | 11180 | 4KV | MADRID | MADRID | MADRID | 2212274 | 5215 | 44 | LA FRESA | El Nido Switch Center | LA FRESA | El Nido Switch Center
MARCONI | 11182 | 12KV | PADUA | PADUA | PADUA | 2216446 | 5060 | 34 | PADUA | Mira Loma Switch Center | PADUA | Mira Loma Switch Center
MARCUS | 11184 | 16KV | HASKELL | HASKELL | HASKELL | 2217404 | 5594 | 59 | SAUGUS | Vincent Switch Center | SAUGUS | Vincent Switch Center
MARDA | 11183 | 12KV | ATWOOD | ATWOOD | ATWOOD | 2215470 | 5804 | 48 | VILLA PARK | Orange County Switch Ctr | VILLA PARK | Orange County Switch Ctr
MARENDALE | 11185 | 16KV | ARCADIA | ARCADIA | ARCADIA | 2218994 | 5106 | 27 | RIO HONDO | Mesa Switch Center | RIO HONDO | Mesa Switch Center
MARENGO | 11190 | 4KV | ALHAMBRA | ALHAMBRA | ALHAMBRA | 2216666 | 5101 | 22 | EAGLE ROCK | Mesa Switch Center | EAGLE ROCK | Mesa Switch Center
MARGARET | 11204 | 16KV | FELTON | FELTON | FELTON | 2219316 | 5244 | 44 | EL NIDO | El Nido Switch Center | EL NIDO | El Nido Switch Center
MARGUERITA | 11210 | 16KV | ALHAMBRA | ALHAMBRA | ALHAMBRA | 2218972 | 5101 | 22 | EAGLE ROCK | Mesa Switch Center | EAGLE ROCK | Mesa Switch Center
MARIANNA | 11211 | 12KV | RANCHO | RANCHO | RANCHO | 2218370 | 8222 | 73 | VICTOR | Lugo Switch Center | VICTOR | Lugo Switch Center
MARIGOLD | 11212 | 12KV | BARRE | BARRE | BARRE | 2218876 | 5081 | 48 | BARRE | Orange County Switch Ctr | BARRE | Orange County Switch Ctr
MARINA | 11214 | 4KV | MARINA P.T. | MARINA P.T. | MARINA P.T. | 2124849 | 7511 | 46 | ALAMITOS | Lighthipe Switch Center | ALAMITOS | Lighthipe Switch Center
MARK | 11216 | 12KV | PALMDALE | PALMDALE | PALMDALE | 2212778 | 5564 | 36 | ANTELOPE | Vincent Switch Center | ANTELOPE | Vincent Switch Center
MARKET | 11220 | 4KV | OLDFIELD | OLDFIELD | OLDFIELD | 2217672 | 5744 | 46 | LIGHTHIPE | Lighthipe Switch Center | LIGHTHIPE | Lighthipe Switch Center
MARL | 11248 | 16KV | CIMA | CIMA | CIMA | 2216360 | 5043 | 72 | ELDORADO | Eldorado Switch Center | ELDORADO | Eldorado Switch Center
MARLAND | 11250 | 12KV | HATHAWAY | HATHAWAY | HATHAWAY | 2217626 | 5726 | 46 | ALAMITOS | Lighthipe Switch Center | ALAMITOS | Lighthipe Switch Center
MARLENE | 11252 | 16KV | CULVER | CULVER | CULVER | 2214532 | 5204 | 42 | LA CIENEGA | El Nido Switch Center | LA CIENEGA | El Nido Switch Center
MARQUIS | 11256 | 12KV | THORNHILL | THORNHILL | THORNHILL | 2220356 | 8004 | 79 | DEVERS | Devers Switch Center | DEVERS | Devers Switch Center
MARRIOTT | 11258 | 12KV | CABRILLO | CABRILLO | CABRILLO | 2220290 | 5879 | 43 | JOHANNA | Orange County Switch Ctr | JOHANNA | Orange County Switch Ctr
MARS | 11260 | 12KV | BOWL | BOWL | BOWL | 2213042 | 5708 | 46 | HINSON | Lighthipe Switch Center | HINSON | Lighthipe Switch Center
MARSH | 11270 | 12KV | EARLIMART | EARLIMART | EARLIMART | 2217064 | 5306 | 51 | VESTAL | Rector Switch Center | VESTAL | Rector Switch Center
MARSHALL | 11280 | 16KV | MARINE | MARINE | MARINE | 2219240 | 5217 | 42 | LA CIENEGA | El Nido Switch Center | LA CIENEGA | El Nido Switch Center
MARTHA | 11290 | 4KV | ARTESIA | ARTESIA | ARTESIA | 2217770 | 5789 | 46 | DEL AMO | Lighthipe Switch Center | DEL AMO | Lighthipe Switch Center
MARTIN | 11300 | 4KV | DAVIDSON CITY | DAVIDSON_CITY | DAVIDSON_CITY | 2217738 | 5779 | 46 | HINSON | Lighthipe Switch Center | HINSON | Lighthipe Switch Center
MARTINI | 11302 | 12KV | CHIQUITA | CHIQUITA | CHIQUITA | 2215488 | 5811 | 43 | VIEJO | Orange County Switch Ctr | VIEJO | Orange County Switch Ctr
MARTY | 11301 | 12KV | SOMERSET | SOMERSET | SOMERSET | 2215356 | 5754 | 32 | DEL AMO | Lighthipe Switch Center | DEL AMO | Lighthipe Switch Center
MARVIN | 11308 | 33KV | NELSON | NELSON | NELSON | 2213548 | 8038 | 77 | VALLEY | Valley Switch Center | VALLEY | Valley Switch Center
MARX | 11311 | 12KV | ETIWANDA | ETIWANDA | ETIWANDA | 2212014 | 5096 | 30 | ETIWANDA | Vista Switch Center | ETIWANDA | Vista Switch Center
MARY | 11313 | 12KV | LA VETA | LA_VETA | LA_VETA | 2215558 | 5835 | 29 | VILLA PARK | Orange County Switch Ctr | VILLA PARK | Orange County Switch Ctr
MARYLAND | 11315 | 12KV | CAROLINA | CAROLINA | CAROLINA | 2217814 | 5813 | 48 | OLINDA | Orange County Switch Ctr | OLINDA | Orange County Switch Ctr
MASHIE | 11317 | 12KV | GILBERT | GILBERT | GILBERT | 2220202 | 5833 | 48 | BARRE | Orange County Switch Ctr | BARRE | Orange County Switch Ctr
MASSACHUSETTS | 11326 | 12KV | CAROLINA | CAROLINA | CAROLINA | 2217814 | 5813 | 48 | OLINDA | Orange County Switch Ctr | OLINDA | Orange County Switch Ctr
MASSACRE | 11328 | 12KV | NELSON | NELSON | NELSON | 2215814 | 8038 | 77 | VALLEY | Valley Switch Center | VALLEY | Valley Switch Center
MASSER | 11330 | 4KV | HARDING | HARDING | HARDING | 2219122 | 5168 | 32 | LAGUNA BELL | Lighthipe Switch Center | LAGUNA BELL | Lighthipe Switch Center
MAST | 11332 | 12KV | PICO | PICO | PICO | 2219974 | 5722 | 46 | HINSON | Lighthipe Switch Center | HINSON | Lighthipe Switch Center
MATA | 21040 | 12KV | COMPRESS | COMPRESS | COMPRESS | 2213924 | 8818 | 44 | LA FRESA | El Nido Switch Center | LA FRESA | El Nido Switch Center
MATADOR | 11334 | 12KV | CONCHO | CONCHO | CONCHO | 2215730 | 8017 | 79 | DEVERS | Devers Switch Center | DEVERS | Devers Switch Center
MATERA | 11335 | 12KV | PECHANGA | PECHANGA | PECHANGA | 2216174 | 8347 | 88 | VALLEY | Valley Switch Center | VALLEY | Valley Switch Center
MATEUS | 11339 | 12KV | PEPPER | PEPPER | PEPPER | 2215752 | 8021 | 30 | VISTA | Vista Switch Center | VISTA | Vista Switch Center
MATHIAS | 11342 | 12KV | TULARE | TULARE | TULARE | 2212542 | 5328 | 51 | RECTOR | Rector Switch Center | RECTOR | Rector Switch Center
MATILIJA | 11341 | 16KV | OJAI | OJAI | OJAI | 2219632 | 5526 | 39 | SANTA CLARA | Ventura Switch Center | SANTA CLARA | Ventura Switch Center
MATLOCK | 11980 | 12KV | FULLERTON | FULLERTON | FULLERTON | 2217840 | 5822 | 48 | BARRE | Orange County Switch Ctr | BARRE | Orange County Switch Ctr
MATNEY | 11345 | 4KV | OLDFIELD | OLDFIELD | OLDFIELD | 2217672 | 5744 | 46 | LIGHTHIPE | Lighthipe Switch Center | LIGHTHIPE | Lighthipe Switch Center
MATTHEWS | 11347 | 12KV | MOBILOIL | MOBILOIL | MOBILOIL | 2212312 | 5229 | 44 | LA FRESA | El Nido Switch Center | LA FRESA | El Nido Switch Center
MAUEL | 03864 | 12KV | BARSTOW | BARSTOW | BARSTOW | 2218272 | 8110 | 72 | ELDORADO | Eldorado Switch Center | ELDORADO | Eldorado Switch Center
MAULHARDT | 11351 | 16KV | GONZALES | GONZALES | GONZALES | 2212826 | 5587 | 39 | SANTA CLARA | Ventura Switch Center | SANTA CLARA | Ventura Switch Center
MAUNA LOA | 11350 | 12KV | SAVAGE | SAVAGE | SAVAGE | 2220412 | 8020 | 73 | VICTOR | Lugo Switch Center | VICTOR | Lugo Switch Center
MAVERICK | 11355 | 12KV | WILSONA | WILSONA | WILSONA | 2215024 | 5567 | 36 | ANTELOPE | Vincent Switch Center | ANTELOPE | Vincent Switch Center
MAXIM | 11362 | 12KV | COFFEE | COFFEE | COFFEE | 2220662 | 8171 | 79 | DEVERS | Devers Switch Center | DEVERS | Devers Switch Center
MAXIMUS | 11363 | 16KV | HASKELL | HASKELL | HASKELL | 2217404 | 5594 | 59 | SAUGUS | Vincent Switch Center | SAUGUS | Vincent Switch Center
MAXINE | 11370 | 4KV | RIVERA | RIVERA | RIVERA | 2220230 | 5848 | 47 | CENTER | Lighthipe Switch Center | CENTER | Lighthipe Switch Center
MAXSON | 11364 | 16KV | SATICOY | SATICOY | SATICOY | 2219652 | 5534 | 39 | SANTA CLARA | Ventura Switch Center | SANTA CLARA | Ventura Switch Center
MAYAN | 11371 | 12KV | INDIAN WELLS | INDIAN_WELLS | INDIAN_WELLS | 2218478 | 8345 | 79 | DEVERS | Devers Switch Center | DEVERS | Devers Switch Center
MAYBELL | 11380 | 12KV | CORTEZ | CORTEZ | CORTEZ | 2214504 | 5186 | 26 | WALNUT | Mira Loma Switch Center | WALNUT | Mira Loma Switch Center
MAYER | 11395 | 33KV | ELSINORE | ELSINORE | ELSINORE | 2216154 | 8343 | 88 | VALLEY | Valley Switch Center | VALLEY | Valley Switch Center
MAYFAIR | 11400 | 4KV | RAMONA | RAMONA | RAMONA | 2219070 | 5138 | 22 | MESA | Mesa Switch Center | MESA | Mesa Switch Center
MAYFIELD | 11410 | 4KV | SHARON | SHARON | SHARON | 2212168 | 5173 | 27 | GOULD | Mesa Switch Center | GOULD | Mesa Switch Center
MAYO | 11417 | 16KV | BULLIS | BULLIS | BULLIS | 2213136 | 5756 | 32 | LIGHTHIPE | Lighthipe Switch Center | LIGHTHIPE | Lighthipe Switch Center
MAYS | 11420 | 12KV | LANCASTER | LANCASTER | LANCASTER | 2212660 | 5514 | 36 | ANTELOPE | Vincent Switch Center | ANTELOPE | Vincent Switch Center
MAZATLAN | 11425 | 12KV | BREA | BREA | BREA | 2216194 | 8802 | 48 | OLINDA | Orange County Switch Ctr | OLINDA | Orange County Switch Ctr
MC ALLISTER | 11427 | 12KV | EL SOBRANTE | EL_SOBRANTE | EL_SOBRANTE | 2220642 | 8159 | 34 | MIRA LOMA | Mira Loma Switch Center | MIRA LOMA | Mira Loma Switch Center
MC CASLIN | 11443 | 4KV | AMARGO | AMARGO | AMARGO | 2215930 | 8102 | 86 | KRAMER | Lugo Switch Center | KRAMER | Lugo Switch Center
MC CLARY | 11446 | 4KV | MC CLARY P.T. | NotFound | NotFound | 2124856 | 7512 | 73 | NotFound | NotFound | NotFound | NotFound
MC CORMICK | 11473 | 12KV | CABRILLO | CABRILLO | CABRILLO | 2220290 | 5879 | 43 | JOHANNA | Orange County Switch Ctr | JOHANNA | Orange County Switch Ctr
MC COY | 11475 | 33KV | BLYTHE | NotFound | NotFound | 2220506 | 8048 | 87 | NotFound | NotFound | NotFound | NotFound
MCBEAN | 11432 | 16KV | NEWHALL | NEWHALL | NEWHALL | 2217376 | 5576 | 59 | SAUGUS | Vincent Switch Center | SAUGUS | Vincent Switch Center
MCCALLUM | 11478 | 4KV | BELDING | BELDING | BELDING | 2218346 | 8204 | 79 | DEVERS | Devers Switch Center | DEVERS | Devers Switch Center
MCCARTY | 11440 | 16KV | BEVERLY | BEVERLY | BEVERLY | 2216848 | 5201 | 42 | LA CIENEGA | El Nido Switch Center | LA CIENEGA | El Nido Switch Center
MCCLENNY | 11448 | 2.4KV | MCCLENNY P.T. | MCCLENNY P.T. | MCCLENNY P.T. | 2125697 | 7546 | 53 | VESTAL | Rector Switch Center | VESTAL | Rector Switch Center
MCCLOUD | 11450 | 16KV | JERSEY | JERSEY | JERSEY | 2215406 | 5776 | 32 | LIGHTHIPE | Lighthipe Switch Center | LIGHTHIPE | Lighthipe Switch Center
MCCLURE | 11460 | 12KV | BROWNING | BROWNING | BROWNING | 2214730 | 5304 | 51 | VESTAL | Rector Switch Center | VESTAL | Rector Switch Center
MCDONNELL | 11479 | 16KV | LENNOX | LENNOX | LENNOX | 2216886 | 5213 | 44 | EL NIDO | El Nido Switch Center | EL NIDO | El Nido Switch Center
MCENROE | 11483 | 12KV | WIMBLEDON | WIMBLEDON | WIMBLEDON | 2215220 | 5664 | 30 | ETIWANDA | Vista Switch Center | ETIWANDA | Vista Switch Center
MCEWAN | 11480 | 16KV | MARINE | MARINE | MARINE | 2219240 | 5217 | 42 | LA CIENEGA | El Nido Switch Center | LA CIENEGA | El Nido Switch Center
MCFARLAND | 11490 | 12KV | BROWNING | BROWNING | BROWNING | 2214730 | 5304 | 51 | VESTAL | Rector Switch Center | VESTAL | Rector Switch Center
MCGEE | 11493 | 12KV | SHERWIN | SHERWIN | SHERWIN | 2274059 | 2571 | 85 | INYO SCE | Control Switch Center | INYO SCE | Control Switch Center
MCKEEVER | 11496 | 12KV | BROOKHURST | BROOKHURST | BROOKHURST | 2213330 | 5854 | 33 | ELLIS | Orange County Switch Ctr | ELLIS | Orange County Switch Ctr
MCKEVETT | 11500 | 4KV | MCKEVETT P.T. | MCKEVETT P.T. | MCKEVETT P.T. | 2125113 | 7510 | 39 | SANTA CLARA | Ventura Switch Center | SANTA CLARA | Ventura Switch Center
MCKINLEY | 11510 | 4KV | FREMONT | FREMONT | FREMONT | 2217610 | 5720 | 32 | LIGHTHIPE | Lighthipe Switch Center | LIGHTHIPE | Lighthipe Switch Center
MCLAUGHLIN | 11512 | 12KV | NEWCOMB | NEWCOMB | NEWCOMB | 2218460 | 8342 | 77 | VALLEY | Valley Switch Center | VALLEY | Valley Switch Center
MCMANUS | 11515 | 12KV | THORNHILL | THORNHILL | THORNHILL | 2220356 | 8004 | 79 | DEVERS | Devers Switch Center | DEVERS | Devers Switch Center
MCNAB | 11520 | 4KV | LUCAS | LUCAS | LUCAS | 2213164 | 5771 | 46 | DEL AMO | Lighthipe Switch Center | DEL AMO | Lighthipe Switch Center
MCVEIGH | 21068 | 12KV | COMPRESS | COMPRESS | COMPRESS | 2213924 | 8818 | 44 | LA FRESA | El Nido Switch Center | LA FRESA | El Nido Switch Center
MEADOWBROOK | 11550 | 12KV | CARDIFF | CARDIFF | CARDIFF | 2217428 | 5608 | 31 | SAN BERNARDINO | Vista Switch Center | SAN BERNARDINO | Vista Switch Center
MEADOWLARK | 11535 | 12KV | WRIGHTWOOD | WRIGHTWOOD | WRIGHTWOOD | 2214864 | 5461 | 73 | VICTOR | Lugo Switch Center | VICTOR | Lugo Switch Center
MEAGAN | 11554 | 12KV | UPLAND | UPLAND | UPLAND | 2217504 | 5635 | 34 | PADUA | Mira Loma Switch Center | PADUA | Mira Loma Switch Center
MEANDER | 11551 | 16KV | BEVERLY | BEVERLY | BEVERLY | 2216848 | 5201 | 42 | LA CIENEGA | El Nido Switch Center | LA CIENEGA | El Nido Switch Center
MEARS | 11557 | 12KV | CUCAMONGA | CUCAMONGA | CUCAMONGA | 2219902 | 5677 | 34 | PADUA | Mira Loma Switch Center | PADUA | Mira Loma Switch Center
MEATS | 11560 | 12KV | VILLA PARK | VILLA_PARK | VILLA_PARK | 2216586 | 5082 | 29 | VILLA PARK | Orange County Switch Ctr | VILLA PARK | Orange County Switch Ctr
MEBANE | 11552 | 12KV | MEBANE P.T. | MEBANE P.T. | MEBANE P.T. | 2125130 | 7530 | 53 | ANTELOPE | Vincent Switch Center | ANTELOPE | Vincent Switch Center
MEDAL | 11563 | 12KV | TROPHY | TROPHY | TROPHY | 2217418 | 5603 | 26 | CHINO | Mira Loma Switch Center | CHINO | Mira Loma Switch Center
MEDALLION | 11565 | 12KV | LANCASTER | LANCASTER | LANCASTER | 2212660 | 5514 | 36 | ANTELOPE | Vincent Switch Center | ANTELOPE | Vincent Switch Center
MEDFORD | 11570 | 4KV | TERRACE | TERRACE | TERRACE | 2214438 | 5146 | 22 | MESA | Mesa Switch Center | MESA | Mesa Switch Center
MEDICAL | 11580 | 4KV | COLORADO | COLORADO | COLORADO | 2212358 | 5242 | 42 | LA CIENEGA | El Nido Switch Center | LA CIENEGA | El Nido Switch Center
MEDIO | 11590 | 4KV | BIXBY | BIXBY | BIXBY | 2215270 | 5707 | 46 | ALAMITOS | Lighthipe Switch Center | ALAMITOS | Lighthipe Switch Center
MEDNICK | 11600 | 4KV | BICKNELL | BICKNELL | BICKNELL | 2216692 | 5109 | 22 | MESA | Mesa Switch Center | MESA | Mesa Switch Center
MEDUSA | 11605 | 12KV | SAN BERNARDINO | SAN_BERNARDINO | SAN_BERNARDINO | 2215864 | 8076 | 31 | SAN BERNARDINO | Vista Switch Center | SAN BERNARDINO | Vista Switch Center
MELINDA | 11616 | 12KV | ONEILL | ONEILL | ONEILL | 2216200 | 8810 | 43 | VIEJO | Orange County Switch Ctr | VIEJO | Orange County Switch Ctr
MELISSA | 11618 | 12KV | LA VETA | LA_VETA | LA_VETA | 2215558 | 5835 | 29 | VILLA PARK | Orange County Switch Ctr | VILLA PARK | Orange County Switch Ctr
MELODY | 11625 | 25KV | HI DESERT | HI_DESERT | HI_DESERT | 2218102 | 8029 | 84 | DEVERS | Devers Switch Center | DEVERS | Devers Switch Center
MELON | 11621 | 12KV | BLYTHE CITY | NotFound | NotFound | 2220602 | 8113 | 87 | NotFound | NotFound | NotFound | NotFound
MELVERE | 11627 | 12KV | HEMET | HEMET | HEMET | 2220650 | 8164 | 77 | VALLEY | Valley Switch Center | VALLEY | Valley Switch Center
MEMORY | 11635 | 12KV | LA HABRA | LA_HABRA | LA_HABRA | 2215550 | 5832 | 48 | OLINDA | Orange County Switch Ctr | OLINDA | Orange County Switch Ctr
MEMPHIS | 18633 | 12KV | TENNESSEE | TENNESSEE | TENNESSEE | 2219824 | 5628 | 31 | SAN BERNARDINO | Vista Switch Center | SAN BERNARDINO | Vista Switch Center
MENDOCINO | 11639 | 12KV | FAIRVIEW | FAIRVIEW | FAIRVIEW | 2220170 | 5821 | 29 | JOHANNA | Orange County Switch Ctr | JOHANNA | Orange County Switch Ctr
MENIFEE | 11058 | 12KV | NEWCOMB | NEWCOMB | NEWCOMB | 2218460 | 8342 | 77 | VALLEY | Valley Switch Center | VALLEY | Valley Switch Center
MENLO | 11640 | 4KV | YUKON | YUKON | YUKON | 2214644 | 5241 | 44 | LA FRESA | El Nido Switch Center | LA FRESA | El Nido Switch Center
MENTRY | 11644 | 16KV | NEWHALL | NEWHALL | NEWHALL | 2217376 | 5576 | 59 | SAUGUS | Vincent Switch Center | SAUGUS | Vincent Switch Center
MERCADO | 11660 | 12KV | TELEGRAPH | TELEGRAPH | TELEGRAPH | 2213396 | 5892 | 48 | OLINDA | Orange County Switch Ctr | OLINDA | Orange County Switch Ctr
MERCANTILE | 11670 | 4KV | INGLEWOOD | INGLEWOOD | INGLEWOOD | 2212266 | 5211 | 44 | EL NIDO | El Nido Switch Center | EL NIDO | El Nido Switch Center
MERCEDES | 11675 | 12KV | VERA | VERA | VERA | 2217782 | 5801 | 29 | ELLIS | Orange County Switch Ctr | ELLIS | Orange County Switch Ctr
MERCER | 11680 | 16KV | NEWMARK | NEWMARK | NEWMARK | 2214416 | 5136 | 22 | MESA | Mesa Switch Center | MESA | Mesa Switch Center
MEREDITH | 11685 | 33KV | CALECTRIC | CALECTRIC | CALECTRIC | 2218150 | 8042 | 31 | VISTA | Vista Switch Center | VISTA | Vista Switch Center
MERIDIAN | 11690 | 16KV | ANITA | ANITA | ANITA | 2216680 | 5105 | 27 | RIO HONDO | Mesa Switch Center | RIO HONDO | Mesa Switch Center
MERLIN | 11695 | 16KV | LATIGO | LATIGO | LATIGO | 2219378 | 5272 | 35 | MOORPARK | Ventura Switch Center | MOORPARK | Ventura Switch Center
MERLOT | 11697 | 12KV | PAUBA | PAUBA | PAUBA | 2220348 | 8003 | 88 | VALLEY | Valley Switch Center | VALLEY | Valley Switch Center
MERRIL | 11700 | 4KV | FLANCO | FLANCO | FLANCO | 2217446 | 5616 | 30 | ETIWANDA | Vista Switch Center | ETIWANDA | Vista Switch Center
MERRIT | 11720 | 12KV | POPLAR | POPLAR | POPLAR | 2217098 | 5322 | 51 | VESTAL | Rector Switch Center | VESTAL | Rector Switch Center
MERRYMAN | 11730 | 12KV | VENIDA | VENIDA | VENIDA | 2217116 | 5330 | 51 | RECTOR | Rector Switch Center | RECTOR | Rector Switch Center
MERVIN | 11750 | 4KV | AMADOR | AMADOR | AMADOR | 2214462 | 5161 | 22 | RIO HONDO | Mesa Switch Center | RIO HONDO | Mesa Switch Center
MESA GRANDE | 11732 | 12KV | YUCAIPA | YUCAIPA | YUCAIPA | 2219838 | 5636 | 31 | SAN BERNARDINO | Vista Switch Center | SAN BERNARDINO | Vista Switch Center
MESCAL | 11734 | 12KV | MILLIKEN | MILLIKEN | MILLIKEN | 2215218 | 5663 | 34 | MIRA LOMA | Mira Loma Switch Center | MIRA LOMA | Mira Loma Switch Center
MESMER | 11740 | 4KV | CULVER | CULVER | CULVER | 2212238 | 5204 | 42 | LA CIENEGA | El Nido Switch Center | LA CIENEGA | El Nido Switch Center
MESQUITE | 11744 | 12KV | HESPERIA | HESPERIA | HESPERIA | 2218228 | 8087 | 73 | VICTOR | Lugo Switch Center | VICTOR | Lugo Switch Center
METEOR | 11752 | 12KV | GISLER | GISLER | GISLER | 2220234 | 5851 | 33 | ELLIS | Orange County Switch Ctr | ELLIS | Orange County Switch Ctr
METRO | 11780 | 12KV | UPLAND | UPLAND | UPLAND | 2217504 | 5635 | 34 | PADUA | Mira Loma Switch Center | PADUA | Mira Loma Switch Center
METTLER | 11760 | 12KV | CUMMINGS | CUMMINGS | CUMMINGS | 2214840 | 5357 | 52 | ANTELOPE | Vincent Switch Center | ANTELOPE | Vincent Switch Center
METZ | 11770 | 4KV | CLARK | CLARK | CLARK | 2217718 | 5769 | 46 | ALAMITOS | Lighthipe Switch Center | ALAMITOS | Lighthipe Switch Center
MEXICO | 11796 | 12KV | ELY | ELY | ELY | 2213258 | 5819 | 48 | BARRE | Orange County Switch Ctr | BARRE | Orange County Switch Ctr
MIAMI | 11803 | 4KV | SULLIVAN | SULLIVAN | SULLIVAN | 2220256 | 5862 | 29 | ELLIS | Orange County Switch Ctr | ELLIS | Orange County Switch Ctr
MICA | 11811 | 16KV | CREST | CREST | CREST | 2217012 | 5264 | 44 | LA FRESA | El Nido Switch Center | LA FRESA | El Nido Switch Center
MICHAEL | 11817 | 12KV | CORONA | CORONA | CORONA | 2220750 | 8279 | 34 | MIRA LOMA | Mira Loma Switch Center | MIRA LOMA | Mira Loma Switch Center
MICHELLE | 11818 | 12KV | CORTEZ | CORTEZ | CORTEZ | 2214504 | 5186 | 26 | WALNUT | Mira Loma Switch Center | WALNUT | Mira Loma Switch Center
MICHIGAN | 11820 | 4KV | SIGNAL HILL | SIGNAL_HILL | SIGNAL_HILL | 2215348 | 5753 | 46 | LIGHTHIPE | Lighthipe Switch Center | LIGHTHIPE | Lighthipe Switch Center
MICRO | 11830 | 4KV | LINE CREEK | LINE_CREEK | LINE_CREEK | 2273989 | 5352 | 50 | BIG CREEK SYSTEM | Rector Switch Center | BIG CREEK SYSTEM | Rector Switch Center
MID VALLE | 11863 | 12KV | LIBERTY | LIBERTY | LIBERTY | 2212500 | 5312 | 51 | RECTOR | Rector Switch Center | RECTOR | Rector Switch Center
MIDDLE ROAD | 11840 | 16KV | SATICOY | SATICOY | SATICOY | 2219652 | 5534 | 39 | SANTA CLARA | Ventura Switch Center | SANTA CLARA | Ventura Switch Center
MIDDLECOFF | 11836 | 12KV | LAFAYETTE | LAFAYETTE | LAFAYETTE | 2220276 | 5872 | 33 | ELLIS | Orange County Switch Ctr | ELLIS | Orange County Switch Ctr
MIDGE | 11843 | 12KV | QUINN | QUINN | QUINN | 2219520 | 5343 | 51 | VESTAL | Rector Switch Center | VESTAL | Rector Switch Center
MIDORI | 11844 | 12KV | MILLIKEN | MILLIKEN | MILLIKEN | 2215218 | 5663 | 34 | MIRA LOMA | Mira Loma Switch Center | MIRA LOMA | Mira Loma Switch Center
MIDWAY | 11850 | 4KV | CEDARWOOD | CEDARWOOD | CEDARWOOD | 2217920 | 5859 | 33 | BARRE | Orange County Switch Ctr | BARRE | Orange County Switch Ctr
MIDWICK | 11860 | 4KV | RAMONA | RAMONA | RAMONA | 2219070 | 5138 | 22 | MESA | Mesa Switch Center | MESA | Mesa Switch Center
MIGUEL | 11870 | 12KV | ALON | ALON | ALON | 2219924 | 5701 | 32 | LIGHTHIPE | Lighthipe Switch Center | LIGHTHIPE | Lighthipe Switch Center
MILDRED | 11878 | 12KV | MARION | MARION | MARION | 2215624 | 5866 | 48 | BARRE | Orange County Switch Ctr | BARRE | Orange County Switch Ctr
MILER | 11888 | 12KV | TROPHY | TROPHY | TROPHY | 2217418 | 5603 | 26 | CHINO | Mira Loma Switch Center | CHINO | Mira Loma Switch Center
MILES | 11890 | 4KV | HUNTINGTON PARK | HUNTINGTON_PARK | HUNTINGTON_PARK | 2219992 | 5728 | 32 | LAGUNA BELL | Lighthipe Switch Center | LAGUNA BELL | Lighthipe Switch Center
MILK | 11895 | 12KV | TULARE | TULARE | TULARE | 2212542 | 5328 | 51 | RECTOR | Rector Switch Center | RECTOR | Rector Switch Center
MILL | 11900 | 12KV | SANTA FE SPRINGS | SANTA_FE_SPRINGS | SANTA_FE_SPRINGS | 2215586 | 5850 | 47 | CENTER | Lighthipe Switch Center | CENTER | Lighthipe Switch Center
MILLENNIUM | 11907 | 12KV | NOGALES | NOGALES | NOGALES | 2215204 | 5655 | 26 | WALNUT | Mira Loma Switch Center | WALNUT | Mira Loma Switch Center
MILLER | 11910 | 4KV | WALTERIA | WALTERIA | WALTERIA | 2216944 | 5233 | 44 | LA FRESA | El Nido Switch Center | LA FRESA | El Nido Switch Center
MILLERGROVE | 11911 | 12KV | PASSONS | PASSONS | PASSONS | 2217998 | 5893 | 47 | CENTER | Lighthipe Switch Center | CENTER | Lighthipe Switch Center
MILLPOINT | 11913 | 12KV | ALON | ALON | ALON | 2219924 | 5701 | 32 | LIGHTHIPE | Lighthipe Switch Center | LIGHTHIPE | Lighthipe Switch Center
MILO | 11914 | 16KV | VALDEZ | VALDEZ | VALDEZ | 2212338 | 5236 | 35 | MOORPARK | Ventura Switch Center | MOORPARK | Ventura Switch Center
MILPAS | 11915 | 16KV | SANTA BARBARA | SANTA_BARBARA | SANTA_BARBARA | 2212706 | 5531 | 49 | GOLETA | Ventura Switch Center | GOLETA | Ventura Switch Center
MIMOSA | 11918 | 12KV | TAMARISK | TAMARISK | TAMARISK | 2218266 | 8099 | 79 | DEVERS | Devers Switch Center | DEVERS | Devers Switch Center
MINERAL | 11920 | 12KV | VISALIA | VISALIA | VISALIA | 2212548 | 5331 | 51 | RECTOR | Rector Switch Center | RECTOR | Rector Switch Center
MINGO | 11931 | 12KV | SAVAGE | SAVAGE | SAVAGE | 2220412 | 8020 | 73 | VICTOR | Lugo Switch Center | VICTOR | Lugo Switch Center
MINNESOTA | 11936 | 12KV | CAROLINA | CAROLINA | CAROLINA | 2217814 | 5813 | 48 | OLINDA | Orange County Switch Ctr | OLINDA | Orange County Switch Ctr
MINNOW | 11935 | 16KV | EL NIDO | EL_NIDO | EL_NIDO | 2218582 | 5023 | 44 | EL NIDO | El Nido Switch Center | EL NIDO | El Nido Switch Center
MINOR | 11938 | 12KV | NELSON | NELSON | NELSON | 2215814 | 8038 | 77 | VALLEY | Valley Switch Center | VALLEY | Valley Switch Center
MINOSA | 11937 | 12KV | CROWN | CROWN | CROWN | 2217826 | 5818 | 33 | SANTIAGO | Orange County Switch Ctr | SANTIAGO | Orange County Switch Ctr
MINOTAUR | 11939 | 12KV | SAN BERNARDINO | SAN_BERNARDINO | SAN_BERNARDINO | 2215864 | 8076 | 31 | SAN BERNARDINO | Vista Switch Center | SAN BERNARDINO | Vista Switch Center
MINT CANYON | 11940 | 16KV | SAUGUS | SAUGUS | SAUGUS | 2211724 | 5051 | 59 | SAUGUS | Vincent Switch Center | SAUGUS | Vincent Switch Center
MINUTEMAN | 11945 | 12KV | LIBERTY | LIBERTY | LIBERTY | 2212500 | 5312 | 51 | RECTOR | Rector Switch Center | RECTOR | Rector Switch Center
MIRA | 11948 | 12KV | CARMENITA | CARMENITA | CARMENITA | 2217816 | 5814 | 47 | DEL AMO | Lighthipe Switch Center | DEL AMO | Lighthipe Switch Center
MIRACLE CITY | 11949 | 4.8KV | RIDGECREST | RIDGECREST | RIDGECREST | 2216052 | 8226 | 86 | KRAMER | Lugo Switch Center | KRAMER | Lugo Switch Center
MIRALESTA | 11950 | 16KV | ROLLING HILLS | ROLLING_HILLS | ROLLING_HILLS | 2216994 | 5252 | 44 | LA FRESA | El Nido Switch Center | LA FRESA | El Nido Switch Center
MIRAMAR | 11960 | 4KV | MONTECITO | MONTECITO | MONTECITO | 2212684 | 5524 | 49 | GOLETA | Ventura Switch Center | GOLETA | Ventura Switch Center
MIRAMONTE | 11970 | 4KV | HUNTINGTON PARK | HUNTINGTON_PARK | HUNTINGTON_PARK | 2219992 | 5728 | 32 | LAGUNA BELL | Lighthipe Switch Center | LAGUNA BELL | Lighthipe Switch Center
MIRROR | 11975 | 12KV | SAVAGE | SAVAGE | SAVAGE | 2220412 | 8020 | 73 | VICTOR | Lugo Switch Center | VICTOR | Lugo Switch Center
MISSION | 12000 | 16KV | SAN FERNANDO | SAN_FERNANDO | SAN_FERNANDO | 2214994 | 5550 | 59 | SAUGUS | Vincent Switch Center | SAUGUS | Vincent Switch Center
MISSISSIPPI | 12005 | 12KV | RIVERWAY | RIVERWAY | RIVERWAY | 2214854 | 5374 | 51 | RECTOR | Rector Switch Center | RECTOR | Rector Switch Center
MISSOURI | 11990 | 4KV | SOUTH GATE | SOUTH_GATE | SOUTH_GATE | 2220094 | 5787 | 32 | LAGUNA BELL | Lighthipe Switch Center | LAGUNA BELL | Lighthipe Switch Center
MIST | 12011 | 16KV | CAPITAN | CAPITAN | CAPITAN | 2214850 | 5372 | 49 | GOLETA | Ventura Switch Center | GOLETA | Ventura Switch Center
MISTLETOE | 12012 | 12KV | TAMARISK | TAMARISK | TAMARISK | 2218266 | 8099 | 79 | DEVERS | Devers Switch Center | DEVERS | Devers Switch Center
MITCHELL | 12015 | 12KV | SEABRIGHT | SEABRIGHT | SEABRIGHT | 2217772 | 5790 | 46 | HINSON | Lighthipe Switch Center | HINSON | Lighthipe Switch Center
MOAB | 13480 | 4KV | MOAB P.T. | MOAB P.T. | MOAB P.T. | 2124293 | 7534 | 26 | PADUA | Mira Loma Switch Center | PADUA | Mira Loma Switch Center
MOCCASIN | 12024 | 16KV | NORTH OAKS | NORTH_OAKS | NORTH_OAKS | 2214980 | 5542 | 59 | SAUGUS | Vincent Switch Center | SAUGUS | Vincent Switch Center
MOCKINGBIRD | 12027 | 12KV | MOCKINGBIRD P.T. | MOCKINGBIRD P.T. | MOCKINGBIRD P.T. | 2125690 | 7545 | 84 | DEVERS | Devers Switch Center | DEVERS | Devers Switch Center
MODELO | 12028 | 12KV | JEFFERSON | JEFFERSON | JEFFERSON | 2220744 | 8275 | 34 | MIRA LOMA | Mira Loma Switch Center | MIRA LOMA | Mira Loma Switch Center
MODJESKA | 12030 | 12KV | ONEILL | ONEILL | ONEILL | 2216200 | 8810 | 43 | VIEJO | Orange County Switch Ctr | VIEJO | Orange County Switch Ctr
MOFFITT | 12040 | 12KV | LEMON COVE | LEMON_COVE | LEMON_COVE | 2214756 | 5316 | 51 | RECTOR | Rector Switch Center | RECTOR | Rector Switch Center
MOHAWK | 12050 | 4KV | SIERRA MADRE | SIERRA_MADRE | SIERRA_MADRE | 2216752 | 5144 | 27 | RIO HONDO | Mesa Switch Center | RIO HONDO | Mesa Switch Center
MOHICAN | 12055 | 12KV | INDIAN WELLS | INDIAN_WELLS | INDIAN_WELLS | 2218478 | 8345 | 79 | DEVERS | Devers Switch Center | DEVERS | Devers Switch Center
MOLE | 12060 | 12KV | PICO | PICO | PICO | 2219974 | 5722 | 46 | HINSON | Lighthipe Switch Center | HINSON | Lighthipe Switch Center
MOLINO | 12070 | 12KV | HATHAWAY | HATHAWAY | HATHAWAY | 2217626 | 5726 | 46 | ALAMITOS | Lighthipe Switch Center | ALAMITOS | Lighthipe Switch Center
MONA | 12080 | 4KV | ATHENS | ATHENS | ATHENS | 2217628 | 5727 | 32 | LIGHTHIPE | Lighthipe Switch Center | LIGHTHIPE | Lighthipe Switch Center
MONACHE | 12083 | 12KV | PORTERVILLE | PORTERVILLE | PORTERVILLE | 2212530 | 5323 | 51 | SPRINGVILLE | Rector Switch Center | SPRINGVILLE | Rector Switch Center
MONACO | 12081 | 4KV | MONACO U.G.S. | MONACO_U.G.S. | MONACO_U.G.S. | 2124884 | 7528 | 44 | LA FRESA | El Nido Switch Center | LA FRESA | El Nido Switch Center
MONARCH | 12085 | 16KV | ROYAL | ROYAL | ROYAL | 2212820 | 5580 | 35 | MOORPARK | Ventura Switch Center | MOORPARK | Ventura Switch Center
MONEY | 12084 | 12KV | SANTIAGO | SANTIAGO | SANTIAGO | 2211986 | 5088 | 43 | SANTIAGO | Orange County Switch Ctr | SANTIAGO | Orange County Switch Ctr
MONOPOLY | 12087 | 12KV | JOHANNA | JOHANNA | JOHANNA | 2216608 | 5085 | 29 | JOHANNA | Orange County Switch Ctr | JOHANNA | Orange County Switch Ctr
MONROE | 12090 | 12KV | WOODVILLE | WOODVILLE | WOODVILLE | 2219506 | 5333 | 51 | SPRINGVILLE | Rector Switch Center | SPRINGVILLE | Rector Switch Center
MONSON | 12100 | 12KV | OAK GROVE | OAK_GROVE | OAK_GROVE | 2217124 | 5337 | 51 | RECTOR | Rector Switch Center | RECTOR | Rector Switch Center
MONSOON | 12105 | 12KV | YORBA LINDA | YORBA_LINDA | YORBA_LINDA | 2213376 | 5880 | 48 | VILLA PARK | Orange County Switch Ctr | VILLA PARK | Orange County Switch Ctr
MONTANA | 12110 | 12KV | SIGNAL HILL | SIGNAL_HILL | SIGNAL_HILL | 2215350 | 5753 | 46 | LIGHTHIPE | Lighthipe Switch Center | LIGHTHIPE | Lighthipe Switch Center
MONTARA | 12112 | 33KV | BARSTOW | BARSTOW | BARSTOW | 2273806 | 8110 | 72 | ELDORADO | Eldorado Switch Center | ELDORADO | Eldorado Switch Center
MONTCLAIR | 12114 | 12KV | SAN ANTONIO | SAN_ANTONIO | SAN_ANTONIO | 2219828 | 5631 | 34 | PADUA | Mira Loma Switch Center | PADUA | Mira Loma Switch Center
MONTGOMERY | 12131 | 16KV | ROYAL | ROYAL | ROYAL | 2212820 | 5580 | 35 | MOORPARK | Ventura Switch Center | MOORPARK | Ventura Switch Center
MONTREAL | 12136 | 12KV | CANADIAN | CANADIAN | CANADIAN | 7090714 | 6599 | 40 | VISTA | Vista Switch Center | VISTA | Vista Switch Center
MONTROSE | 12140 | 4KV | LA CANADA | LA_CANADA | LA_CANADA | 2219036 | 5130 | 27 | GOULD | Mesa Switch Center | GOULD | Mesa Switch Center
MONTY | 12143 | 12KV | CARDIFF | CARDIFF | CARDIFF | 2217428 | 5608 | 31 | SAN BERNARDINO | Vista Switch Center | SAN BERNARDINO | Vista Switch Center
MONUMENT | 12147 | 12KV | JOSHUA TREE | JOSHUA_TREE | JOSHUA_TREE | 2218330 | 8172 | 84 | DEVERS | Devers Switch Center | DEVERS | Devers Switch Center
MOODY | 12150 | 12KV | CARMENITA | CARMENITA | CARMENITA | 2217816 | 5814 | 47 | DEL AMO | Lighthipe Switch Center | DEL AMO | Lighthipe Switch Center
MOON | 12155 | 4KV | WALTERIA | WALTERIA | WALTERIA | 2216944 | 5233 | 44 | LA FRESA | El Nido Switch Center | LA FRESA | El Nido Switch Center
MOONBEAM | 12160 | 4KV | REPETTO | REPETTO | REPETTO | 2216782 | 5164 | 22 | MESA | Mesa Switch Center | MESA | Mesa Switch Center
MOONGLOW | 12159 | 12KV | QUARTZ HILL | QUARTZ_HILL | QUARTZ_HILL | 2219714 | 5566 | 36 | ANTELOPE | Vincent Switch Center | ANTELOPE | Vincent Switch Center
MOONWALK | 12164 | 12KV | GISLER | GISLER | GISLER | 2220234 | 5851 | 33 | ELLIS | Orange County Switch Ctr | ELLIS | Orange County Switch Ctr
MOORE | 12165 | 4KV | FRUITLAND | FRUITLAND | FRUITLAND | 2213070 | 5718 | 32 | LAGUNA BELL | Lighthipe Switch Center | LAGUNA BELL | Lighthipe Switch Center
MORA | 12167 | 12KV | RANDALL | RANDALL | RANDALL | 2215076 | 5601 | 30 | ETIWANDA | Vista Switch Center | ETIWANDA | Vista Switch Center
MORAN | 12170 | 12KV | LAYFAIR | LAYFAIR | LAYFAIR | 2217522 | 5645 | 26 | PADUA | Mira Loma Switch Center | PADUA | Mira Loma Switch Center
MORELAND | 12175 | 16KV | SANTA SUSANA | SANTA_SUSANA | SANTA_SUSANA | 2214960 | 5532 | 35 | SAUGUS | Vincent Switch Center | SAUGUS | Vincent Switch Center
MORELLO | 12177 | 12KV | MARASCHINO | MARASCHINO | MARASCHINO | 2220594 | 8096 | 31 | VISTA | Vista Switch Center | VISTA | Vista Switch Center
MORGAN | 12180 | 4KV | DITMAR | DITMAR | DITMAR | 2212364 | 5246 | 44 | LA FRESA | El Nido Switch Center | LA FRESA | El Nido Switch Center
MORGANSTEIN | 01354 | 16KV | MOORPARK | MOORPARK | MOORPARK | 2211770 | 5056 | 35 | MOORPARK | Ventura Switch Center | MOORPARK | Ventura Switch Center
MORITZ | 12190 | 12KV | HUSTON | HUSTON | HUSTON | 2212902 | 5621 | 40 | VISTA | Vista Switch Center | VISTA | Vista Switch Center
MORONGO | 12178 | 12KV | MORONGO P.T. | MORONGO P.T. | MORONGO P.T. | 2125163 | 7549 | 84 | DEVERS | Devers Switch Center | DEVERS | Devers Switch Center
MORRIE | 12197 | 16KV | SAUGUS | SAUGUS | SAUGUS | 2211724 | 5051 | 59 | SAUGUS | Vincent Switch Center | SAUGUS | Vincent Switch Center
MORRIS | 12198 | 12KV | AULD | AULD | AULD | 2213470 | 8018 | 88 | VALLEY | Valley Switch Center | VALLEY | Valley Switch Center
MORRISON | 12199 | 12KV | ELLIS | ELLIS | ELLIS | 2218928 | 5086 | 33 | ELLIS | Orange County Switch Ctr | ELLIS | Orange County Switch Ctr
MORSE | 12205 | 12KV | CABRILLO | CABRILLO | CABRILLO | 2220290 | 5879 | 43 | JOHANNA | Orange County Switch Ctr | JOHANNA | Orange County Switch Ctr
MORTON | 12210 | 4KV | PORTERVILLE | PORTERVILLE | PORTERVILLE | 2219466 | 5323 | 51 | SPRINGVILLE | Rector Switch Center | SPRINGVILLE | Rector Switch Center
MOSEBROOK | 12243 | 12KV | NAROD | NAROD | NAROD | 2212960 | 5648 | 34 | CHINO | Mira Loma Switch Center | CHINO | Mira Loma Switch Center
MOSQUITO | 12226 | 12KV | KIMBALL | KIMBALL | KIMBALL | 2688 | 5176 | 34 | CHINO | Mira Loma Switch Center | CHINO | Mira Loma Switch Center
MOSSBERG | 12240 | 12KV | DALTON | DALTON | DALTON | 2216828 | 5188 | 27 | RIO HONDO | Mesa Switch Center | RIO HONDO | Mesa Switch Center
MOSSMAN | 12242 | 12KV | LOS CERRITOS | LOS_CERRITOS | LOS_CERRITOS | 2217660 | 5738 | 46 | HINSON | Lighthipe Switch Center | HINSON | Lighthipe Switch Center
MOTZ | 12260 | 12KV | LIGHTHIPE | LIGHTHIPE | LIGHTHIPE | 2211882 | 5073 | 46 | LIGHTHIPE | Lighthipe Switch Center | LIGHTHIPE | Lighthipe Switch Center
MOUNTAIN | 12270 | 4KV | ARRO | ARRO | ARRO | 2219768 | 5602 | 31 | SAN BERNARDINO | Vista Switch Center | SAN BERNARDINO | Vista Switch Center
MOWDER | 12290 | 4KV | WINDSOR HILLS | WINDSOR_HILLS | WINDSOR_HILLS | 2214618 | 5235 | 44 | LA CIENEGA | El Nido Switch Center | LA CIENEGA | El Nido Switch Center
MOYNIER | 12300 | 4KV | MOYNIER P.T. | MOYNIER P.T. | MOYNIER P.T. | 2125137 | 7536 | 42 | LA CIENEGA | El Nido Switch Center | LA CIENEGA | El Nido Switch Center
MT. GIVENS | 12317 | 2.4KV | MT. GIVENS P.T. | MT. GIVENS P.T. | MT. GIVENS P.T. | 2125706 | 7547 | 50 | BIG CREEK SYSTEM | Rector Switch Center | BIG CREEK SYSTEM | Rector Switch Center
MTS#1 | 21097 | 25KV | DOCK | DOCK | DOCK | 2212174 | 5177 | 46 | HINSON | Lighthipe Switch Center | HINSON | Lighthipe Switch Center
MTS#2 | 21098 | 25KV | DOCK | DOCK | DOCK | 2212174 | 5177 | 46 | HINSON | Lighthipe Switch Center | HINSON | Lighthipe Switch Center
MTS#3 | 21099 | 25KV | DOCK | DOCK | DOCK | 2212174 | 5177 | 46 | HINSON | Lighthipe Switch Center | HINSON | Lighthipe Switch Center
MUDDY | 12304 | 12KV | ELSINORE | ELSINORE | ELSINORE | 2213864 | 8343 | 88 | VALLEY | Valley Switch Center | VALLEY | Valley Switch Center
MUFFIN | 12312 | 12KV | SIXTEENTH STREET | SIXTEENTH_STREET | SIXTEENTH_STREET | 2216064 | 8239 | 31 | VISTA | Vista Switch Center | VISTA | Vista Switch Center
MUGU | 12340 | 16KV | COLONIA | COLONIA | COLONIA | 2219578 | 5505 | 39 | SANTA CLARA | Ventura Switch Center | SANTA CLARA | Ventura Switch Center
MUIRLANDS | 12318 | 12KV | IRVINE | IRVINE | IRVINE | 2217856 | 5829 | 43 | SANTIAGO | Orange County Switch Ctr | SANTIAGO | Orange County Switch Ctr
MULBERRY | 12320 | 4KV | FRIENDLY HILLS | FRIENDLY_HILLS | FRIENDLY_HILLS | 2215676 | 5891 | 48 | OLINDA | Orange County Switch Ctr | OLINDA | Orange County Switch Ctr
MULE CANYON | 12325 | 12KV | YERMO | YERMO | YERMO | 2218402 | 8268 | 72 | ELDORADO | Eldorado Switch Center | ELDORADO | Eldorado Switch Center
MULFORD | 12330 | 16KV | FERNWOOD | FERNWOOD | FERNWOOD | 2217676 | 5749 | 32 | LIGHTHIPE | Lighthipe Switch Center | LIGHTHIPE | Lighthipe Switch Center
MULHOLLAND | 12350 | 16KV | CRATER | CRATER | CRATER | 2214634 | 5239 | 35 | MOORPARK | Ventura Switch Center | MOORPARK | Ventura Switch Center
MULKEY | 12331 | 12KV | DEL ROSA | DEL_ROSA | DEL_ROSA | 2219894 | 5670 | 31 | SAN BERNARDINO | Vista Switch Center | SAN BERNARDINO | Vista Switch Center
MULLIGAN | 12338 | 12KV | MURPHY | MURPHY | MURPHY | 2213242 | 5812 | 47 | CENTER | Lighthipe Switch Center | CENTER | Lighthipe Switch Center
MUMMY | 12355 | 12KV | UNIVERSAL | UNIVERSAL | UNIVERSAL | 2219740 | 5584 | 59 | EAGLE ROCK | Mesa Switch Center | EAGLE ROCK | Mesa Switch Center
MURIEL | 12360 | 4KV | LONGDON | LONGDON | LONGDON | 2217730 | 5774 | 32 | LIGHTHIPE | Lighthipe Switch Center | LIGHTHIPE | Lighthipe Switch Center
MUROC | 12370 | 12KV | REDMAN | REDMAN | REDMAN | 2212700 | 5530 | 36 | ANTELOPE | Vincent Switch Center | ANTELOPE | Vincent Switch Center
MURRAY | 12383 | 12KV | PALM CANYON | PALM_CANYON | PALM_CANYON | 2218356 | 8214 | 79 | DEVERS | Devers Switch Center | DEVERS | Devers Switch Center
MUSCATEL | 12390 | 4KV | IVAR | IVAR | IVAR | 2214448 | 5153 | 22 | MESA | Mesa Switch Center | MESA | Mesa Switch Center
MUSE | 12395 | 12KV | TIMOTEO | TIMOTEO | TIMOTEO | 2217420 | 5604 | 31 | SAN BERNARDINO | Vista Switch Center | SAN BERNARDINO | Vista Switch Center
MUSEUM | 12400 | 12KV | PIUTE | PIUTE | PIUTE | 2219670 | 5545 | 36 | ANTELOPE | Vincent Switch Center | ANTELOPE | Vincent Switch Center
MUSICK | 12410 | 7KV | BIG CREEK 2 | BIG_CREEK_2 | BIG_CREEK_2 | 2273947 | 5302 | 50 | BIG CREEK SYSTEM | Rector Switch Center | BIG CREEK SYSTEM | Rector Switch Center
MUSKET | 12406 | 12KV | PIONEER | PIONEER | PIONEER | 2217978 | 5886 | 47 | CENTER | Lighthipe Switch Center | CENTER | Lighthipe Switch Center
MUSSEL | 12420 | 12KV | HANFORD | HANFORD | HANFORD | 2219430 | 5310 | 51 | RECTOR | Rector Switch Center | RECTOR | Rector Switch Center
MUSTANG | 12425 | 12KV | ISABELLA | ISABELLA | ISABELLA | 2217138 | 5347 | 53 | RECTOR | Rector Switch Center | RECTOR | Rector Switch Center
MUTUAL | 12430 | 12KV | REDLANDS | REDLANDS | REDLANDS | 2215146 | 5629 | 31 | SAN BERNARDINO | Vista Switch Center | SAN BERNARDINO | Vista Switch Center
MYDA | 12438 | 4KV | RAVENDALE | RAVENDALE | RAVENDALE | 2219146 | 5179 | 27 | MESA | Mesa Switch Center | MESA | Mesa Switch Center
MYFORD | 12440 | 12KV | IRVINE | IRVINE | IRVINE | 2217856 | 5829 | 43 | SANTIAGO | Orange County Switch Ctr | SANTIAGO | Orange County Switch Ctr
MYRTLE | 12450 | 4KV | MONROVIA | MONROVIA | MONROVIA | 2216734 | 5134 | 27 | RIO HONDO | Mesa Switch Center | RIO HONDO | Mesa Switch Center
MYSTIC | 12460 | 12KV | SANTA FE SPRINGS | SANTA_FE_SPRINGS | SANTA_FE_SPRINGS | 2215586 | 5850 | 47 | CENTER | Lighthipe Switch Center | CENTER | Lighthipe Switch Center
NADEAU | 12470 | 4KV | GRAHAM | GRAHAM | GRAHAM | 2215300 | 5725 | 32 | LAGUNA BELL | Lighthipe Switch Center | LAGUNA BELL | Lighthipe Switch Center
NADINE | 12474 | 4KV | TEMPLE | TEMPLE | TEMPLE | 2214476 | 5170 | 27 | MESA | Mesa Switch Center | MESA | Mesa Switch Center
NADIR | 12476 | 4KV | DOHENY | DOHENY | DOHENY | 2219220 | 5209 | 42 | LA CIENEGA | El Nido Switch Center | LA CIENEGA | El Nido Switch Center
NANCE | 12478 | 12KV | ALESSANDRO | ALESSANDRO | ALESSANDRO | 2218086 | 8024 | 77 | VALLEY | Valley Switch Center | VALLEY | Valley Switch Center
NANCY | 12480 | 4KV | STIRRUP | STIRRUP | STIRRUP | 2217006 | 5259 | 44 | LA FRESA | El Nido Switch Center | LA FRESA | El Nido Switch Center
NAPA | 12482 | 12KV | VALLEY | VALLEY | VALLEY | 2211862 | 5070 | 77 | VALLEY | Valley Switch Center | VALLEY | Valley Switch Center
NAPOLEON | 12485 | 12KV | MARASCHINO | MARASCHINO | MARASCHINO | 2220594 | 8096 | 31 | VISTA | Vista Switch Center | VISTA | Vista Switch Center
NARBONNE | 12490 | 4KV | WALTERIA | WALTERIA | WALTERIA | 2216944 | 5233 | 44 | LA FRESA | El Nido Switch Center | LA FRESA | El Nido Switch Center
NARDO | 12500 | 4KV | DAISY | DAISY | DAISY | 2213148 | 5766 | 46 | HINSON | Lighthipe Switch Center | HINSON | Lighthipe Switch Center
NASA | 12507 | 12KV | SHUTTLE | SHUTTLE | SHUTTLE | 2212678 | 5522 | 36 | ANTELOPE | Vincent Switch Center | ANTELOPE | Vincent Switch Center
NASH | 12510 | 4KV | DOWNEY | DOWNEY | DOWNEY | 2215520 | 5820 | 47 | CENTER | Lighthipe Switch Center | CENTER | Lighthipe Switch Center
NASHVILLE | 12511 | 12KV | TENNESSEE | TENNESSEE | TENNESSEE | 2219824 | 5628 | 31 | SAN BERNARDINO | Vista Switch Center | SAN BERNARDINO | Vista Switch Center
NASON | 12520 | 4KV | BEDFORD | BEDFORD | BEDFORD | 2214652 | 5245 | 42 | LA CIENEGA | El Nido Switch Center | LA CIENEGA | El Nido Switch Center
NASSAU | 12523 | 12KV | VICTOR | VICTOR | VICTOR | 2220516 | 8049 | 73 | VICTOR | Lugo Switch Center | VICTOR | Lugo Switch Center
NASTASE | 12524 | 12KV | WIMBLEDON | WIMBLEDON | WIMBLEDON | 2215220 | 5664 | 30 | ETIWANDA | Vista Switch Center | ETIWANDA | Vista Switch Center
NATALIE | 12525 | 12KV | LA VETA | LA_VETA | LA_VETA | 2215558 | 5835 | 29 | VILLA PARK | Orange County Switch Ctr | VILLA PARK | Orange County Switch Ctr
NATIONAL | 12530 | 4KV | CUDAHY | CUDAHY | CUDAHY | 2213060 | 5714 | 32 | LAGUNA BELL | Lighthipe Switch Center | LAGUNA BELL | Lighthipe Switch Center
NATIONS | 12526 | 12KV | VALLEY | VALLEY | VALLEY | 2211862 | 5070 | 77 | VALLEY | Valley Switch Center | VALLEY | Valley Switch Center
NAUMANN | 12540 | 16KV | LEVY | LEVY | LEVY | 2217318 | 5552 | 39 | SANTA CLARA | Ventura Switch Center | SANTA CLARA | Ventura Switch Center
NAVEL | 12548 | 12KV | MENTONE | MENTONE | MENTONE | 2215884 | 8082 | 31 | VISTA | Vista Switch Center | VISTA | Vista Switch Center
NAVIGATOR | 12551 | 12KV | HANFORD | HANFORD | HANFORD | 2219430 | 5310 | 51 | RECTOR | Rector Switch Center | RECTOR | Rector Switch Center
NAVY | 12560 | 16KV | MARINE | MARINE | MARINE | 2219240 | 5217 | 42 | LA CIENEGA | El Nido Switch Center | LA CIENEGA | El Nido Switch Center
NAYLOR | 12561 | 12KV | RUBIDOUX | RUBIDOUX | RUBIDOUX | 2213768 | 8231 | 30 | VISTA | Vista Switch Center | VISTA | Vista Switch Center
NEAPOLITAN | 12563 | 12KV | NEWCOMB | NEWCOMB | NEWCOMB | 2218460 | 8342 | 77 | VALLEY | Valley Switch Center | VALLEY | Valley Switch Center
NEARGATE | 12564 | 16KV | NEWHALL | NEWHALL | NEWHALL | 2217376 | 5576 | 59 | SAUGUS | Vincent Switch Center | SAUGUS | Vincent Switch Center
NEBRASKA | 12565 | 4KV | SOUTH GATE | SOUTH_GATE | SOUTH_GATE | 2220094 | 5787 | 32 | LAGUNA BELL | Lighthipe Switch Center | LAGUNA BELL | Lighthipe Switch Center
NEDRA | 12570 | 4KV | FRIENDLY HILLS | FRIENDLY_HILLS | FRIENDLY_HILLS | 2215676 | 5891 | 48 | OLINDA | Orange County Switch Ctr | OLINDA | Orange County Switch Ctr
NEEDLE | 12571 | 12KV | AQUEDUCT | AQUEDUCT | AQUEDUCT | 2215878 | 8079 | 73 | VALLEY | Valley Switch Center | VALLEY | Valley Switch Center
NEGEL | 12580 | 4KV | SOMERSET | SOMERSET | SOMERSET | 2217696 | 5754 | 32 | DEL AMO | Lighthipe Switch Center | DEL AMO | Lighthipe Switch Center
NEIBEL | 12582 | 12KV | LIVE OAK | LIVE_OAK | LIVE_OAK | 2217432 | 5611 | 26 | PADUA | Mira Loma Switch Center | PADUA | Mira Loma Switch Center
NEIGHBORS | 12585 | 33KV | BLYTHE | NotFound | NotFound | 2220506 | 8048 | 87 | NotFound | NotFound | NotFound | NotFound
NELLES | 12600 | 12KV | SANTA FE SPRINGS | SANTA_FE_SPRINGS | SANTA_FE_SPRINGS | 2215586 | 5850 | 47 | CENTER | Lighthipe Switch Center | CENTER | Lighthipe Switch Center
NELSON | 12590 | 16KV | VICTORIA | VICTORIA | VICTORIA | 2214608 | 5232 | 44 | LA FRESA | El Nido Switch Center | LA FRESA | El Nido Switch Center
NEMAHA | 12610 | 4KV | LAYFAIR | LAYFAIR | LAYFAIR | 2215192 | 5645 | 26 | PADUA | Mira Loma Switch Center | PADUA | Mira Loma Switch Center
NEON | 12615 | 16KV | MARINE | MARINE | MARINE | 2219240 | 5217 | 42 | LA CIENEGA | El Nido Switch Center | LA CIENEGA | El Nido Switch Center
NEPAL | 12612 | 12KV | MODENA | MODENA | MODENA | 2220120 | 5802 | 29 | VILLA PARK | Orange County Switch Ctr | VILLA PARK | Orange County Switch Ctr
NERO | 12616 | 16KV | HASKELL | HASKELL | HASKELL | 2217404 | 5594 | 59 | SAUGUS | Vincent Switch Center | SAUGUS | Vincent Switch Center
NESTLE | 12618 | 12KV | DEL AMO | NotFound | NotFound | 26954908 | 5075 | 46 | NotFound | NotFound | NotFound | NotFound
NESTOR | 15705 | 4KV | FREMONT | FREMONT | FREMONT | 2217610 | 5720 | 32 | LIGHTHIPE | Lighthipe Switch Center | LIGHTHIPE | Lighthipe Switch Center
NEVADA | 12630 | 4KV | SEPULVEDA | SEPULVEDA | SEPULVEDA | 2212246 | 5207 | 44 | EL NIDO | El Nido Switch Center | EL NIDO | El Nido Switch Center
NEVCAL | 12635 | 4KV | GEORGE A.F.B. | GEORGE_A.F.B. | GEORGE_A.F.B. | 2220632 | 8149 | 73 | VICTOR | Lugo Switch Center | VICTOR | Lugo Switch Center
NEW CASTLE | 12641 | 12KV | JEFFERSON | JEFFERSON | JEFFERSON | 2220744 | 8275 | 34 | MIRA LOMA | Mira Loma Switch Center | MIRA LOMA | Mira Loma Switch Center
NEW YORK | 12680 | 4KV | ALLEN | ALLEN | ALLEN | 2216668 | 5102 | 27 | MESA | Mesa Switch Center | MESA | Mesa Switch Center
NEWMAN | 12670 | 12KV | OCTOL | OCTOL | OCTOL | 2214766 | 5320 | 51 | RECTOR | Rector Switch Center | RECTOR | Rector Switch Center
NICHOLAS | 12700 | 16KV | TAPIA | TAPIA | TAPIA | 2212436 | 5277 | 35 | MOORPARK | Ventura Switch Center | MOORPARK | Ventura Switch Center
NICKEL | 12686 | 12KV | LIMESTONE | LIMESTONE | LIMESTONE | 2220828 | 8804 | 43 | VIEJO | Orange County Switch Ctr | VIEJO | Orange County Switch Ctr
NICKERSON | 12690 | 12KV | RECTOR | RECTOR | RECTOR | 2216322 | 5033 | 51 | RECTOR | Rector Switch Center | RECTOR | Rector Switch Center
NICKLIN | 12701 | 12KV | RANDALL | RANDALL | RANDALL | 2215076 | 5601 | 30 | ETIWANDA | Vista Switch Center | ETIWANDA | Vista Switch Center
NICOLE | 12702 | 12KV | HIGHLAND | HIGHLAND | HIGHLAND | 2219808 | 5619 | 31 | SAN BERNARDINO | Vista Switch Center | SAN BERNARDINO | Vista Switch Center
NIDEVER | 12705 | 2.4KV | NIDEVER P.T. | NIDEVER P.T. | NIDEVER P.T. | 2124910 | 7576 | 49 | GOLETA | Ventura Switch Center | GOLETA | Ventura Switch Center
NIGHTHAWK | 12711 | 16KV | LOCKHEED | LOCKHEED | LOCKHEED | 2217354 | 5568 | 59 | SAUGUS | Vincent Switch Center | SAUGUS | Vincent Switch Center
NIKE | 12712 | 12KV | SAN BERNARDINO | SAN_BERNARDINO | SAN_BERNARDINO | 2215864 | 8076 | 31 | SAN BERNARDINO | Vista Switch Center | SAN BERNARDINO | Vista Switch Center
NILE | 12713 | 12KV | RIO HONDO | RIO_HONDO | RIO_HONDO | 2218550 | 5013 | 27 | RIO HONDO | Mesa Switch Center | RIO HONDO | Mesa Switch Center
NIMBUS | 12715 | 12KV | GISLER | GISLER | GISLER | 2220234 | 5851 | 33 | ELLIS | Orange County Switch Ctr | ELLIS | Orange County Switch Ctr
NIMITZ | 12716 | 16KV | SAWTELLE | SAWTELLE | SAWTELLE | 2214666 | 5250 | 42 | LA CIENEGA | El Nido Switch Center | LA CIENEGA | El Nido Switch Center
NINTH ST | 12720 | 4KV | SANTA MONICA | SANTA_MONICA | SANTA_MONICA | 2214606 | 5231 | 42 | LA CIENEGA | El Nido Switch Center | LA CIENEGA | El Nido Switch Center
NIPTON | 12722 | 33KV | MOUNTAIN PASS | MOUNTAIN_PASS | MOUNTAIN_PASS | 2215782 | 8030 | 72 | ELDORADO | Eldorado Switch Center | ELDORADO | Eldorado Switch Center
NISLEY | 12730 | 16KV | INGLEWOOD | INGLEWOOD | INGLEWOOD | 2214556 | 5211 | 44 | EL NIDO | El Nido Switch Center | EL NIDO | El Nido Switch Center
NISQUALLY | 12734 | 33KV | VICTORVILLE | VICTORVILLE | VICTORVILLE | 2273829 | 8260 | 73 | VICTOR | Lugo Switch Center | VICTOR | Lugo Switch Center
NIXON | 12740 | 4KV | FRIENDLY HILLS | FRIENDLY_HILLS | FRIENDLY_HILLS | 2215676 | 5891 | 48 | OLINDA | Orange County Switch Ctr | OLINDA | Orange County Switch Ctr
NO AMERICAN | 12820 | 12KV | SUNNYSIDE | SUNNYSIDE | SUNNYSIDE | 2217758 | 5785 | 46 | LIGHTHIPE | Lighthipe Switch Center | LIGHTHIPE | Lighthipe Switch Center
NO BEACH | 12830 | 4KV | MANHATTAN | MANHATTAN | MANHATTAN | 2214564 | 5216 | 44 | LA FRESA | El Nido Switch Center | LA FRESA | El Nido Switch Center
NOAKES | 12750 | 12KV | WOODVILLE | WOODVILLE | WOODVILLE | 2219506 | 5333 | 51 | SPRINGVILLE | Rector Switch Center | SPRINGVILLE | Rector Switch Center
NOBLE | 12753 | 12KV | NOBLE P.T. | NOBLE P.T. | NOBLE P.T. | 2125182 | 7575 | 72 | ELDORADO | Eldorado Switch Center | ELDORADO | Eldorado Switch Center
NOCHE | 12758 | 12KV | PECHANGA | PECHANGA | PECHANGA | 2216174 | 8347 | 88 | VALLEY | Valley Switch Center | VALLEY | Valley Switch Center
NOCTA | 12760 | 4KV | ONTARIO | ONTARIO | ONTARIO | 2215130 | 5625 | 34 | CHINO | Mira Loma Switch Center | CHINO | Mira Loma Switch Center
NOEL | 12770 | 4KV | IVAR | IVAR | IVAR | 2214448 | 5153 | 22 | MESA | Mesa Switch Center | MESA | Mesa Switch Center
NOGAL | 12772 | 4KV | NOGAL P.T. | NOGAL P.T. | NOGAL P.T. | 2124929 | 7585 | 49 | GOLETA | Ventura Switch Center | GOLETA | Ventura Switch Center
NOHL | 12773 | 12KV | VILLA PARK | VILLA_PARK | VILLA_PARK | 2216586 | 5082 | 29 | VILLA PARK | Orange County Switch Ctr | VILLA PARK | Orange County Switch Ctr
NOMAD | 12776 | 16KV | COLORADO | COLORADO | COLORADO | 2214646 | 5242 | 42 | LA CIENEGA | El Nido Switch Center | LA CIENEGA | El Nido Switch Center
NOMEX | 12781 | 12KV | FIREHOUSE | FIREHOUSE | FIREHOUSE | 2215118 | 5618 | 34 | CHINO | Mira Loma Switch Center | CHINO | Mira Loma Switch Center
NOOTKA | 12775 | 12KV | CYPRESS | CYPRESS | CYPRESS | 2217874 | 5837 | 46 | DEL AMO | Lighthipe Switch Center | DEL AMO | Lighthipe Switch Center
NORCONIAN | 12790 | 4KV | NORCO | NORCO | NORCO | 2219816 | 5624 | 34 | MIRA LOMA | Mira Loma Switch Center | MIRA LOMA | Mira Loma Switch Center
NORDIC | 12798 | 12KV | SKILAND | SKILAND | SKILAND | 2273798 | 2611 | 85 | INYO SCE | Control Switch Center | INYO SCE | Control Switch Center
NORDINA | 12800 | 4KV | COSTA MESA | COSTA_MESA | COSTA_MESA | 2220158 | 5817 | 33 | ELLIS | Orange County Switch Ctr | ELLIS | Orange County Switch Ctr
NORMAN | 12810 | 4KV | BOWL | BOWL | BOWL | 2219942 | 5708 | 46 | HINSON | Lighthipe Switch Center | HINSON | Lighthipe Switch Center
NORMANDIE | 12811 | 4KV | HOWARD | HOWARD | HOWARD | 2216880 | 5210 | 44 | LA FRESA | El Nido Switch Center | LA FRESA | El Nido Switch Center
NORTH ADOBE | 12815 | 12KV | TWENTYNINE PALMS | TWENTYNINE_PALMS | TWENTYNINE_PALMS | 2218390 | 8255 | 84 | DEVERS | Devers Switch Center | DEVERS | Devers Switch Center
NORTH BAY | 12840 | 2.4KV | NORTH BAY P.T. | NotFound | NotFound | 2125191 | 7578 | 40 | NotFound | NotFound | NotFound | NotFound
NORTH SHORE | 12860 | 12KV | BURNT MILL | BURNT_MILL | BURNT_MILL | 2215182 | 5640 | 40 | VISTA | Vista Switch Center | VISTA | Vista Switch Center
NORTHPARK | 12847 | 12KV | SHANDIN | SHANDIN | SHANDIN | 2213632 | 8093 | 31 | VISTA | Vista Switch Center | VISTA | Vista Switch Center
NORTHRIDGE | 12850 | 4KV | WINDSOR HILLS | WINDSOR_HILLS | WINDSOR_HILLS | 2214618 | 5235 | 44 | LA CIENEGA | El Nido Switch Center | LA CIENEGA | El Nido Switch Center
NORTHSIDE | 12870 | 4KV | OCEAN PARK | OCEAN_PARK | OCEAN_PARK | 2219248 | 5221 | 42 | LA CIENEGA | El Nido Switch Center | LA CIENEGA | El Nido Switch Center
NORTHSTAR | 12865 | 12KV | NORTHSTAR P.T. | NORTHSTAR P.T. | NORTHSTAR P.T. | 2125749 | 7582 | 84 | DEVERS | Devers Switch Center | DEVERS | Devers Switch Center
NORTON | 12880 | 12KV | SANTA FE SPRINGS | SANTA_FE_SPRINGS | SANTA_FE_SPRINGS | 2215586 | 5850 | 47 | CENTER | Lighthipe Switch Center | CENTER | Lighthipe Switch Center
NORWICH | 12890 | 16KV | FAIRFAX | FAIRFAX | FAIRFAX | 2214546 | 5208 | 42 | EAGLE ROCK | Mesa Switch Center | EAGLE ROCK | Mesa Switch Center
NORWOOD | 12900 | 12KV | HIGHLAND | HIGHLAND | HIGHLAND | 2219808 | 5619 | 31 | SAN BERNARDINO | Vista Switch Center | SAN BERNARDINO | Vista Switch Center
NOVA | 12907 | 12KV | VALLEY | VALLEY | VALLEY | 2211862 | 5070 | 77 | VALLEY | Valley Switch Center | VALLEY | Valley Switch Center
NOVAC | 12910 | 12KV | ARCHIBALD | ARCHIBALD | ARCHIBALD | 2215212 | 5659 | 34 | MIRA LOMA | Mira Loma Switch Center | MIRA LOMA | Mira Loma Switch Center
NOX 1 | 21044 | 12KV | COMPRESS | COMPRESS | COMPRESS | 2213924 | 8818 | 44 | LA FRESA | El Nido Switch Center | LA FRESA | El Nido Switch Center
NOX 2 | 21045 | 12KV | COMPRESS | COMPRESS | COMPRESS | 2213924 | 8818 | 44 | LA FRESA | El Nido Switch Center | LA FRESA | El Nido Switch Center
NOZZLE | 12912 | 12KV | FIREHOUSE | FIREHOUSE | FIREHOUSE | 2215118 | 5618 | 34 | CHINO | Mira Loma Switch Center | CHINO | Mira Loma Switch Center
NUBIA | 12915 | 12KV | SAN DIMAS | SAN_DIMAS | SAN_DIMAS | 2212932 | 5633 | 26 | PADUA | Mira Loma Switch Center | PADUA | Mira Loma Switch Center
NURSERY | 12916 | 4KV | NURSERY P.T. | NotFound | NotFound | 18563225 | 7586 | 27 | NotFound | NotFound | NotFound | NotFound
NURSES | 12913 | 12KV | TIMOTEO | TIMOTEO | TIMOTEO | 2217420 | 5604 | 31 | SAN BERNARDINO | Vista Switch Center | SAN BERNARDINO | Vista Switch Center
NUSBAUM | 12918 | 12KV | INDIAN WELLS | INDIAN_WELLS | INDIAN_WELLS | 2218478 | 8345 | 79 | DEVERS | Devers Switch Center | DEVERS | Devers Switch Center
NUTMEG | 12919 | 12KV | TENAJA | TENAJA | TENAJA | 2273862 | 8270 | 88 | VALLEY | Valley Switch Center | VALLEY | Valley Switch Center
NYLIC | 12930 | 4KV | LOCUST | LOCUST | LOCUST | 2213106 | 5735 | 46 | HINSON | Lighthipe Switch Center | HINSON | Lighthipe Switch Center
OAK | 12940 | 4KV | MONTEBELLO | MONTEBELLO | MONTEBELLO | 2212090 | 5135 | 32 | LAGUNA BELL | Lighthipe Switch Center | LAGUNA BELL | Lighthipe Switch Center
OAK CREEK | 12950 | 12KV | ROSAMOND | ROSAMOND | ROSAMOND | 2217298 | 5541 | 36 | ANTELOPE | Vincent Switch Center | ANTELOPE | Vincent Switch Center
OAK GLEN | 12960 | 12KV | YUCAIPA | YUCAIPA | YUCAIPA | 2219838 | 5636 | 31 | SAN BERNARDINO | Vista Switch Center | SAN BERNARDINO | Vista Switch Center
OAK KNOLL | 12971 | 2.4KV | OAK KNOLL P.T. | NotFound | NotFound | 2126761 | 7612 | 40 | NotFound | NotFound | NotFound | NotFound
OAKDALE | 12976 | 12KV | NEWCOMB | NEWCOMB | NEWCOMB | 2218460 | 8342 | 77 | VALLEY | Valley Switch Center | VALLEY | Valley Switch Center
OAKHURST | 12970 | 4KV | BEVERLY | BEVERLY | BEVERLY | 2219196 | 5201 | 42 | LA CIENEGA | El Nido Switch Center | LA CIENEGA | El Nido Switch Center
OAKLAND | 12980 | 12KV | OCTOL | OCTOL | OCTOL | 2214766 | 5320 | 51 | RECTOR | Rector Switch Center | RECTOR | Rector Switch Center
OAKTREE | 12985 | 2.4KV | OAKTREE P.T. | OAKTREE P.T. | OAKTREE P.T. | 2124938 | 7617 | 27 | GOULD | Mesa Switch Center | GOULD | Mesa Switch Center
OAKWOOD | 12990 | 4KV | ARCADIA | ARCADIA | ARCADIA | 2216688 | 5106 | 27 | RIO HONDO | Mesa Switch Center | RIO HONDO | Mesa Switch Center
OBAN | 13000 | 12KV | LANCASTER | LANCASTER | LANCASTER | 2212660 | 5514 | 36 | ANTELOPE | Vincent Switch Center | ANTELOPE | Vincent Switch Center
OBOE | 13003 | 16KV | ELIZABETH LAKE | ELIZABETH_LAKE | ELIZABETH_LAKE | 2212742 | 5546 | 59 | SAUGUS | Vincent Switch Center | SAUGUS | Vincent Switch Center
OBSERVATORY | 13005 | 4KV | OBSERVATORY P.T. | OBSERVATORY P.T. | OBSERVATORY P.T. | 2125217 | 7601 | 27 | MESA | Mesa Switch Center | MESA | Mesa Switch Center
OBSIDIAN | 13001 | 12KV | LIMESTONE | LIMESTONE | LIMESTONE | 2220828 | 8804 | 43 | VIEJO | Orange County Switch Ctr | VIEJO | Orange County Switch Ctr
OCANA | 13002 | 12KV | CHERRY | CHERRY | CHERRY | 2217778 | 5797 | 46 | HINSON | Lighthipe Switch Center | HINSON | Lighthipe Switch Center
OCCIDENTAL | 13010 | 16KV | LA FRESA | LA_FRESA | LA_FRESA | 2211620 | 5021 | 44 | LA FRESA | El Nido Switch Center | LA FRESA | El Nido Switch Center
OCEAN | 13020 | 12KV | SEABRIGHT | SEABRIGHT | SEABRIGHT | 2217772 | 5790 | 46 | HINSON | Lighthipe Switch Center | HINSON | Lighthipe Switch Center
OCEANIC | 13030 | 4KV | LOCUST | LOCUST | LOCUST | 2213106 | 5735 | 46 | HINSON | Lighthipe Switch Center | HINSON | Lighthipe Switch Center
OCTANE | 13040 | 16KV | YUKON | YUKON | YUKON | 2212348 | 5241 | 44 | LA FRESA | El Nido Switch Center | LA FRESA | El Nido Switch Center
OFFSIDE | 13045 | 12KV | WASHINGTON | WASHINGTON | WASHINGTON | 2220244 | 5856 | 29 | VILLA PARK | Orange County Switch Ctr | VILLA PARK | Orange County Switch Ctr
OGLE | 13050 | 4KV | COSTA MESA | COSTA_MESA | COSTA_MESA | 2220158 | 5817 | 33 | ELLIS | Orange County Switch Ctr | ELLIS | Orange County Switch Ctr
OHIO | 13060 | 4KV | BOWL | BOWL | BOWL | 2219942 | 5708 | 46 | HINSON | Lighthipe Switch Center | HINSON | Lighthipe Switch Center
OIL | 13070 | 12KV | SANTA FE SPRINGS | SANTA_FE_SPRINGS | SANTA_FE_SPRINGS | 2215586 | 5850 | 47 | CENTER | Lighthipe Switch Center | CENTER | Lighthipe Switch Center
OILERS | 13072 | 12KV | SLATER | SLATER | SLATER | 2220132 | 5809 | 33 | ELLIS | Orange County Switch Ctr | ELLIS | Orange County Switch Ctr
OILWELL | 13080 | 12KV | FAIRVIEW | FAIRVIEW | FAIRVIEW | 2220170 | 5821 | 29 | JOHANNA | Orange County Switch Ctr | JOHANNA | Orange County Switch Ctr
OKLAHOMA | 13064 | 12KV | CAROLINA | CAROLINA | CAROLINA | 2217814 | 5813 | 48 | OLINDA | Orange County Switch Ctr | OLINDA | Orange County Switch Ctr
OLANCHA | 13082 | 12KV | VICTOR | VICTOR | VICTOR | 2220516 | 8049 | 73 | VICTOR | Lugo Switch Center | VICTOR | Lugo Switch Center
OLD DALE | 13083 | 4.8KV | TWENTYNINE PALMS | TWENTYNINE_PALMS | TWENTYNINE_PALMS | 2213794 | 8255 | 84 | DEVERS | Devers Switch Center | DEVERS | Devers Switch Center
OLD MANS | 13084 | 12KV | SAN ONOFRE | NotFound | NotFound | 31234037 | 8055 | 43 | NotFound | NotFound | NotFound | NotFound
OLD TRAILS | 13087 | 33KV | VICTOR | VICTOR | VICTOR | 2218168 | 8049 | 73 | VICTOR | Lugo Switch Center | VICTOR | Lugo Switch Center
OLDS | 13085 | 12KV | TELEGRAPH | TELEGRAPH | TELEGRAPH | 2213396 | 5892 | 48 | OLINDA | Orange County Switch Ctr | OLINDA | Orange County Switch Ctr
OLEANDER | 13090 | 4KV | FLANCO | FLANCO | FLANCO | 2217446 | 5616 | 30 | ETIWANDA | Vista Switch Center | ETIWANDA | Vista Switch Center
OLIVE | 13120 | 4KV | PORTERVILLE | PORTERVILLE | PORTERVILLE | 2219466 | 5323 | 51 | SPRINGVILLE | Rector Switch Center | SPRINGVILLE | Rector Switch Center
OLIVER | 13122 | 33KV | ALESSANDRO | ALESSANDRO | ALESSANDRO | 2220422 | 8024 | 77 | VALLEY | Valley Switch Center | VALLEY | Valley Switch Center
OLNEY | 13150 | 16KV | ROSEMEAD | ROSEMEAD | ROSEMEAD | 2214424 | 5141 | 22 | MESA | Mesa Switch Center | MESA | Mesa Switch Center
OLSON | 13140 | 16KV | LEVY | LEVY | LEVY | 2217318 | 5552 | 39 | SANTA CLARA | Ventura Switch Center | SANTA CLARA | Ventura Switch Center
OLYMPIAD | 13157 | 12KV | ONEILL | ONEILL | ONEILL | 2216200 | 8810 | 43 | VIEJO | Orange County Switch Ctr | VIEJO | Orange County Switch Ctr
OMAHA | 13160 | 12KV | TRASK | TRASK | TRASK | 2213412 | 5899 | 29 | BARRE | Orange County Switch Ctr | BARRE | Orange County Switch Ctr
O'MALLEY | 13162 | 12KV | MURPHY | MURPHY | MURPHY | 2213242 | 5812 | 47 | CENTER | Lighthipe Switch Center | CENTER | Lighthipe Switch Center
OMEGA | 13164 | 12KV | TELEGRAPH | TELEGRAPH | TELEGRAPH | 2213396 | 5892 | 48 | OLINDA | Orange County Switch Ctr | OLINDA | Orange County Switch Ctr
OMICRON | 13165 | 12KV | TELEGRAPH | TELEGRAPH | TELEGRAPH | 2213396 | 5892 | 48 | OLINDA | Orange County Switch Ctr | OLINDA | Orange County Switch Ctr
ONAGA | 13175 | 12KV | YUCCA | YUCCA | YUCCA | 2213486 | 8022 | 84 | DEVERS | Devers Switch Center | DEVERS | Devers Switch Center
ONBORD | 13176 | 12KV | JEFFERSON | JEFFERSON | JEFFERSON | 2220744 | 8275 | 34 | MIRA LOMA | Mira Loma Switch Center | MIRA LOMA | Mira Loma Switch Center
ONION | 13178 | 12KV | BLYTHE CITY | NotFound | NotFound | 2220602 | 8113 | 87 | NotFound | NotFound | NotFound | NotFound
OPAL | 13190 | 4KV | REDONDO | REDONDO | REDONDO | 2214594 | 5227 | 44 | LA FRESA | El Nido Switch Center | LA FRESA | El Nido Switch Center
OPPORTUNITY | 13194 | 16KV | RUSH | RUSH | RUSH | 2212060 | 5116 | 22 | MESA | Mesa Switch Center | MESA | Mesa Switch Center
ORA | 13200 | 4KV | SUNNYSIDE | SUNNYSIDE | SUNNYSIDE | 2215432 | 5785 | 46 | LIGHTHIPE | Lighthipe Switch Center | LIGHTHIPE | Lighthipe Switch Center
ORANGE BLOSSOM | 13201 | 12KV | VENIDA | VENIDA | VENIDA | 2217116 | 5330 | 51 | RECTOR | Rector Switch Center | RECTOR | Rector Switch Center
ORBITER | 13249 | 12KV | GISLER | GISLER | GISLER | 2220234 | 5851 | 33 | ELLIS | Orange County Switch Ctr | ELLIS | Orange County Switch Ctr
ORCA | 13220 | 12KV | WHARF | NotFound | NotFound | 19803848 | 8833 | 46 | NotFound | NotFound | NotFound | NotFound
ORCHARDALE | 13230 | 12KV | CARMENITA | CARMENITA | CARMENITA | 2217816 | 5814 | 47 | DEL AMO | Lighthipe Switch Center | DEL AMO | Lighthipe Switch Center
ORCHID | 13235 | 4KV | ROLLING HILLS | ROLLING_HILLS | ROLLING_HILLS | 2219336 | 5252 | 44 | LA FRESA | El Nido Switch Center | LA FRESA | El Nido Switch Center
OREGON | 13240 | 4KV | LOCUST | LOCUST | LOCUST | 2213106 | 5735 | 46 | HINSON | Lighthipe Switch Center | HINSON | Lighthipe Switch Center
ORIOLE | 13252 | 12KV | TALBERT | TALBERT | TALBERT | 2213328 | 5853 | 29 | ELLIS | Orange County Switch Ctr | ELLIS | Orange County Switch Ctr
ORION | 13253 | 16KV | LOCKHEED | LOCKHEED | LOCKHEED | 2217354 | 5568 | 59 | SAUGUS | Vincent Switch Center | SAUGUS | Vincent Switch Center
ORIZABA | 13256 | 12KV | BROADWAY | BROADWAY | BROADWAY | 2220056 | 5768 | 46 | ALAMITOS | Lighthipe Switch Center | ALAMITOS | Lighthipe Switch Center
ORLENA | 13260 | 4KV | NAPLES | NAPLES | NAPLES | 2220020 | 5740 | 46 | ALAMITOS | Lighthipe Switch Center | ALAMITOS | Lighthipe Switch Center
ORMAN | 13265 | 4.8KV | INYOKERN TOWN | INYOKERN_TOWN | INYOKERN_TOWN | 2220660 | 8170 | 86 | KRAMER | Lugo Switch Center | KRAMER | Lugo Switch Center
ORO VISTA | 13268 | 4.8KV | SUBSTATION 72 | SUBSTATION_72 | SUBSTATION_72 | 2274097 | 4197 | 27 | WALC SYSTEM | Devers Switch Center | WALC SYSTEM | Devers Switch Center
ORSATTI | 13270 | 4KV | OLYMPIC | OLYMPIC | OLYMPIC | 2216906 | 5222 | 42 | LA CIENEGA | El Nido Switch Center | LA CIENEGA | El Nido Switch Center
ORVIL | 13280 | 12KV | VILLA PARK | VILLA_PARK | VILLA_PARK | 2216586 | 5082 | 29 | VILLA PARK | Orange County Switch Ctr | VILLA PARK | Orange County Switch Ctr
OSGOOD | 13300 | 4KV | SUNNYSIDE | SUNNYSIDE | SUNNYSIDE | 2215432 | 5785 | 46 | LIGHTHIPE | Lighthipe Switch Center | LIGHTHIPE | Lighthipe Switch Center
OSLO | 13301 | 12KV | LAS LOMAS | NotFound | NotFound | 14537023 | 5902 | 43 | NotFound | NotFound | NotFound | NotFound
OSNER | 13310 | 12KV | DELANO | DELANO | DELANO | 2219412 | 5305 | 51 | VESTAL | Rector Switch Center | VESTAL | Rector Switch Center
OSTRAN | 13320 | 4KV | ONTARIO | ONTARIO | ONTARIO | 2215130 | 5625 | 34 | CHINO | Mira Loma Switch Center | CHINO | Mira Loma Switch Center
OTIS | 13340 | 16KV | CUDAHY | CUDAHY | CUDAHY | 2215284 | 5714 | 32 | LAGUNA BELL | Lighthipe Switch Center | LAGUNA BELL | Lighthipe Switch Center
O'TOOLE | 13343 | 12KV | MURPHY | MURPHY | MURPHY | 2213242 | 5812 | 47 | CENTER | Lighthipe Switch Center | CENTER | Lighthipe Switch Center
OTTER | 13345 | 12KV | FRANCIS | FRANCIS | FRANCIS | 2217516 | 5639 | 34 | CHINO | Mira Loma Switch Center | CHINO | Mira Loma Switch Center
OTTO | 13350 | 4KV | DOWNEY | DOWNEY | DOWNEY | 2215520 | 5820 | 47 | CENTER | Lighthipe Switch Center | CENTER | Lighthipe Switch Center
OTTOWA | 13344 | 12KV | RIO HONDO | RIO_HONDO | RIO_HONDO | 2218550 | 5013 | 27 | RIO HONDO | Mesa Switch Center | RIO HONDO | Mesa Switch Center
OUNCE | 13362 | 12KV | PALM VILLAGE | PALM_VILLAGE | PALM_VILLAGE | 2213750 | 8215 | 79 | DEVERS | Devers Switch Center | DEVERS | Devers Switch Center
OUTLAW | 13352 | 12KV | OUTLAW P.T. | OUTLAW P.T. | OUTLAW P.T. | 2126777 | 7619 | 77 | VALLEY | Valley Switch Center | VALLEY | Valley Switch Center
OUTPOST | 13355 | 12KV | VICTOR | VICTOR | VICTOR | 2220516 | 8049 | 73 | VICTOR | Lugo Switch Center | VICTOR | Lugo Switch Center
OUTRIGGER | 13358 | 12KV | BOLSA | BOLSA | BOLSA | 2213224 | 5807 | 33 | BARRE | Orange County Switch Ctr | BARRE | Orange County Switch Ctr
OVAL | 13360 | 4KV | VISALIA | VISALIA | VISALIA | 2219502 | 5331 | 51 | RECTOR | Rector Switch Center | RECTOR | Rector Switch Center
OVERALL | 13365 | 12KV | CALCITY | CALCITY | CALCITY | 2213674 | 8132 | 86 | KRAMER | Lugo Switch Center | KRAMER | Lugo Switch Center
OVERHILL | 13370 | 4KV | WINDSOR HILLS | WINDSOR_HILLS | WINDSOR_HILLS | 2214618 | 5235 | 44 | LA CIENEGA | El Nido Switch Center | LA CIENEGA | El Nido Switch Center
OVERLAND | 13380 | 4KV | CULVER | CULVER | CULVER | 2212238 | 5204 | 42 | LA CIENEGA | El Nido Switch Center | LA CIENEGA | El Nido Switch Center
OVERLOOK | 13383 | 4KV | PALM CANYON | PALM_CANYON | PALM_CANYON | 2216032 | 8214 | 79 | DEVERS | Devers Switch Center | DEVERS | Devers Switch Center
OWENS | 13386 | 33KV | CORONA | CORONA | CORONA | 2218412 | 8279 | 34 | MIRA LOMA | Mira Loma Switch Center | MIRA LOMA | Mira Loma Switch Center
OWL | 13390 | 4KV | MAYFLOWER | MAYFLOWER | MAYFLOWER | 2216784 | 5167 | 27 | RIO HONDO | Mesa Switch Center | RIO HONDO | Mesa Switch Center
OXFORD | 13400 | 4KV | YUKON | YUKON | YUKON | 2214644 | 5241 | 44 | LA FRESA | El Nido Switch Center | LA FRESA | El Nido Switch Center
OXLEY | 12120 | 4KV | GARFIELD | GARFIELD | GARFIELD | 2219022 | 5121 | 27 | MESA | Mesa Switch Center | MESA | Mesa Switch Center
OXY | 13408 | 12KV | CABRILLO | CABRILLO | CABRILLO | 2220290 | 5879 | 43 | JOHANNA | Orange County Switch Ctr | JOHANNA | Orange County Switch Ctr
OZARK | 13409 | 12KV | EL CASCO | EL_CASCO | EL_CASCO | 15248896 | 8006 | 31 | SAN BERNARDINO | Vista Switch Center | SAN BERNARDINO | Vista Switch Center
OZONE | 13410 | 4KV | MANHATTAN | MANHATTAN | MANHATTAN | 2214564 | 5216 | 44 | LA FRESA | El Nido Switch Center | LA FRESA | El Nido Switch Center
P & G | 13440 | 12KV | SEABRIGHT | SEABRIGHT | SEABRIGHT | 2217772 | 5790 | 46 | HINSON | Lighthipe Switch Center | HINSON | Lighthipe Switch Center
PABLO | 13420 | 12KV | BOWL | BOWL | BOWL | 2213042 | 5708 | 46 | HINSON | Lighthipe Switch Center | HINSON | Lighthipe Switch Center
PACHAPPA | 13466 | 4KV | PACHAPPA P.T. | PACHAPPA P.T. | PACHAPPA P.T. | 15530407 | 7685 | 30 | VISTA | Vista Switch Center | VISTA | Vista Switch Center
PACHEA | 13467 | 12KV | MAYBERRY | MAYBERRY | MAYBERRY | 2215898 | 8089 | 77 | VALLEY | Valley Switch Center | VALLEY | Valley Switch Center
PACIFICA | 13469 | 12KV | JEFFERSON | JEFFERSON | JEFFERSON | 2220744 | 8275 | 34 | MIRA LOMA | Mira Loma Switch Center | MIRA LOMA | Mira Loma Switch Center
PACKARD | 13428 | 12KV | VERA | VERA | VERA | 2217782 | 5801 | 29 | ELLIS | Orange County Switch Ctr | ELLIS | Orange County Switch Ctr
PACKWOOD | 13505 | 12KV | RECTOR | RECTOR | RECTOR | 2216322 | 5033 | 51 | RECTOR | Rector Switch Center | RECTOR | Rector Switch Center
PACOMA | 13470 | 4KV | HOWARD | HOWARD | HOWARD | 2216880 | 5210 | 44 | LA FRESA | El Nido Switch Center | LA FRESA | El Nido Switch Center
PACTEL | 13474 | 4KV | STODDARD | STODDARD | STODDARD | 2215156 | 5632 | 31 | SAN BERNARDINO | Vista Switch Center | SAN BERNARDINO | Vista Switch Center
PADDOCK | 13490 | 16KV | ANITA | ANITA | ANITA | 2216680 | 5105 | 27 | RIO HONDO | Mesa Switch Center | RIO HONDO | Mesa Switch Center
PADDY | 13508 | 12KV | PALMDALE | PALMDALE | PALMDALE | 2212778 | 5564 | 36 | ANTELOPE | Vincent Switch Center | ANTELOPE | Vincent Switch Center
PADOVA | 13476 | 12KV | LIVE OAK | LIVE_OAK | LIVE_OAK | 2217432 | 5611 | 26 | PADUA | Mira Loma Switch Center | PADUA | Mira Loma Switch Center
PADRE | 13510 | 16KV | SANTA BARBARA | SANTA_BARBARA | SANTA_BARBARA | 2212706 | 5531 | 49 | GOLETA | Ventura Switch Center | GOLETA | Ventura Switch Center
PAGO | 13513 | 16KV | GAVIOTA | GAVIOTA | GAVIOTA | 2219726 | 5572 | 49 | GOLETA | Ventura Switch Center | GOLETA | Ventura Switch Center
PAHRUMP | 13517 | 25KV | VALLEY ELECT. ASSOC. | VALLEY_ELECT._ASSOC. | VALLEY_ELECT._ASSOC. | 2274086 | 4051 | 86 | NEVADA POWER | Eldorado Switch Center | NEVADA POWER | Eldorado Switch Center
PAHUTE | 13518 | 12KV | APPLE VALLEY | APPLE_VALLEY | APPLE_VALLEY | 2213450 | 8013 | 73 | VICTOR | Lugo Switch Center | VICTOR | Lugo Switch Center
PAIGE | 13520 | 12KV | TULARE | TULARE | TULARE | 2212542 | 5328 | 51 | RECTOR | Rector Switch Center | RECTOR | Rector Switch Center
PAINT | 13538 | 12KV | PALMDALE | PALMDALE | PALMDALE | 2212778 | 5564 | 36 | ANTELOPE | Vincent Switch Center | ANTELOPE | Vincent Switch Center
PAINTED CAVE | 13530 | 2.4KV | PAINTED CAVE P.T. | NotFound | NotFound | 2125260 | 7654 | 49 | NotFound | NotFound | NotFound | NotFound
PAINTER | 13540 | 12KV | SANTA FE SPRINGS | SANTA_FE_SPRINGS | SANTA_FE_SPRINGS | 2215586 | 5850 | 47 | CENTER | Lighthipe Switch Center | CENTER | Lighthipe Switch Center
PAJARO | 13563 | 12KV | ONEILL | ONEILL | ONEILL | 2216200 | 8810 | 43 | VIEJO | Orange County Switch Ctr | VIEJO | Orange County Switch Ctr
PALA | 13542 | 33KV | MORAGA33 | MORAGA33 | MORAGA33 | 2273839 | 6520 | 88 | VALLEY | Valley Switch Center | VALLEY | Valley Switch Center
PALACE | 13543 | 12KV | CHASE | CHASE | CHASE | 2213010 | 5679 | 34 | MIRA LOMA | Mira Loma Switch Center | MIRA LOMA | Mira Loma Switch Center
PALISADES | 13560 | 4KV | SAN VICENTE | SAN_VICENTE | SAN_VICENTE | 2216928 | 5230 | 42 | LA CIENEGA | El Nido Switch Center | LA CIENEGA | El Nido Switch Center
PALJAY | 13565 | 16KV | RUSH | RUSH | RUSH | 2212060 | 5116 | 22 | MESA | Mesa Switch Center | MESA | Mesa Switch Center
PALLETTE | 13550 | 4KV | ARCH BEACH | ARCH_BEACH | ARCH_BEACH | 2220268 | 5867 | 43 | SANTIAGO | Orange County Switch Ctr | SANTIAGO | Orange County Switch Ctr
PALM | 13570 | 4KV | MONETA | MONETA | MONETA | 2216898 | 5218 | 44 | LA FRESA | El Nido Switch Center | LA FRESA | El Nido Switch Center
PALM CITY | 13575 | 12KV | INDIAN WELLS | INDIAN_WELLS | INDIAN_WELLS | 2218478 | 8345 | 79 | DEVERS | Devers Switch Center | DEVERS | Devers Switch Center
PALMER | 13578 | 12KV | LIVE OAK | LIVE_OAK | LIVE_OAK | 2217432 | 5611 | 26 | PADUA | Mira Loma Switch Center | PADUA | Mira Loma Switch Center
PALMETTO | 13580 | 12KV | CHINO | CHINO | CHINO | 2214174 | 5062 | 34 | CHINO | Mira Loma Switch Center | CHINO | Mira Loma Switch Center
PALMVIEW | 13587 | 33KV | GARNET | GARNET | GARNET | 2213560 | 8044 | 79 | DEVERS | Devers Switch Center | DEVERS | Devers Switch Center
PALO BREA | 13589 | 12KV | TAMARISK | TAMARISK | TAMARISK | 2218266 | 8099 | 79 | DEVERS | Devers Switch Center | DEVERS | Devers Switch Center
PALOMA | 13590 | 16KV | EATON | EATON | EATON | 2214374 | 5115 | 27 | MESA | Mesa Switch Center | MESA | Mesa Switch Center
PALOMAR | 13600 | 4KV | LYNWOOD | LYNWOOD | LYNWOOD | 2219998 | 5731 | 32 | LIGHTHIPE | Lighthipe Switch Center | LIGHTHIPE | Lighthipe Switch Center
PALOMINO | 13603 | 12KV | AULD | AULD | AULD | 2213470 | 8018 | 88 | VALLEY | Valley Switch Center | VALLEY | Valley Switch Center
PAMPAS | 13612 | 16KV | POTRERO | POTRERO | POTRERO | 2219760 | 5597 | 35 | MOORPARK | Ventura Switch Center | MOORPARK | Ventura Switch Center
PAN AMERICAN | 13610 | 12KV | CAMERON | CAMERON | CAMERON | 2215280 | 5712 | 46 | HINSON | Lighthipe Switch Center | HINSON | Lighthipe Switch Center
PAN PACIFIC | 09920 | 16KV | FAIRFAX | FAIRFAX | FAIRFAX | 2214546 | 5208 | 42 | EAGLE ROCK | Mesa Switch Center | EAGLE ROCK | Mesa Switch Center
PANAMA | 13605 | 12KV | ELY | ELY | ELY | 2213258 | 5819 | 48 | BARRE | Orange County Switch Ctr | BARRE | Orange County Switch Ctr
PANCAKE | 13615 | 4KV | CULVER | CULVER | CULVER | 2212238 | 5204 | 42 | LA CIENEGA | El Nido Switch Center | LA CIENEGA | El Nido Switch Center
PANCHITO | 13617 | 4KV | PANCHITO P.T. | PANCHITO P.T. | PANCHITO P.T. | 2124397 | 7680 | 39 | SANTA CLARA | Ventura Switch Center | SANTA CLARA | Ventura Switch Center
PANCHO | 13618 | 16KV | CAMARILLO | CAMARILLO | CAMARILLO | 2219612 | 5517 | 39 | SANTA CLARA | Ventura Switch Center | SANTA CLARA | Ventura Switch Center
PANDORA | 13619 | 12KV | PROCTOR | PROCTOR | PROCTOR | 2216690 | 5108 | 26 | WALNUT | Mira Loma Switch Center | WALNUT | Mira Loma Switch Center
PANGBORN | 13620 | 4KV | DOWNEY | DOWNEY | DOWNEY | 2215520 | 5820 | 47 | CENTER | Lighthipe Switch Center | CENTER | Lighthipe Switch Center
PANHANDLE | 13731 | 12KV | DIAMOND BAR | DIAMOND_BAR | DIAMOND_BAR | 2219908 | 5680 | 26 | CHINO | Mira Loma Switch Center | CHINO | Mira Loma Switch Center
PANORAMA | 13630 | 4KV | SHARON | SHARON | SHARON | 2212168 | 5173 | 27 | GOULD | Mesa Switch Center | GOULD | Mesa Switch Center
PANSY | 13650 | 4KV | ROLLING HILLS | ROLLING_HILLS | ROLLING_HILLS | 2219336 | 5252 | 44 | LA FRESA | El Nido Switch Center | LA FRESA | El Nido Switch Center
PANTHER | 13651 | 12KV | LAMPSON | LAMPSON | LAMPSON | 2213356 | 5870 | 29 | BARRE | Orange County Switch Ctr | BARRE | Orange County Switch Ctr
PANTROPICAL | 13649 | 12KV | SHIP | NotFound | NotFound | 19964997 | 8832 | 46 | NotFound | NotFound | NotFound | NotFound
PAPAYA | 13652 | 4KV | PAPAYA P.T. | PAPAYA P.T. | PAPAYA P.T. | 2124416 | 7682 | 34 | MIRA LOMA | Mira Loma Switch Center | MIRA LOMA | Mira Loma Switch Center
PAPER 1 | 21087 | 4KV | PAPER | PAPER | PAPER | 2220150 | 5815 | 48 | VILLA PARK | Orange County Switch Ctr | VILLA PARK | Orange County Switch Ctr
PAPOOSE | 13653 | 12KV | PIONEER | PIONEER | PIONEER | 2217978 | 5886 | 47 | CENTER | Lighthipe Switch Center | CENTER | Lighthipe Switch Center
PAPPAS | 13655 | 33KV | RANDSBURG | RANDSBURG | RANDSBURG | 2220452 | 8031 | 86 | KRAMER | Lugo Switch Center | KRAMER | Lugo Switch Center
PAR | 13656 | 2.4KV | PAR P.T. | PAR P.T. | PAR P.T. | 2126794 | 7650 | 49 | GOLETA | Ventura Switch Center | GOLETA | Ventura Switch Center
PARADISE | 13658 | 16KV | VALDEZ | VALDEZ | VALDEZ | 2212338 | 5236 | 35 | MOORPARK | Ventura Switch Center | MOORPARK | Ventura Switch Center
PARAFINE | 13660 | 16KV | CUDAHY | CUDAHY | CUDAHY | 2215284 | 5714 | 32 | LAGUNA BELL | Lighthipe Switch Center | LAGUNA BELL | Lighthipe Switch Center
PARAGON | 13663 | 12KV | IRVINE | IRVINE | IRVINE | 2217856 | 5829 | 43 | SANTIAGO | Orange County Switch Ctr | SANTIAGO | Orange County Switch Ctr
PARAMOUNT | 13670 | 4KV | DOWNEY | DOWNEY | DOWNEY | 2215520 | 5820 | 47 | CENTER | Lighthipe Switch Center | CENTER | Lighthipe Switch Center
PARCELA | 13676 | 12KV | PECHANGA | PECHANGA | PECHANGA | 2216174 | 8347 | 88 | VALLEY | Valley Switch Center | VALLEY | Valley Switch Center
PARCELLS | 13680 | 12KV | GANESHA | GANESHA | GANESHA | 2212890 | 5617 | 26 | CHINO | Mira Loma Switch Center | CHINO | Mira Loma Switch Center
PARCO | 13690 | 12KV | GLEN AVON | GLEN_AVON | GLEN_AVON | 2218310 | 8151 | 30 | VISTA | Vista Switch Center | VISTA | Vista Switch Center
PARINA | 13695 | 12KV | PADUA | PADUA | PADUA | 2216446 | 5060 | 34 | PADUA | Mira Loma Switch Center | PADUA | Mira Loma Switch Center
PARKDALE | 13705 | 12KV | DEL ROSA | DEL_ROSA | DEL_ROSA | 2219894 | 5670 | 31 | SAN BERNARDINO | Vista Switch Center | SAN BERNARDINO | Vista Switch Center
PARKMORE | 13713 | 16KV | VALDEZ | VALDEZ | VALDEZ | 2212338 | 5236 | 35 | MOORPARK | Ventura Switch Center | MOORPARK | Ventura Switch Center
PARKRIDGE | 13717 | 12KV | CORONA | CORONA | CORONA | 2220750 | 8279 | 34 | MIRA LOMA | Mira Loma Switch Center | MIRA LOMA | Mira Loma Switch Center
PARKWAY | 13720 | 12KV | PEYTON | PEYTON | PEYTON | 2215106 | 5614 | 34 | CHINO | Mira Loma Switch Center | CHINO | Mira Loma Switch Center
PARMA | 13727 | 12KV | STADIUM | STADIUM | STADIUM | 2213204 | 5796 | 46 | ALAMITOS | Lighthipe Switch Center | ALAMITOS | Lighthipe Switch Center
PARMAN | 13728 | 16KV | COLORADO | COLORADO | COLORADO | 2214646 | 5242 | 42 | LA CIENEGA | El Nido Switch Center | LA CIENEGA | El Nido Switch Center
PAROCELA | 13657 | 4KV | SUNNY DUNES | SUNNY_DUNES | SUNNY_DUNES | 2213784 | 8244 | 79 | DEVERS | Devers Switch Center | DEVERS | Devers Switch Center
PAROLE | 21089 | 12KV | CAPTIVE | CAPTIVE | CAPTIVE | 2214824 | 5345 | 51 | VESTAL | Rector Switch Center | VESTAL | Rector Switch Center
PARROT | 13734 | 12KV | TALBERT | TALBERT | TALBERT | 2213328 | 5853 | 29 | ELLIS | Orange County Switch Ctr | ELLIS | Orange County Switch Ctr
PARSONS | 13737 | 12KV | CAJALCO | CAJALCO | CAJALCO | 2213616 | 8086 | 77 | VALLEY | Valley Switch Center | VALLEY | Valley Switch Center
PARTON | 13740 | 4KV | EDINGER | EDINGER | EDINGER | 2220288 | 5875 | 29 | JOHANNA | Orange County Switch Ctr | JOHANNA | Orange County Switch Ctr
PASAGLEN | 13750 | 4KV | ALLEN | ALLEN | ALLEN | 2216668 | 5102 | 27 | MESA | Mesa Switch Center | MESA | Mesa Switch Center
PASCAL | 13758 | 12KV | PECHANGA | PECHANGA | PECHANGA | 2216174 | 8347 | 88 | VALLEY | Valley Switch Center | VALLEY | Valley Switch Center
PASCOE | 13760 | 2.4KV | GREENHORN | GREENHORN | GREENHORN | 2214810 | 5339 | 53 | VESTAL | Rector Switch Center | VESTAL | Rector Switch Center
PASEO | 13765 | 12KV | CORONA | CORONA | CORONA | 2220750 | 8279 | 34 | MIRA LOMA | Mira Loma Switch Center | MIRA LOMA | Mira Loma Switch Center
PASS | 13768 | 12KV | WASHINGTON | WASHINGTON | WASHINGTON | 2220244 | 5856 | 29 | VILLA PARK | Orange County Switch Ctr | VILLA PARK | Orange County Switch Ctr
PAT | 13776 | 16KV | REPETTO | REPETTO | REPETTO | 2219114 | 5164 | 22 | MESA | Mesa Switch Center | MESA | Mesa Switch Center
PATE | 13778 | 12KV | FRANCIS | FRANCIS | FRANCIS | 2217516 | 5639 | 34 | CHINO | Mira Loma Switch Center | CHINO | Mira Loma Switch Center
PATENCIO | 13777 | 12KV | THORNHILL | THORNHILL | THORNHILL | 2220356 | 8004 | 79 | DEVERS | Devers Switch Center | DEVERS | Devers Switch Center
PATHE | 13780 | 16KV | CULVER | CULVER | CULVER | 2214532 | 5204 | 42 | LA CIENEGA | El Nido Switch Center | LA CIENEGA | El Nido Switch Center
PATIO | 13787 | 12KV | TORTILLA | TORTILLA | TORTILLA | 2213542 | 8037 | 72 | ELDORADO | Eldorado Switch Center | ELDORADO | Eldorado Switch Center
PATRICIA | 13791 | 16KV | OJAI | OJAI | OJAI | 2219632 | 5526 | 39 | SANTA CLARA | Ventura Switch Center | SANTA CLARA | Ventura Switch Center
PATRIOT | 13795 | 16KV | NEWBURY | NEWBURY | NEWBURY | 2215006 | 5557 | 35 | MOORPARK | Ventura Switch Center | MOORPARK | Ventura Switch Center
PATRON | 13794 | 12KV | MILLIKEN | MILLIKEN | MILLIKEN | 2215218 | 5663 | 34 | MIRA LOMA | Mira Loma Switch Center | MIRA LOMA | Mira Loma Switch Center
PATTIE | 13810 | 4KV | BULLIS | BULLIS | BULLIS | 2215368 | 5756 | 32 | LIGHTHIPE | Lighthipe Switch Center | LIGHTHIPE | Lighthipe Switch Center
PATTON | 13813 | 16KV | SAWTELLE | SAWTELLE | SAWTELLE | 2214666 | 5250 | 42 | LA CIENEGA | El Nido Switch Center | LA CIENEGA | El Nido Switch Center
PAUL | 13817 | 12KV | BROOKHURST | BROOKHURST | BROOKHURST | 2213330 | 5854 | 33 | ELLIS | Orange County Switch Ctr | ELLIS | Orange County Switch Ctr
PAULING | 21049 | 16KV | PHARMACY | PHARMACY | PHARMACY | 2216186 | 8509 | 35 | MOORPARK | Ventura Switch Center | MOORPARK | Ventura Switch Center
PAWLEY | 13820 | 12KV | THREE RIVERS | THREE_RIVERS | THREE_RIVERS | 2214830 | 5350 | 51 | RECTOR | Rector Switch Center | RECTOR | Rector Switch Center
PAWNEE | 13826 | 12KV | GAVILAN | GAVILAN | GAVILAN | 2213754 | 8219 | 77 | VALLEY | Valley Switch Center | VALLEY | Valley Switch Center
PAXTON | 13828 | 4KV | AMARGO | AMARGO | AMARGO | 2215930 | 8102 | 86 | KRAMER | Lugo Switch Center | KRAMER | Lugo Switch Center
PAYNE | 13830 | 16KV | BRADBURY | BRADBURY | BRADBURY | 2219128 | 5171 | 27 | RIO HONDO | Mesa Switch Center | RIO HONDO | Mesa Switch Center
PEABODY | 13840 | 4KV | HATHAWAY | HATHAWAY | HATHAWAY | 2215308 | 5726 | 46 | ALAMITOS | Lighthipe Switch Center | ALAMITOS | Lighthipe Switch Center
PEABUSH | 13863 | 12KV | PARKWOOD | PARKWOOD | PARKWOOD | 2215504 | 5816 | 48 | OLINDA | Orange County Switch Ctr | OLINDA | Orange County Switch Ctr
PEACH | 13850 | 16KV | FERNWOOD | FERNWOOD | FERNWOOD | 2217676 | 5749 | 32 | LIGHTHIPE | Lighthipe Switch Center | LIGHTHIPE | Lighthipe Switch Center
PEACOCK | 13861 | 4KV | PEACOCK U.G.S. | PEACOCK_U.G.S. | PEACOCK_U.G.S. | 2126448 | 7677 | 44 | LA FRESA | El Nido Switch Center | LA FRESA | El Nido Switch Center
PEACOR | 13854 | 12KV | PEACOR P.T. | PEACOR P.T. | PEACOR P.T. | 2125288 | 7674 | 84 | DEVERS | Devers Switch Center | DEVERS | Devers Switch Center
PEANUT | 13864 | 12KV | CHESTNUT | CHESTNUT | CHESTNUT | 2215608 | 5861 | 29 | JOHANNA | Orange County Switch Ctr | JOHANNA | Orange County Switch Ctr
PEAR | 13865 | 12KV | CITRUS | CITRUS | CITRUS | 2212194 | 5185 | 26 | RIO HONDO | Mesa Switch Center | RIO HONDO | Mesa Switch Center
PEARCE | 13866 | 4KV | PIERPONT | PIERPONT | PIERPONT | 2212698 | 5528 | 39 | SANTA CLARA | Ventura Switch Center | SANTA CLARA | Ventura Switch Center
PEARCY | 13868 | 12KV | CABRILLO | CABRILLO | CABRILLO | 2220290 | 5879 | 43 | JOHANNA | Orange County Switch Ctr | JOHANNA | Orange County Switch Ctr
PEARLAND | 13870 | 12KV | PALMDALE | PALMDALE | PALMDALE | 2212778 | 5564 | 36 | ANTELOPE | Vincent Switch Center | ANTELOPE | Vincent Switch Center
PEBBLE | 13872 | 12KV | PADUA | PADUA | PADUA | 2216446 | 5060 | 34 | PADUA | Mira Loma Switch Center | PADUA | Mira Loma Switch Center
PECAN | 13875 | 12KV | CHESTNUT | CHESTNUT | CHESTNUT | 2215608 | 5861 | 29 | JOHANNA | Orange County Switch Ctr | JOHANNA | Orange County Switch Ctr
PECK | 13877 | 16KV | RUSH | RUSH | RUSH | 2212060 | 5116 | 22 | MESA | Mesa Switch Center | MESA | Mesa Switch Center
PECOS | 13882 | 12KV | RIO HONDO | RIO_HONDO | RIO_HONDO | 2218550 | 5013 | 27 | RIO HONDO | Mesa Switch Center | RIO HONDO | Mesa Switch Center
PEDDLER | 13879 | 33KV | WHIPPLE | WHIPPLE | WHIPPLE | 2219900 | 5674 | 87 | PARKER | Devers Switch Center | PARKER | Devers Switch Center
PEDESTRIAN | 13883 | 4KV | PEDESTRIAN P.T. | NotFound | NotFound | 18563009 | 7687 | 22 | NotFound | NotFound | NotFound | NotFound
PEDRO | 13885 | 16KV | SAN MIGUEL | SAN MIGUEL | SAN MIGUEL | 2212814 | 5577 | 39 | SANTA CLARA | Ventura Switch Center | SANTA CLARA | Ventura Switch Center
PEERLESS | 13890 | 4KV | BEVERLY | BEVERLY | BEVERLY | 2219196 | 5201 | 42 | LA CIENEGA | El Nido Switch Center | LA CIENEGA | El Nido Switch Center
PEKINGESE | 13893 | 12KV | MOULTON | MOULTON | MOULTON | 2215582 | 5845 | 43 | SANTIAGO | Orange County Switch Ctr | SANTIAGO | Orange County Switch Ctr
PELICAN | 13895 | 12KV | TALBERT | TALBERT | TALBERT | 2213328 | 5853 | 29 | ELLIS | Orange County Switch Ctr | ELLIS | Orange County Switch Ctr
PELLET | 13897 | 12KV | CENTER | CENTER | CENTER | 2211948 | 5084 | 47 | CENTER | Lighthipe Switch Center | CENTER | Lighthipe Switch Center
PELONA | 13901 | 12KV | ANAVERDE | ANAVERDE | ANAVERDE | 2219658 | 5539 | 36 | ANTELOPE | Vincent Switch Center | ANTELOPE | Vincent Switch Center
PENALTY | 13899 | 12KV | WASHINGTON | WASHINGTON | WASHINGTON | 2220244 | 5856 | 29 | VILLA PARK | Orange County Switch Ctr | VILLA PARK | Orange County Switch Ctr
PENCE | 13896 | 12KV | SANTIAGO | SANTIAGO | SANTIAGO | 2211986 | 5088 | 43 | SANTIAGO | Orange County Switch Ctr | SANTIAGO | Orange County Switch Ctr
PENCIL | 13902 | 12KV | HIGHLAND | HIGHLAND | HIGHLAND | 2219808 | 5619 | 31 | SAN BERNARDINO | Vista Switch Center | SAN BERNARDINO | Vista Switch Center
PENDLETON | 13900 | 12KV | YUCAIPA | YUCAIPA | YUCAIPA | 2219838 | 5636 | 31 | SAN BERNARDINO | Vista Switch Center | SAN BERNARDINO | Vista Switch Center
PENGUIN | 13930 | 16KV | EL NIDO | EL_NIDO | EL_NIDO | 2218582 | 5023 | 44 | EL NIDO | El Nido Switch Center | EL NIDO | El Nido Switch Center
PENICK | 13908 | 12KV | MOBILOIL | MOBILOIL | MOBILOIL | 2212312 | 5229 | 44 | LA FRESA | El Nido Switch Center | LA FRESA | El Nido Switch Center
PENINSULA | 13910 | 12KV | CROWN | CROWN | CROWN | 2217826 | 5818 | 33 | SANTIAGO | Orange County Switch Ctr | SANTIAGO | Orange County Switch Ctr
PENMAR | 13929 | 12KV | LA HABRA | LA_HABRA | LA_HABRA | 2215550 | 5832 | 48 | OLINDA | Orange County Switch Ctr | OLINDA | Orange County Switch Ctr
PENROSE | 13927 | 16KV | FREMONT | FREMONT | FREMONT | 2217612 | 5720 | 32 | LIGHTHIPE | Lighthipe Switch Center | LIGHTHIPE | Lighthipe Switch Center
PENSTOCK | 13918 | 12KV | AQUEDUCT | AQUEDUCT | AQUEDUCT | 2215878 | 8079 | 73 | VALLEY | Valley Switch Center | VALLEY | Valley Switch Center
PENTHOUSE | 06262 | 16KV | BRIGHTON | BRIGHTON | BRIGHTON | 2219264 | 5226 | 44 | LA FRESA | El Nido Switch Center | LA FRESA | El Nido Switch Center
PEOPLES | 13933 | 12KV | HANFORD | HANFORD | HANFORD | 2219430 | 5310 | 51 | RECTOR | Rector Switch Center | RECTOR | Rector Switch Center
PERALTA | 13950 | 12KV | ATWOOD | ATWOOD | ATWOOD | 2215470 | 5804 | 48 | VILLA PARK | Orange County Switch Ctr | VILLA PARK | Orange County Switch Ctr
PERCH | 13954 | 12KV | BAYSIDE | BAYSIDE | BAYSIDE | 2220126 | 5805 | 33 | ELLIS | Orange County Switch Ctr | ELLIS | Orange County Switch Ctr
PERIMETER | 13959 | 12KV | TIMBERWINE | TIMBERWINE | TIMBERWINE | 2273234 | 2260 | 50 | BIG CREEK SYSTEM | Rector Switch Center | BIG CREEK SYSTEM | Rector Switch Center
PERKINS | 13960 | 12KV | GALLATIN | GALLATIN | GALLATIN | 2213268 | 5823 | 47 | CENTER | Lighthipe Switch Center | CENTER | Lighthipe Switch Center
PERRIS | 13965 | 12KV | PERRIS P.T. | PERRIS P.T. | PERRIS P.T. | 2125331 | 7684 | 77 | VALLEY | Valley Switch Center | VALLEY | Valley Switch Center
PERSHING | 13970 | 4KV | ARRO | ARRO | ARRO | 2219768 | 5602 | 31 | SAN BERNARDINO | Vista Switch Center | SAN BERNARDINO | Vista Switch Center
PERSIA | 13971 | 12KV | MODENA | MODENA | MODENA | 2220120 | 5802 | 29 | VILLA PARK | Orange County Switch Ctr | VILLA PARK | Orange County Switch Ctr
PESO | 13972 | 12KV | TORTILLA | TORTILLA | TORTILLA | 2213542 | 8037 | 72 | ELDORADO | Eldorado Switch Center | ELDORADO | Eldorado Switch Center
PETAN | 13980 | 12KV | PIUTE | PIUTE | PIUTE | 2219670 | 5545 | 36 | ANTELOPE | Vincent Switch Center | ANTELOPE | Vincent Switch Center
PETE | 13981 | 12KV | TELEGRAPH | TELEGRAPH | TELEGRAPH | 2213396 | 5892 | 48 | OLINDA | Orange County Switch Ctr | OLINDA | Orange County Switch Ctr
PETERBILT | 13982 | 12KV | ROADWAY | ROADWAY | ROADWAY | 2218024 | 8000 | 73 | KRAMER | Lugo Switch Center | KRAMER | Lugo Switch Center
PETIT | 13983 | 16KV | WAKEFIELD | WAKEFIELD | WAKEFIELD | 2219736 | 5579 | 39 | SANTA CLARA | Ventura Switch Center | SANTA CLARA | Ventura Switch Center
PETRI | 13990 | 12KV | BASSETT | BASSETT | BASSETT | 2216816 | 5184 | 26 | WALNUT | Mira Loma Switch Center | WALNUT | Mira Loma Switch Center
PETROL | 14000 | 16KV | LA FRESA | LA_FRESA | LA_FRESA | 2211620 | 5021 | 44 | LA FRESA | El Nido Switch Center | LA FRESA | El Nido Switch Center
PETTIS | 13999 | 12KV | TIMOTEO | TIMOTEO | TIMOTEO | 2217420 | 5604 | 31 | SAN BERNARDINO | Vista Switch Center | SAN BERNARDINO | Vista Switch Center
PHEASANT | 14005 | 12KV | PHEASANT P.T. | PHEASANT P.T. | PHEASANT P.T. | 2125267 | 7657 | 31 | DEVERS | Devers Switch Center | DEVERS | Devers Switch Center
PHILLIPS | 14030 | 12KV | LANCASTER | LANCASTER | LANCASTER | 2212660 | 5514 | 36 | ANTELOPE | Vincent Switch Center | ANTELOPE | Vincent Switch Center
PHOENIX | 14033 | 12KV | PARKWOOD | PARKWOOD | PARKWOOD | 2215504 | 5816 | 48 | OLINDA | Orange County Switch Ctr | OLINDA | Orange County Switch Ctr
PHYSICIAN | 14035 | 12KV | SANTA ROSA | SANTA_ROSA | SANTA_ROSA | 2218128 | 8036 | 79 | DEVERS | Devers Switch Center | DEVERS | Devers Switch Center
PIANO | 14036 | 12KV | NIGUEL | NIGUEL | NIGUEL | 2215686 | 5896 | 43 | SANTIAGO | Orange County Switch Ctr | SANTIAGO | Orange County Switch Ctr
PICADOR | 14037 | 16KV | MESA | MESA | MESA | 2218536 | 5012 | 22 | MESA | Mesa Switch Center | MESA | Mesa Switch Center
PICCOLO | 14061 | 12KV | NIGUEL | NIGUEL | NIGUEL | 2215686 | 5896 | 43 | SANTIAGO | Orange County Switch Ctr | SANTIAGO | Orange County Switch Ctr
PICK | 14047 | 12KV | ACTON | ACTON | ACTON | 2212594 | 5365 | 36 | ANTELOPE | Vincent Switch Center | ANTELOPE | Vincent Switch Center
PICKENS | 14050 | 16KV | LA CANADA | LA_CANADA | LA_CANADA | 2219040 | 5130 | 27 | GOULD | Mesa Switch Center | GOULD | Mesa Switch Center
PICKERING | 14040 | 4KV | SANTA MONICA | SANTA_MONICA | SANTA_MONICA | 2214606 | 5231 | 42 | LA CIENEGA | El Nido Switch Center | LA CIENEGA | El Nido Switch Center
PICKLE MEADOWS | 14038 | 16KV | BRIDGEPORT | BRIDGEPORT | BRIDGEPORT | 2274056 | 2610 | 85 | INYO SCE | Control Switch Center | INYO SCE | Control Switch Center
PICONI | 14043 | 12KV | PAUBA | PAUBA | PAUBA | 2220348 | 8003 | 88 | VALLEY | Valley Switch Center | VALLEY | Valley Switch Center
PIEDMONT | 14070 | 4KV | FAIR OAKS | FAIR_OAKS | FAIR_OAKS | 2214464 | 5162 | 27 | GOULD | Mesa Switch Center | GOULD | Mesa Switch Center
PIEDRA | 14074 | 12KV | NEWCOMB | NEWCOMB | NEWCOMB | 2218460 | 8342 | 77 | VALLEY | Valley Switch Center | VALLEY | Valley Switch Center
PIERSON | 14082 | 33KV | GARNET | GARNET | GARNET | 2213560 | 8044 | 79 | DEVERS | Devers Switch Center | DEVERS | Devers Switch Center
PIGSKIN | 14085 | 12KV | STADLER | STADLER | STADLER | 2215704 | 8005 | 88 | VALLEY | Valley Switch Center | VALLEY | Valley Switch Center
PIKE | 14087 | 12KV | BAYSIDE | BAYSIDE | BAYSIDE | 2220126 | 5805 | 33 | ELLIS | Orange County Switch Ctr | ELLIS | Orange County Switch Ctr
PILGRIM | 14088 | 16KV | ARCADIA | ARCADIA | ARCADIA | 2218994 | 5106 | 27 | RIO HONDO | Mesa Switch Center | RIO HONDO | Mesa Switch Center
PILOT | 14089 | 12KV | PICO | PICO | PICO | 2219974 | 5722 | 46 | HINSON | Lighthipe Switch Center | HINSON | Lighthipe Switch Center
PIMA | 14090 | 4KV | LUNADA | LUNADA | LUNADA | 2217002 | 5255 | 44 | LA FRESA | El Nido Switch Center | LA FRESA | El Nido Switch Center
PIMIENTO | 14091 | 4KV | PIMIENTO P.T. | PIMIENTO P.T. | PIMIENTO P.T. | 2125314 | 7681 | 49 | GOLETA | Ventura Switch Center | GOLETA | Ventura Switch Center
PINE COVE | 14097 | 12KV | IDYLLWILD | IDYLLWILD | IDYLLWILD | 2220652 | 8168 | 77 | VALLEY | Valley Switch Center | VALLEY | Valley Switch Center
PINEAPPLE | 14095 | 12KV | CITRUS | CITRUS | CITRUS | 2212194 | 5185 | 26 | RIO HONDO | Mesa Switch Center | RIO HONDO | Mesa Switch Center
PINEHURST | 14120 | 4KV | BREWSTER | BREWSTER | BREWSTER | 2213044 | 5710 | 32 | LIGHTHIPE | Lighthipe Switch Center | LIGHTHIPE | Lighthipe Switch Center
PINEWOOD | 14134 | 12KV | CAJALCO | CAJALCO | CAJALCO | 2213616 | 8086 | 77 | VALLEY | Valley Switch Center | VALLEY | Valley Switch Center
PINK | 14137 | 12KV | ORANGE | ORANGE | ORANGE | 2220224 | 5843 | 29 | VILLA PARK | Orange County Switch Ctr | VILLA PARK | Orange County Switch Ctr
PINOCHLE | 14141 | 12KV | JOHANNA | JOHANNA | JOHANNA | 2216608 | 5085 | 29 | JOHANNA | Orange County Switch Ctr | JOHANNA | Orange County Switch Ctr
PINON | 14142 | 12KV | CHESTNUT | CHESTNUT | CHESTNUT | 2215608 | 5861 | 29 | JOHANNA | Orange County Switch Ctr | JOHANNA | Orange County Switch Ctr
PINT | 14143 | 12KV | LIGHTHIPE | LIGHTHIPE | LIGHTHIPE | 2211882 | 5073 | 46 | LIGHTHIPE | Lighthipe Switch Center | LIGHTHIPE | Lighthipe Switch Center
PINTO | 14145 | 33KV | HI DESERT | HI_DESERT | HI_DESERT | 2215778 | 8029 | 84 | DEVERS | Devers Switch Center | DEVERS | Devers Switch Center
PINWHEEL | 14132 | 12KV | NORTHWIND | NORTHWIND | NORTHWIND | 2217240 | 5523 | 52 | ANTELOPE | Vincent Switch Center | ANTELOPE | Vincent Switch Center
PINZON | 14150 | 16KV | ROLLING HILLS | ROLLING_HILLS | ROLLING_HILLS | 2216994 | 5252 | 44 | LA FRESA | El Nido Switch Center | LA FRESA | El Nido Switch Center
PIONEERTOWN | 14152 | 12KV | YUCCA | YUCCA | YUCCA | 2213486 | 8022 | 84 | DEVERS | Devers Switch Center | DEVERS | Devers Switch Center
PIPELINE | 05322 | 12KV | OLINDA | OLINDA | OLINDA | 2214308 | 5087 | 48 | OLINDA | Orange County Switch Ctr | OLINDA | Orange County Switch Ctr
PIPER | 14157 | 12KV | SANTA ROSA | SANTA_ROSA | SANTA_ROSA | 2218128 | 8036 | 79 | DEVERS | Devers Switch Center | DEVERS | Devers Switch Center
PIRATE | 14163 | 16KV | CUDAHY | CUDAHY | CUDAHY | 2215284 | 5714 | 32 | LAGUNA BELL | Lighthipe Switch Center | LAGUNA BELL | Lighthipe Switch Center
PISCES | 14154 | 12KV | ESTRELLA | ESTRELLA | ESTRELLA | 2213342 | 5865 | 43 | SANTIAGO | Orange County Switch Ctr | SANTIAGO | Orange County Switch Ctr
PISTACHIO | 14162 | 12KV | CHESTNUT | CHESTNUT | CHESTNUT | 2215608 | 5861 | 29 | JOHANNA | Orange County Switch Ctr | JOHANNA | Orange County Switch Ctr
PISTOLA | 14164 | 12KV | CONCHO | CONCHO | CONCHO | 2215730 | 8017 | 79 | DEVERS | Devers Switch Center | DEVERS | Devers Switch Center
PISTON | 14158 | 16KV | DITMAR | DITMAR | DITMAR | 2212368 | 5246 | 44 | LA FRESA | El Nido Switch Center | LA FRESA | El Nido Switch Center
PIT | 14159 | 16KV | RIO HONDO | RIO_HONDO | RIO_HONDO | 2213964 | 5013 | 27 | RIO HONDO | Mesa Switch Center | RIO HONDO | Mesa Switch Center
PITZER | 14156 | 12KV | SAN ANTONIO | SAN_ANTONIO | SAN_ANTONIO | 2219828 | 5631 | 34 | PADUA | Mira Loma Switch Center | PADUA | Mira Loma Switch Center
PIUMA | 14160 | 4KV | PIONEER | PIONEER | PIONEER | 2217976 | 5886 | 47 | CENTER | Lighthipe Switch Center | CENTER | Lighthipe Switch Center
PLACE | 14169 | 12KV | TROPHY | TROPHY | TROPHY | 2217418 | 5603 | 26 | CHINO | Mira Loma Switch Center | CHINO | Mira Loma Switch Center
PLACERITA | 14170 | 16KV | SAUGUS | SAUGUS | SAUGUS | 2211724 | 5051 | 59 | SAUGUS | Vincent Switch Center | SAUGUS | Vincent Switch Center
PLACID | 14178 | 12KV | TIMOTEO | TIMOTEO | TIMOTEO | 2217420 | 5604 | 31 | SAN BERNARDINO | Vista Switch Center | SAN BERNARDINO | Vista Switch Center
PLANO | 14181 | 12KV | PORTERVILLE | PORTERVILLE | PORTERVILLE | 2212530 | 5323 | 51 | SPRINGVILLE | Rector Switch Center | SPRINGVILLE | Rector Switch Center
PLASMA | 14185 | 12KV | SUN CITY | SUN_CITY | SUN_CITY | 2220556 | 8078 | 77 | VALLEY | Valley Switch Center | VALLEY | Valley Switch Center
PLASTIC 1 | 21064 | 12KV | PLASTIC | PLASTIC | PLASTIC | 2212864 | 5609 | 34 | CHINO | Mira Loma Switch Center | CHINO | Mira Loma Switch Center
PLATEAU | 14190 | 16KV | CRATER | CRATER | CRATER | 2214634 | 5239 | 35 | MOORPARK | Ventura Switch Center | MOORPARK | Ventura Switch Center
PLATINUM | 14191 | 12KV | LIMESTONE | LIMESTONE | LIMESTONE | 2220828 | 8804 | 43 | VIEJO | Orange County Switch Ctr | VIEJO | Orange County Switch Ctr
PLATOON | 14189 | 12KV | FIREHOUSE | FIREHOUSE | FIREHOUSE | 2215118 | 5618 | 34 | CHINO | Mira Loma Switch Center | CHINO | Mira Loma Switch Center
PLATT | 14180 | 4KV | BREWSTER | BREWSTER | BREWSTER | 2213044 | 5710 | 32 | LIGHTHIPE | Lighthipe Switch Center | LIGHTHIPE | Lighthipe Switch Center
PLAYBOY | 14192 | 16KV | BEVERLY | BEVERLY | BEVERLY | 2216848 | 5201 | 42 | LA CIENEGA | El Nido Switch Center | LA CIENEGA | El Nido Switch Center
PLAYER | 14195 | 33KV | EISENHOWER | EISENHOWER | EISENHOWER | 2215922 | 8098 | 79 | DEVERS | Devers Switch Center | DEVERS | Devers Switch Center
PLAYHOUSE | 14201 | 12KV | MORAGA | MORAGA | MORAGA | 2213880 | 8348 | 88 | VALLEY | Valley Switch Center | VALLEY | Valley Switch Center
PLAZA | 14220 | 4KV | PLAZA P.T. | PLAZA P.T. | PLAZA P.T. | 2126418 | 7671 | 27 | GOULD | Mesa Switch Center | GOULD | Mesa Switch Center
PLUM | 14240 | 4KV | ATHENS | ATHENS | ATHENS | 2217628 | 5727 | 32 | LIGHTHIPE | Lighthipe Switch Center | LIGHTHIPE | Lighthipe Switch Center
PLUMLEY | 14243 | 12KV | TAMARISK | TAMARISK | TAMARISK | 2218266 | 8099 | 79 | DEVERS | Devers Switch Center | DEVERS | Devers Switch Center
PLUMMER | 14244 | 12KV | CAJALCO | CAJALCO | CAJALCO | 2213616 | 8086 | 77 | VALLEY | Valley Switch Center | VALLEY | Valley Switch Center
PLUMOSA | 14245 | 12KV | ATWOOD | ATWOOD | ATWOOD | 2215470 | 5804 | 48 | VILLA PARK | Orange County Switch Ctr | VILLA PARK | Orange County Switch Ctr
PLUTO | 14247 | 4KV | BLUFF COVE | BLUFF_COVE | BLUFF_COVE | 2214680 | 5266 | 44 | LA FRESA | El Nido Switch Center | LA FRESA | El Nido Switch Center
PLYMOUTH | 14250 | 4KV | INGLEWOOD | INGLEWOOD | INGLEWOOD | 2212266 | 5211 | 44 | EL NIDO | El Nido Switch Center | EL NIDO | El Nido Switch Center
POCKET | 14260 | 12KV | LA PALMA | LA_PALMA | LA_PALMA | 2215636 | 5873 | 48 | BARRE | Orange County Switch Ctr | BARRE | Orange County Switch Ctr
POCO | 14262 | 33KV | TORTILLA | TORTILLA | TORTILLA | 2215806 | 8037 | 72 | ELDORADO | Eldorado Switch Center | ELDORADO | Eldorado Switch Center
POINT OF ROCKS | 14275 | 12KV | TRONA | TRONA | TRONA | 2218388 | 8252 | 86 | KRAMER | Lugo Switch Center | KRAMER | Lugo Switch Center
POKER | 14258 | 12KV | JOHANNA | JOHANNA | JOHANNA | 2216608 | 5085 | 29 | JOHANNA | Orange County Switch Ctr | JOHANNA | Orange County Switch Ctr
POLARIS 1 | 21019 | 16KV | POLARIS | POLARIS | POLARIS | 2273825 | 5202 | 44 | EL NIDO | El Nido Switch Center | EL NIDO | El Nido Switch Center
POLICE | 14283 | 12KV | BARSTOW | BARSTOW | BARSTOW | 2218272 | 8110 | 72 | ELDORADO | Eldorado Switch Center | ELDORADO | Eldorado Switch Center
POLK | 14285 | 12KV | WAVE | WAVE | WAVE | 2213280 | 5828 | 33 | ELLIS | Orange County Switch Ctr | ELLIS | Orange County Switch Ctr
POLLARD | 14290 | 12KV | FAIRVIEW | FAIRVIEW | FAIRVIEW | 2220170 | 5821 | 29 | JOHANNA | Orange County Switch Ctr | JOHANNA | Orange County Switch Ctr
POLO | 14292 | 12KV | SANTA ROSA | SANTA_ROSA | SANTA_ROSA | 2218128 | 8036 | 79 | DEVERS | Devers Switch Center | DEVERS | Devers Switch Center
POLYMER | 14294 | 12KV | TEMESCAL P.T. | TEMESCAL P.T. | TEMESCAL P.T. | 2273819 | 7829 | 34 | MIRA LOMA | Mira Loma Switch Center | MIRA LOMA | Mira Loma Switch Center
POMALL | 14295 | 12KV | FRANCIS | FRANCIS | FRANCIS | 2217516 | 5639 | 34 | CHINO | Mira Loma Switch Center | CHINO | Mira Loma Switch Center
POMEROY | 14300 | 4KV | TERRACE | TERRACE | TERRACE | 2214438 | 5146 | 22 | MESA | Mesa Switch Center | MESA | Mesa Switch Center
POND | 14310 | 12KV | BROWNING | BROWNING | BROWNING | 2214730 | 5304 | 51 | VESTAL | Rector Switch Center | VESTAL | Rector Switch Center
PONDEROSA | 14312 | 16KV | COLONIA | COLONIA | COLONIA | 2219578 | 5505 | 39 | SANTA CLARA | Ventura Switch Center | SANTA CLARA | Ventura Switch Center
PONTIAC | 14323 | 12KV | VERA | VERA | VERA | 2217782 | 5801 | 29 | ELLIS | Orange County Switch Ctr | ELLIS | Orange County Switch Ctr
PONY | 14324 | 33KV | MORAGA33 | MORAGA33 | MORAGA33 | 2273839 | 6520 | 88 | VALLEY | Valley Switch Center | VALLEY | Valley Switch Center
POODLE | 14325 | 12KV | MOULTON | MOULTON | MOULTON | 2215582 | 5845 | 43 | SANTIAGO | Orange County Switch Ctr | SANTIAGO | Orange County Switch Ctr
POOL | 14327 | 4KV | WEST BARSTOW | WEST_BARSTOW | WEST_BARSTOW | 2220738 | 8262 | 72 | KRAMER | Lugo Switch Center | KRAMER | Lugo Switch Center
POPPET FLATS | 14337 | 12KV | CABAZON | CABAZON | CABAZON | 2220604 | 8118 | 79 | DEVERS | Devers Switch Center | DEVERS | Devers Switch Center
POPPY | 14340 | 12KV | SUNNYSIDE | SUNNYSIDE | SUNNYSIDE | 2217758 | 5785 | 46 | LIGHTHIPE | Lighthipe Switch Center | LIGHTHIPE | Lighthipe Switch Center
PORCELAIN | 14341 | 4KV | TEMESCAL P.T. | TEMESCAL P.T. | TEMESCAL P.T. | 2273820 | 7829 | 34 | MIRA LOMA | Mira Loma Switch Center | MIRA LOMA | Mira Loma Switch Center
PORPHYRY | 14346 | 33KV | CORONA | CORONA | CORONA | 2218412 | 8279 | 34 | MIRA LOMA | Mira Loma Switch Center | MIRA LOMA | Mira Loma Switch Center
PORT | 14350 | 12KV | DELANO | DELANO | DELANO | 2219412 | 5305 | 51 | VESTAL | Rector Switch Center | VESTAL | Rector Switch Center
PORTLAND | 14353 | 33KV | VICTOR | VICTOR | VICTOR | 2218168 | 8049 | 73 | VICTOR | Lugo Switch Center | VICTOR | Lugo Switch Center
PORTOLA | 14356 | 4.8KV | PALM VILLAGE | PALM_VILLAGE | PALM_VILLAGE | 2218360 | 8215 | 79 | DEVERS | Devers Switch Center | DEVERS | Devers Switch Center
PORTUGUESE BEND | 14360 | 4KV | PORTUGUESE BEND P.T. | NotFound | NotFound | 2124379 | 7665 | 44 | NotFound | NotFound | NotFound | NotFound
POSEIDON | 14365 | 12KV | PROCTOR | PROCTOR | PROCTOR | 2216690 | 5108 | 26 | WALNUT | Mira Loma Switch Center | WALNUT | Mira Loma Switch Center
POSO PARK | 14349 | 2.4KV | POSO PARK P.T. | NotFound | NotFound | 2126439 | 7676 | 53 | NotFound | NotFound | NotFound | NotFound
POSTON | 14368 | 12KV | POSTON (BIA) | NotFound | NotFound | 2274131 | 4203 | 87 | NotFound | NotFound | NotFound | NotFound
POTASH | 14369 | 12KV | TRONA | TRONA | TRONA | 2218388 | 8252 | 86 | KRAMER | Lugo Switch Center | KRAMER | Lugo Switch Center
POTATO | 14371 | 12KV | SIXTEENTH STREET | SIXTEENTH_STREET | SIXTEENTH_STREET | 2216064 | 8239 | 31 | VISTA | Vista Switch Center | VISTA | Vista Switch Center
POTOSI | 14373 | 25KV | LATHROP WELLS P.T. | NotFound | NotFound | 2125477 | 7461 | 72 | NotFound | NotFound | NotFound | NotFound
POTTER | 14374 | 12KV | MOBILOIL | MOBILOIL | MOBILOIL | 2212312 | 5229 | 44 | LA FRESA | El Nido Switch Center | LA FRESA | El Nido Switch Center
POTTERY | 14378 | 12KV | ELSINORE | ELSINORE | ELSINORE | 2213864 | 8343 | 88 | VALLEY | Valley Switch Center | VALLEY | Valley Switch Center
POULTRY | 14372 | 12KV | YUCAIPA | YUCAIPA | YUCAIPA | 2219838 | 5636 | 31 | SAN BERNARDINO | Vista Switch Center | SAN BERNARDINO | Vista Switch Center
POUND | 14379 | 12KV | PALM VILLAGE | PALM_VILLAGE | PALM_VILLAGE | 2213750 | 8215 | 79 | DEVERS | Devers Switch Center | DEVERS | Devers Switch Center
POURROY | 14382 | 12KV | AULD | AULD | AULD | 2213470 | 8018 | 88 | VALLEY | Valley Switch Center | VALLEY | Valley Switch Center
POWDER | 14375 | 16KV | RIO HONDO | RIO_HONDO | RIO_HONDO | 2213964 | 5013 | 27 | RIO HONDO | Mesa Switch Center | RIO HONDO | Mesa Switch Center
POWELL | 14376 | 16KV | NEWHALL | NEWHALL | NEWHALL | 2217376 | 5576 | 59 | SAUGUS | Vincent Switch Center | SAUGUS | Vincent Switch Center
POWER | 14377 | 4KV | MUSCOY | MUSCOY | MUSCOY | 2213732 | 8198 | 31 | VISTA | Vista Switch Center | VISTA | Vista Switch Center
PRADO | 14383 | 16KV | POTRERO | POTRERO | POTRERO | 2219760 | 5597 | 35 | MOORPARK | Ventura Switch Center | MOORPARK | Ventura Switch Center
PRAIRIE | 14380 | 12KV | STRATHMORE | STRATHMORE | STRATHMORE | 2217102 | 5325 | 51 | SPRINGVILLE | Rector Switch Center | SPRINGVILLE | Rector Switch Center
PRATT | 14390 | 12KV | WOODVILLE | WOODVILLE | WOODVILLE | 2219506 | 5333 | 51 | SPRINGVILLE | Rector Switch Center | SPRINGVILLE | Rector Switch Center
PRAYER | 14391 | 12KV | SAVAGE | SAVAGE | SAVAGE | 2220412 | 8020 | 73 | VICTOR | Lugo Switch Center | VICTOR | Lugo Switch Center
PREDATOR | 14395 | 12KV | STETSON | STETSON | STETSON | 2218248 | 8095 | 77 | VALLEY | Valley Switch Center | VALLEY | Valley Switch Center
PREGO | 14396 | 12KV | PADUA | PADUA | PADUA | 2216446 | 5060 | 34 | PADUA | Mira Loma Switch Center | PADUA | Mira Loma Switch Center
PRESIDENT | 14398 | 12KV | CORNUTA | CORNUTA | CORNUTA | 2215298 | 5723 | 32 | DEL AMO | Lighthipe Switch Center | DEL AMO | Lighthipe Switch Center
PRESLEY | 14397 | 12KV | NEWCOMB | NEWCOMB | NEWCOMB | 2218460 | 8342 | 77 | VALLEY | Valley Switch Center | VALLEY | Valley Switch Center
PRESTON | 14401 | 12KV | COLTON | COLTON | COLTON | 2212868 | 5610 | 31 | VISTA | Vista Switch Center | VISTA | Vista Switch Center
PRICE | 14404 | 12KV | CORONA | CORONA | CORONA | 2220750 | 8279 | 34 | MIRA LOMA | Mira Loma Switch Center | MIRA LOMA | Mira Loma Switch Center
PRIDA | 12779 | 12KV | CYPRESS | CYPRESS | CYPRESS | 2217874 | 5837 | 46 | DEL AMO | Lighthipe Switch Center | DEL AMO | Lighthipe Switch Center
PRIMERO | 14406 | 12KV | VIEJO | VIEJO | VIEJO | 2211936 | 5083 | 43 | VIEJO | Orange County Switch Ctr | VIEJO | Orange County Switch Ctr
PRIMROSE | 14410 | 16KV | BRADBURY | BRADBURY | BRADBURY | 2219128 | 5171 | 27 | RIO HONDO | Mesa Switch Center | RIO HONDO | Mesa Switch Center
PRINCE | 14418 | 16KV | CALDEN | CALDEN | CALDEN | 2217678 | 5750 | 32 | LAGUNA BELL | Lighthipe Switch Center | LAGUNA BELL | Lighthipe Switch Center
PRIORY | 14425 | 4KV | GAGE | GAGE | GAGE | 2220058 | 5770 | 32 | LAGUNA BELL | Lighthipe Switch Center | LAGUNA BELL | Lighthipe Switch Center
PRITCHARD | 14430 | 4KV | BASTA | BASTA | BASTA | 2215650 | 5883 | 48 | BARRE | Orange County Switch Ctr | BARRE | Orange County Switch Ctr
PRIVET | 14432 | 12KV | PARKWOOD | PARKWOOD | PARKWOOD | 2215504 | 5816 | 48 | OLINDA | Orange County Switch Ctr | OLINDA | Orange County Switch Ctr
PROBST | 14433 | 33KV | SANTA ROSA | SANTA_ROSA | SANTA_ROSA | 2220464 | 8036 | 79 | DEVERS | Devers Switch Center | DEVERS | Devers Switch Center
PRODUCTS | 14436 | 12KV | NAROD | NAROD | NAROD | 2212960 | 5648 | 34 | CHINO | Mira Loma Switch Center | CHINO | Mira Loma Switch Center
PROFESSOR | 14438 | 16KV | ISLA VISTA | ISLA_VISTA | ISLA_VISTA | 2215066 | 5596 | 49 | GOLETA | Ventura Switch Center | GOLETA | Ventura Switch Center
PROFIT | 14441 | 12KV | PEDLEY | PEDLEY | PEDLEY | 2212914 | 5626 | 34 | MIRA LOMA | Mira Loma Switch Center | MIRA LOMA | Mira Loma Switch Center
PROMENADE | 14445 | 12KV | CORONA | CORONA | CORONA | 2220750 | 8279 | 34 | MIRA LOMA | Mira Loma Switch Center | MIRA LOMA | Mira Loma Switch Center
PRONGHORN | 14450 | 12KV | DEL SUR | DEL_SUR | DEL_SUR | 2219586 | 5508 | 36 | ANTELOPE | Vincent Switch Center | ANTELOPE | Vincent Switch Center
PROSPECT | 14460 | 4KV | NAPLES | NAPLES | NAPLES | 2220020 | 5740 | 46 | ALAMITOS | Lighthipe Switch Center | ALAMITOS | Lighthipe Switch Center
PRUITT | 14461 | 4KV | PRUITT P.T. | NotFound | NotFound | 16288591 | 7686 | 44 | NotFound | NotFound | NotFound | NotFound
PRUNE | 14467 | 12KV | PARKWOOD | PARKWOOD | PARKWOOD | 2215504 | 5816 | 48 | OLINDA | Orange County Switch Ctr | OLINDA | Orange County Switch Ctr
PRYOR | 14473 | 12KV | ETIWANDA | ETIWANDA | ETIWANDA | 2212014 | 5096 | 30 | ETIWANDA | Vista Switch Center | ETIWANDA | Vista Switch Center
PUDDINGSTONE | 14475 | 12KV | LAYFAIR | LAYFAIR | LAYFAIR | 2217522 | 5645 | 26 | PADUA | Mira Loma Switch Center | PADUA | Mira Loma Switch Center
PUEBLO | 14480 | 16KV | LA FRESA | LA_FRESA | LA_FRESA | 2211620 | 5021 | 44 | LA FRESA | El Nido Switch Center | LA FRESA | El Nido Switch Center
PUESTA | 14540 | 4KV | MODOC | MODOC | MODOC | 2214922 | 5520 | 49 | GOLETA | Ventura Switch Center | GOLETA | Ventura Switch Center
PUFF | 14482 | 12KV | MIDWIND | MIDWIND | MIDWIND | 2212618 | 5424 | 52 | ANTELOPE | Vincent Switch Center | ANTELOPE | Vincent Switch Center
PULASKI | 14486 | 12KV | CORONA | CORONA | CORONA | 2220750 | 8279 | 34 | MIRA LOMA | Mira Loma Switch Center | MIRA LOMA | Mira Loma Switch Center
PULLMAN | 14510 | 4KV | DITMAR | DITMAR | DITMAR | 2212364 | 5246 | 44 | LA FRESA | El Nido Switch Center | LA FRESA | El Nido Switch Center
PULP | 14490 | 16KV | FRUITLAND | FRUITLAND | FRUITLAND | 2215290 | 5718 | 32 | LAGUNA BELL | Lighthipe Switch Center | LAGUNA BELL | Lighthipe Switch Center
PUMALO | 14511 | 12KV | DEL ROSA | DEL_ROSA | DEL_ROSA | 2219894 | 5670 | 31 | SAN BERNARDINO | Vista Switch Center | SAN BERNARDINO | Vista Switch Center
PUNCH | 14464 | 12KV | CHIQUITA | CHIQUITA | CHIQUITA | 2215488 | 5811 | 43 | VIEJO | Orange County Switch Ctr | VIEJO | Orange County Switch Ctr
PUNT | 14493 | 12KV | WASHINGTON | WASHINGTON | WASHINGTON | 2220244 | 5856 | 29 | VILLA PARK | Orange County Switch Ctr | VILLA PARK | Orange County Switch Ctr
PURCHASE | 14494 | 12KV | OUTLET P.T. | OUTLET P.T. | OUTLET P.T. | 2124955 | 7620 | 79 | DEVERS | Devers Switch Center | DEVERS | Devers Switch Center
PURDUE | 14496 | 16KV | SAWTELLE | SAWTELLE | SAWTELLE | 2214666 | 5250 | 42 | LA CIENEGA | El Nido Switch Center | LA CIENEGA | El Nido Switch Center
PUREX | 14500 | 16KV | CUDAHY | CUDAHY | CUDAHY | 2215284 | 5714 | 32 | LAGUNA BELL | Lighthipe Switch Center | LAGUNA BELL | Lighthipe Switch Center
PURPLE | 14502 | 12KV | ORANGE | ORANGE | ORANGE | 2220224 | 5843 | 29 | VILLA PARK | Orange County Switch Ctr | VILLA PARK | Orange County Switch Ctr
PUTNEY | 14530 | 4KV | SAN GABRIEL | SAN_GABRIEL | SAN_GABRIEL | 2214430 | 5142 | 22 | MESA | Mesa Switch Center | MESA | Mesa Switch Center
PUTTER | 14535 | 12KV | GILBERT | GILBERT | GILBERT | 2220202 | 5833 | 48 | BARRE | Orange County Switch Ctr | BARRE | Orange County Switch Ctr
PYGMY | 14541 | 12KV | PIER | NotFound | NotFound | 19663408 | 8830 | 46 | NotFound | NotFound | NotFound | NotFound
PYLE | 14542 | 16KV | WAKEFIELD | WAKEFIELD | WAKEFIELD | 2219736 | 5579 | 39 | SANTA CLARA | Ventura Switch Center | SANTA CLARA | Ventura Switch Center
PYRAMID | 14544 | 12KV | SAVAGE | SAVAGE | SAVAGE | 2220412 | 8020 | 73 | VICTOR | Lugo Switch Center | VICTOR | Lugo Switch Center
PYRUS | 14546 | 12KV | PARKWOOD | PARKWOOD | PARKWOOD | 2215504 | 5816 | 48 | OLINDA | Orange County Switch Ctr | OLINDA | Orange County Switch Ctr
PYTHON | 14547 | 16KV | NORTH OAKS | NORTH_OAKS | NORTH_OAKS | 2214980 | 5542 | 59 | SAUGUS | Vincent Switch Center | SAUGUS | Vincent Switch Center
QATAR | 14551 | 12KV | MODENA | MODENA | MODENA | 2220120 | 5802 | 29 | VILLA PARK | Orange County Switch Ctr | VILLA PARK | Orange County Switch Ctr
QUAIL | 14560 | 12KV | TIPTON | TIPTON | TIPTON | 2214782 | 5327 | 51 | null | null | null | null
QUAKER | 14550 | 4KV | LAYFAIR | LAYFAIR | LAYFAIR | 2215192 | 5645 | 26 | PADUA | Mira Loma Switch Center | PADUA | Mira Loma Switch Center
QUARRY | 14565 | 12KV | PEDLEY | PEDLEY | PEDLEY | 2212914 | 5626 | 34 | MIRA LOMA | Mira Loma Switch Center | MIRA LOMA | Mira Loma Switch Center
QUART | 14566 | 12KV | PALM VILLAGE | PALM_VILLAGE | PALM_VILLAGE | 2213750 | 8215 | 79 | DEVERS | Devers Switch Center | DEVERS | Devers Switch Center
QUARTER | 14567 | 12KV | PLACENTIA | PLACENTIA | PLACENTIA | 2220310 | 5889 | 48 | VILLA PARK | Orange County Switch Ctr | VILLA PARK | Orange County Switch Ctr
QUARTERBACK | 14569 | 12KV | STADLER | STADLER | STADLER | 2215704 | 8005 | 88 | VALLEY | Valley Switch Center | VALLEY | Valley Switch Center
QUARTZ | 14568 | 12KV | LIMESTONE | LIMESTONE | LIMESTONE | 2220828 | 8804 | 43 | VIEJO | Orange County Switch Ctr | VIEJO | Orange County Switch Ctr
QUASAR | 16666 | 12KV | SUN CITY | SUN_CITY | SUN_CITY | 2220556 | 8078 | 77 | VALLEY | Valley Switch Center | VALLEY | Valley Switch Center
QUEBEC | 14570 | 4KV | IMPERIAL | IMPERIAL | IMPERIAL | 2215400 | 5772 | 47 | CENTER | Lighthipe Switch Center | CENTER | Lighthipe Switch Center
QUEEN | 14580 | 4KV | INGLEWOOD | INGLEWOOD | INGLEWOOD | 2212266 | 5211 | 44 | EL NIDO | El Nido Switch Center | EL NIDO | El Nido Switch Center
QUEEN MARY 1 | 14581 | 4KV | QUEEN MARY U.G.S. | QUEEN_MARY_U.G.S. | QUEEN_MARY_U.G.S. | 2126465 | 7701 | 46 | HINSON | Lighthipe Switch Center | HINSON | Lighthipe Switch Center
QUEENSLAND | 14584 | 12KV | LANCASTER | LANCASTER | LANCASTER | 2212660 | 5514 | 36 | ANTELOPE | Vincent Switch Center | ANTELOPE | Vincent Switch Center
QUICKSILVER | 14586 | 16KV | CREST | CREST | CREST | 2217012 | 5264 | 44 | LA FRESA | El Nido Switch Center | LA FRESA | El Nido Switch Center
QUINBY | 18270 | 12KV | ANAVERDE | ANAVERDE | ANAVERDE | 2219658 | 5539 | 36 | ANTELOPE | Vincent Switch Center | ANTELOPE | Vincent Switch Center
QUINCY | 14590 | 4KV | BROADWAY | BROADWAY | BROADWAY | 2220054 | 5768 | 46 | ALAMITOS | Lighthipe Switch Center | ALAMITOS | Lighthipe Switch Center
QUINTO | 14592 | 12KV | SOQUEL | SOQUEL | SOQUEL | 2215254 | 5686 | 34 | CHINO | Mira Loma Switch Center | CHINO | Mira Loma Switch Center
QUIXOTE | 14595 | 12KV | SOUTHWIND | SOUTHWIND | SOUTHWIND | 2212616 | 5423 | 52 | ANTELOPE | Vincent Switch Center | ANTELOPE | Vincent Switch Center
RABBIT | 14598 | 12KV | LUCERNE | LUCERNE | LUCERNE | 2216042 | 8220 | 73 | VICTOR | Lugo Switch Center | VICTOR | Lugo Switch Center
RACER | 14603 | 16KV | NORTH OAKS | NORTH_OAKS | NORTH_OAKS | 2214980 | 5542 | 59 | SAUGUS | Vincent Switch Center | SAUGUS | Vincent Switch Center
RACEWAY | 14604 | 12KV | TROPHY | TROPHY | TROPHY | 2217418 | 5603 | 26 | CHINO | Mira Loma Switch Center | CHINO | Mira Loma Switch Center
RACINE | 14601 | 12KV | VILLA PARK | VILLA_PARK | VILLA_PARK | 2216586 | 5082 | 29 | VILLA PARK | Orange County Switch Ctr | VILLA PARK | Orange County Switch Ctr
RACQUET CLUB | 14605 | 4KV | HOLIDAY | HOLIDAY | HOLIDAY | 2220676 | 8207 | 79 | DEVERS | Devers Switch Center | DEVERS | Devers Switch Center
RADEC | 14608 | 12KV | VILLA PARK | VILLA_PARK | VILLA_PARK | 2216586 | 5082 | 29 | VILLA PARK | Orange County Switch Ctr | VILLA PARK | Orange County Switch Ctr
RADFORD | 14610 | 12KV | CYPRESS | CYPRESS | CYPRESS | 2217874 | 5837 | 46 | DEL AMO | Lighthipe Switch Center | DEL AMO | Lighthipe Switch Center
RADIATOR | 14620 | 16KV | LA FRESA | LA_FRESA | LA_FRESA | 2211620 | 5021 | 44 | LA FRESA | El Nido Switch Center | LA FRESA | El Nido Switch Center
RADIUM | 14623 | 12KV | CHERRY | CHERRY | CHERRY | 2217778 | 5797 | 46 | HINSON | Lighthipe Switch Center | HINSON | Lighthipe Switch Center
RADNOR | 14630 | 12KV | DELANO | DELANO | DELANO | 2219412 | 5305 | 51 | VESTAL | Rector Switch Center | VESTAL | Rector Switch Center
RAHAL | 14634 | 12KV | CUCAMONGA | CUCAMONGA | CUCAMONGA | 2219902 | 5677 | 34 | PADUA | Mira Loma Switch Center | PADUA | Mira Loma Switch Center
RAHN | 14635 | 16KV | CARSON | CARSON | CARSON | 2217602 | 5711 | 32 | LIGHTHIPE | Lighthipe Switch Center | LIGHTHIPE | Lighthipe Switch Center
RAIDERS | 14641 | 12KV | SLATER | SLATER | SLATER | 2220132 | 5809 | 33 | ELLIS | Orange County Switch Ctr | ELLIS | Orange County Switch Ctr
RAINBOW | 14645 | 16KV | SOMIS | SOMIS | SOMIS | 2212720 | 5536 | 39 | SANTA CLARA | Ventura Switch Center | SANTA CLARA | Ventura Switch Center
RAISIN | 14646 | 12KV | SIXTEENTH STREET | SIXTEENTH_STREET | SIXTEENTH_STREET | 2216064 | 8239 | 31 | VISTA | Vista Switch Center | VISTA | Vista Switch Center
RALEIGH | 10710 | 4KV | SAN MARINO | SAN_MARINO | SAN_MARINO | 2216750 | 5143 | 27 | MESA | Mesa Switch Center | MESA | Mesa Switch Center
RALSTON | 14650 | 16KV | WABASH | WABASH | WABASH | 2216694 | 5110 | 22 | MESA | Mesa Switch Center | MESA | Mesa Switch Center
RAMAC | 14652 | 16KV | ESTERO | ESTERO | ESTERO | 2217340 | 5563 | 39 | SANTA CLARA | Ventura Switch Center | SANTA CLARA | Ventura Switch Center
RAMBLER | 14654 | 12KV | VERA | VERA | VERA | 2217782 | 5801 | 29 | ELLIS | Orange County Switch Ctr | ELLIS | Orange County Switch Ctr
RAMBO | 14655 | 12KV | BUNKER | BUNKER | BUNKER | 2213458 | 8014 | 77 | VALLEY | Valley Switch Center | VALLEY | Valley Switch Center
RAMP | 14658 | 12KV | STADIUM | STADIUM | STADIUM | 2213204 | 5796 | 46 | ALAMITOS | Lighthipe Switch Center | ALAMITOS | Lighthipe Switch Center
RAMS | 14662 | 12KV | SLATER | SLATER | SLATER | 2220132 | 5809 | 33 | ELLIS | Orange County Switch Ctr | ELLIS | Orange County Switch Ctr
RAMSEY | 14660 | 4KV | GANESHA | GANESHA | GANESHA | 2212888 | 5617 | 26 | CHINO | Mira Loma Switch Center | CHINO | Mira Loma Switch Center
RAMSGATE | 14661 | 12KV | CHASE | CHASE | CHASE | 2213010 | 5679 | 34 | MIRA LOMA | Mira Loma Switch Center | MIRA LOMA | Mira Loma Switch Center
RANA | 16152 | 12KV | FARRELL | FARRELL | FARRELL | 2220394 | 8016 | 79 | DEVERS | Devers Switch Center | DEVERS | Devers Switch Center
RANCH | 14666 | 12KV | ONEILL | ONEILL | ONEILL | 2216200 | 8810 | 43 | VIEJO | Orange County Switch Ctr | VIEJO | Orange County Switch Ctr
RANCHERIA | 14675 | 2.4KV | RANCHERIA P.T. | RANCHERIA P.T. | RANCHERIA P.T. | 2126846 | 7718 | 50 | BIG CREEK SYSTEM | Rector Switch Center | BIG CREEK SYSTEM | Rector Switch Center
RAND | 14704 | 12KV | SANTIAGO | SANTIAGO | SANTIAGO | 2211986 | 5088 | 43 | SANTIAGO | Orange County Switch Ctr | SANTIAGO | Orange County Switch Ctr
RANGE | 21082 | 12KV | FORT IRWIN | FORT_IRWIN | FORT_IRWIN | 2218300 | 8138 | 72 | ELDORADO | Eldorado Switch Center | ELDORADO | Eldorado Switch Center
RANGER | 14690 | 2.4KV | RANGER P.T. | RANGER P.T. | RANGER P.T. | 2124463 | 7721 | 40 | VISTA | Vista Switch Center | VISTA | Vista Switch Center
RANIER | 14705 | 12KV | MARASCHINO | MARASCHINO | MARASCHINO | 2220594 | 8096 | 31 | VISTA | Vista Switch Center | VISTA | Vista Switch Center
RANKIN | 14700 | 12KV | WALKER BASIN | WALKER_BASIN | WALKER_BASIN | 2214800 | 5332 | 53 | RECTOR | Rector Switch Center | RECTOR | Rector Switch Center
RANSOM | 14710 | 4KV | BELMONT | BELMONT | BELMONT | 2219932 | 5706 | 46 | ALAMITOS | Lighthipe Switch Center | ALAMITOS | Lighthipe Switch Center
RAPFEAL | 14706 | 4KV | SUNNY DUNES | SUNNY_DUNES | SUNNY_DUNES | 2213784 | 8244 | 79 | DEVERS | Devers Switch Center | DEVERS | Devers Switch Center
RAPTOR | 14707 | 12KV | HARPER LAKE | HARPER_LAKE | HARPER_LAKE | 29470623 | 8160 | 72 | KRAMER | Lugo Switch Center | KRAMER | Lugo Switch Center
RASMUSSEN | 14709 | 12KV | OAK GROVE | OAK_GROVE | OAK_GROVE | 2217124 | 5337 | 51 | RECTOR | Rector Switch Center | RECTOR | Rector Switch Center
RATON | 14713 | 4KV | SUNNYSIDE | SUNNYSIDE | SUNNYSIDE | 2215432 | 5785 | 46 | LIGHTHIPE | Lighthipe Switch Center | LIGHTHIPE | Lighthipe Switch Center
RATTLER | 14714 | 16KV | NORTH OAKS | NORTH_OAKS | NORTH_OAKS | 2214980 | 5542 | 59 | SAUGUS | Vincent Switch Center | SAUGUS | Vincent Switch Center
RAVEN | 14717 | 12KV | TALBERT | TALBERT | TALBERT | 2213328 | 5853 | 29 | ELLIS | Orange County Switch Ctr | ELLIS | Orange County Switch Ctr
RAVENNA | 14716 | 12KV | CYPRESS | CYPRESS | CYPRESS | 2217874 | 5837 | 46 | DEL AMO | Lighthipe Switch Center | DEL AMO | Lighthipe Switch Center
RAVINE | 14726 | 16KV | ARROYO | ARROYO | ARROYO | 2214452 | 5158 | 27 | GOULD | Mesa Switch Center | GOULD | Mesa Switch Center
RAWSON | 14724 | 12KV | AULD | AULD | AULD | 2213470 | 8018 | 88 | VALLEY | Valley Switch Center | VALLEY | Valley Switch Center
RAYBESTOS | 14719 | 12KV | FULLERTON | FULLERTON | FULLERTON | 2217840 | 5822 | 48 | BARRE | Orange County Switch Ctr | BARRE | Orange County Switch Ctr
RAYBORN | 14720 | 4KV | BULLIS | BULLIS | BULLIS | 2215368 | 5756 | 32 | LIGHTHIPE | Lighthipe Switch Center | LIGHTHIPE | Lighthipe Switch Center
RAYBURN | 14722 | 12KV | ANAVERDE | ANAVERDE | ANAVERDE | 2219658 | 5539 | 36 | ANTELOPE | Vincent Switch Center | ANTELOPE | Vincent Switch Center
RAZOR | 14735 | 12KV | PALMDALE | PALMDALE | PALMDALE | 2212778 | 5564 | 36 | ANTELOPE | Vincent Switch Center | ANTELOPE | Vincent Switch Center
READY | 14740 | 16KV | SAN MIGUEL | SAN MIGUEL | SAN MIGUEL | 2212814 | 5577 | 39 | SANTA CLARA | Ventura Switch Center | SANTA CLARA | Ventura Switch Center
REAGAN | 14742 | 12KV | ALESSANDRO | ALESSANDRO | ALESSANDRO | 2218086 | 8024 | 77 | VALLEY | Valley Switch Center | VALLEY | Valley Switch Center
REAKES | 14743 | 12KV | MAXWELL | MAXWELL | MAXWELL | 2218074 | 8019 | 77 | VALLEY | Valley Switch Center | VALLEY | Valley Switch Center
REASONER | 14747 | 16KV | FREMONT | FREMONT | FREMONT | 2217612 | 5720 | 32 | LIGHTHIPE | Lighthipe Switch Center | LIGHTHIPE | Lighthipe Switch Center
REBEL | 14749 | 4KV | BEDFORD | BEDFORD | BEDFORD | 2214652 | 5245 | 42 | LA CIENEGA | El Nido Switch Center | LA CIENEGA | El Nido Switch Center
RECHE | 14752 | 12KV | MAXWELL | MAXWELL | MAXWELL | 2218074 | 8019 | 77 | VALLEY | Valley Switch Center | VALLEY | Valley Switch Center
RECOVERY 1 | 21085 | 12KV | RECOVERY | RECOVERY | RECOVERY | 2213902 | 8801 | 33 | ELLIS | Orange County Switch Ctr | ELLIS | Orange County Switch Ctr
RECTIFIER | 21048 | 33KV | RECTIFIER | RECTIFIER | RECTIFIER | 2220804 | 8357 | 88 | VALLEY | Valley Switch Center | VALLEY | Valley Switch Center
RED | 14751 | 12KV | ORANGE | ORANGE | ORANGE | 2220224 | 5843 | 29 | VILLA PARK | Orange County Switch Ctr | VILLA PARK | Orange County Switch Ctr
RED BARN | 14753 | 12KV | NORTH MUROC | NORTH_MUROC | NORTH_MUROC | 2218348 | 8206 | 86 | KRAMER | Lugo Switch Center | KRAMER | Lugo Switch Center
RED BOX | 14758 | 16KV | RED BOX P.T. | NotFound | NotFound | 2125340 | 7720 | 27 | NotFound | NotFound | NotFound | NotFound
RED FLAG | 14770 | 12KV | CENTER | CENTER | CENTER | 2211948 | 5084 | 47 | CENTER | Lighthipe Switch Center | CENTER | Lighthipe Switch Center
RED MOUNTAIN | 14810 | 16KV | CASITAS | CASITAS | CASITAS | 2214878 | 5504 | 39 | SANTA CLARA | Ventura Switch Center | SANTA CLARA | Ventura Switch Center
REDBALL | 14754 | 12KV | BLOOMINGTON | BLOOMINGTON | BLOOMINGTON | 2217458 | 5620 | 30 | VISTA | Vista Switch Center | VISTA | Vista Switch Center
REDBANKS | 14750 | 12KV | VENICE HILL | VENICE_HILL | VENICE_HILL | 2217114 | 5329 | 51 | RECTOR | Rector Switch Center | RECTOR | Rector Switch Center
REDGUM | 14775 | 16KV | TORRANCE | TORRANCE | TORRANCE | 2212418 | 5269 | 44 | LA FRESA | El Nido Switch Center | LA FRESA | El Nido Switch Center
REDHILL | 14790 | 12KV | FAIRVIEW | FAIRVIEW | FAIRVIEW | 2220170 | 5821 | 29 | JOHANNA | Orange County Switch Ctr | JOHANNA | Orange County Switch Ctr
REDICK | 14811 | 4KV | STODDARD | STODDARD | STODDARD | 2215156 | 5632 | 31 | SAN BERNARDINO | Vista Switch Center | SAN BERNARDINO | Vista Switch Center
REDINGTON | 14791 | 12KV | HANFORD | HANFORD | HANFORD | 2219430 | 5310 | 51 | RECTOR | Rector Switch Center | RECTOR | Rector Switch Center
REDLABEL | 14792 | 12KV | MILLIKEN | MILLIKEN | MILLIKEN | 2215218 | 5663 | 34 | MIRA LOMA | Mira Loma Switch Center | MIRA LOMA | Mira Loma Switch Center
REDSKIN | 14813 | 12KV | PIONEER | PIONEER | PIONEER | 2217978 | 5886 | 47 | CENTER | Lighthipe Switch Center | CENTER | Lighthipe Switch Center
REDSTONE | 14814 | 16KV | ESTERO | ESTERO | ESTERO | 2217340 | 5563 | 39 | SANTA CLARA | Ventura Switch Center | SANTA CLARA | Ventura Switch Center
REDWOOD | 14820 | 12KV | DECLEZ | DECLEZ | DECLEZ | 2219794 | 5615 | 30 | ETIWANDA | Vista Switch Center | ETIWANDA | Vista Switch Center
REED | 14826 | 12KV | MENTONE | MENTONE | MENTONE | 2215884 | 8082 | 31 | VISTA | Vista Switch Center | VISTA | Vista Switch Center
REEDER | 14827 | 12KV | CORTEZ | CORTEZ | CORTEZ | 2214504 | 5186 | 26 | WALNUT | Mira Loma Switch Center | WALNUT | Mira Loma Switch Center
REEVES | 14830 | 4KV | LARDER | LARDER | LARDER | 2213118 | 5745 | 46 | HINSON | Lighthipe Switch Center | HINSON | Lighthipe Switch Center
REFEREE | 14836 | 12KV | STADLER | STADLER | STADLER | 2215704 | 8005 | 88 | VALLEY | Valley Switch Center | VALLEY | Valley Switch Center
REFOIL | 14840 | 12KV | CARMENITA | CARMENITA | CARMENITA | 2217816 | 5814 | 47 | DEL AMO | Lighthipe Switch Center | DEL AMO | Lighthipe Switch Center
REGAL | 14860 | 12KV | CAMERON | CAMERON | CAMERON | 2215280 | 5712 | 46 | HINSON | Lighthipe Switch Center | HINSON | Lighthipe Switch Center
REGENT | 14870 | 4KV | SAN VICENTE | SAN_VICENTE | SAN_VICENTE | 2216928 | 5230 | 42 | LA CIENEGA | El Nido Switch Center | LA CIENEGA | El Nido Switch Center
REGINA | 14874 | 4KV | RIVERA | RIVERA | RIVERA | 2220230 | 5848 | 47 | CENTER | Lighthipe Switch Center | CENTER | Lighthipe Switch Center
REIMANN | 14890 | 16KV | COLONIA | COLONIA | COLONIA | 2219578 | 5505 | 39 | SANTA CLARA | Ventura Switch Center | SANTA CLARA | Ventura Switch Center
REIN | 14889 | 12KV | SILVER SPUR | SILVER_SPUR | SILVER_SPUR | 2220726 | 8238 | 79 | DEVERS | Devers Switch Center | DEVERS | Devers Switch Center
REISLING | 14891 | 12KV | PEPPER | PEPPER | PEPPER | 2215752 | 8021 | 30 | VISTA | Vista Switch Center | VISTA | Vista Switch Center
REJADA | 14892 | 16KV | ROYAL | ROYAL | ROYAL | 2212820 | 5580 | 35 | MOORPARK | Ventura Switch Center | MOORPARK | Ventura Switch Center
RELIEF | 14893 | 16KV | VAIL | VAIL | VAIL | 2216804 | 5175 | 32 | LAGUNA BELL | Lighthipe Switch Center | LAGUNA BELL | Lighthipe Switch Center
RELISH | 14895 | 12KV | MERCED | MERCED | MERCED | 2214522 | 5193 | 26 | WALNUT | Mira Loma Switch Center | WALNUT | Mira Loma Switch Center
REMBOLT | 14897 | 16KV | REMBOLT P.T. | REMBOLT P.T. | REMBOLT P.T. | 16148740 | 7734 | 39 | SANTA CLARA | Ventura Switch Center | SANTA CLARA | Ventura Switch Center
REMOTE | 14898 | 33KV | BARSTOW | BARSTOW | BARSTOW | 2273806 | 8110 | 72 | ELDORADO | Eldorado Switch Center | ELDORADO | Eldorado Switch Center
REPUBLIC | 14906 | 16KV | LENNOX | LENNOX | LENNOX | 2216886 | 5213 | 44 | EL NIDO | El Nido Switch Center | EL NIDO | El Nido Switch Center
RESERVATION | 14909 | 4.8KV | SAN JACINTO | SAN_JACINTO | SAN_JACINTO | 2216058 | 8234 | 77 | VALLEY | Valley Switch Center | VALLEY | Valley Switch Center
RESORT | 14923 | 33KV | NELSON | NELSON | NELSON | 2213548 | 8038 | 77 | VALLEY | Valley Switch Center | VALLEY | Valley Switch Center
RETREAT | 14925 | 12KV | RETREAT P.T. | RETREAT P.T. | RETREAT P.T. | 2126896 | 7735 | 34 | MIRA LOMA | Mira Loma Switch Center | MIRA LOMA | Mira Loma Switch Center
REVERSE PEAK | 14926 | 12KV | JUNE LAKE | JUNE_LAKE | JUNE_LAKE | 2274024 | 2583 | 85 | INYO SCE | Control Switch Center | INYO SCE | Control Switch Center
REVOLUTION | 21046 | 16KV | COLOSSUS | COLOSSUS | COLOSSUS | 2219354 | 5260 | 59 | SAUGUS | Vincent Switch Center | SAUGUS | Vincent Switch Center
REX | 14930 | 4KV | IMPERIAL | IMPERIAL | IMPERIAL | 2215400 | 5772 | 47 | CENTER | Lighthipe Switch Center | CENTER | Lighthipe Switch Center
REXFORD | 14940 | 4KV | BEVERLY | BEVERLY | BEVERLY | 2219196 | 5201 | 42 | LA CIENEGA | El Nido Switch Center | LA CIENEGA | El Nido Switch Center
RHEEM | 14950 | 16KV | CUDAHY | CUDAHY | CUDAHY | 2215284 | 5714 | 32 | LAGUNA BELL | Lighthipe Switch Center | LAGUNA BELL | Lighthipe Switch Center
RHINE | 14952 | 12KV | RIO HONDO | RIO_HONDO | RIO_HONDO | 2218550 | 5013 | 27 | RIO HONDO | Mesa Switch Center | RIO HONDO | Mesa Switch Center
RHINEDOLLAR | 14955 | 12KV | POOLE | POOLE | POOLE | 2274028 | 2512 | 85 | INYO SCE | Control Switch Center | INYO SCE | Control Switch Center
RHOADS | 14958 | 12KV | SAN DIMAS | SAN_DIMAS | SAN_DIMAS | 2212932 | 5633 | 26 | PADUA | Mira Loma Switch Center | PADUA | Mira Loma Switch Center
RHODA | 14960 | 16KV | CRATER | CRATER | CRATER | 2214634 | 5239 | 35 | MOORPARK | Ventura Switch Center | MOORPARK | Ventura Switch Center
RHODE ISLAND | 14962 | 12KV | CAROLINA | CAROLINA | CAROLINA | 2217814 | 5813 | 48 | OLINDA | Orange County Switch Ctr | OLINDA | Orange County Switch Ctr
RHUMBA | 14968 | 16KV | BRIGHTON | BRIGHTON | BRIGHTON | 2219264 | 5226 | 44 | LA FRESA | El Nido Switch Center | LA FRESA | El Nido Switch Center
RICARDO | 14978 | 16KV | SAN MIGUEL | SAN MIGUEL | SAN MIGUEL | 2212814 | 5577 | 39 | SANTA CLARA | Ventura Switch Center | SANTA CLARA | Ventura Switch Center
RICE | 14980 | 4KV | OXNARD | OXNARD | OXNARD | 2214938 | 5527 | 39 | SANTA CLARA | Ventura Switch Center | SANTA CLARA | Ventura Switch Center
RICHARDS | 14990 | 4KV | COSTA MESA | COSTA_MESA | COSTA_MESA | 2220158 | 5817 | 33 | ELLIS | Orange County Switch Ctr | ELLIS | Orange County Switch Ctr
RICHGROVE | 15010 | 12KV | VESTAL | VESTAL | VESTAL | 2211660 | 5035 | 51 | VESTAL | Rector Switch Center | VESTAL | Rector Switch Center
RICHMAN | 15020 | 4KV | FULLERTON | FULLERTON | FULLERTON | 2215532 | 5822 | 48 | BARRE | Orange County Switch Ctr | BARRE | Orange County Switch Ctr
RICHUSON | 15022 | 4KV | RICHUSON P.T. | RICHUSON P.T. | RICHUSON P.T. | 2126493 | 7733 | 32 | LIGHTHIPE | Lighthipe Switch Center | LIGHTHIPE | Lighthipe Switch Center
RICKENBACK | 15023 | 33KV | EDWARDS | EDWARDS | EDWARDS | 2220440 | 8028 | 86 | KRAMER | Lugo Switch Center | KRAMER | Lugo Switch Center
RICKO | 06364 | 12KV | PARKWOOD | PARKWOOD | PARKWOOD | 2215504 | 5816 | 48 | OLINDA | Orange County Switch Ctr | OLINDA | Orange County Switch Ctr
RICKOVER | 15026 | 33KV | INYOKERN | INYOKERN | INYOKERN | 2214070 | 5041 | 86 | KRAMER | Lugo Switch Center | KRAMER | Lugo Switch Center
RIDGE | 15050 | 12KV | GORMAN | GORMAN | GORMAN | 2217220 | 5512 | 36 | BAILEY | Vincent Switch Center | BAILEY | Vincent Switch Center
RIDGELAND | 15055 | 4KV | WALTERIA | WALTERIA | WALTERIA | 2216944 | 5233 | 44 | LA FRESA | El Nido Switch Center | LA FRESA | El Nido Switch Center
RIDGEMOOR | 15051 | 12KV | NEWCOMB | NEWCOMB | NEWCOMB | 2218460 | 8342 | 77 | VALLEY | Valley Switch Center | VALLEY | Valley Switch Center
RIECK | 14880 | 12KV | VESTAL | VESTAL | VESTAL | 2211660 | 5035 | 51 | VESTAL | Rector Switch Center | VESTAL | Rector Switch Center
RIFLE | 15060 | 12KV | CENTER | CENTER | CENTER | 2211948 | 5084 | 47 | CENTER | Lighthipe Switch Center | CENTER | Lighthipe Switch Center
RIGGIN | 15070 | 4KV | NEWMARK | NEWMARK | NEWMARK | 2212100 | 5136 | 22 | MESA | Mesa Switch Center | MESA | Mesa Switch Center
RIGGS | 15066 | 12KV | WIMBLEDON | WIMBLEDON | WIMBLEDON | 2215220 | 5664 | 30 | ETIWANDA | Vista Switch Center | ETIWANDA | Vista Switch Center
RILEY | 15080 | 12KV | CARDIFF | CARDIFF | CARDIFF | 2217428 | 5608 | 31 | SAN BERNARDINO | Vista Switch Center | SAN BERNARDINO | Vista Switch Center
RIM | 15090 | 12KV | BURNT MILL | BURNT_MILL | BURNT_MILL | 2215182 | 5640 | 40 | VISTA | Vista Switch Center | VISTA | Vista Switch Center
RIMPAU | 15100 | 4KV | CULVER | CULVER | CULVER | 2212238 | 5204 | 42 | LA CIENEGA | El Nido Switch Center | LA CIENEGA | El Nido Switch Center
RIMROCK | 15103 | 12KV | MORRO | MORRO | MORRO | 2213296 | 5836 | 43 | SANTIAGO | Orange County Switch Ctr | SANTIAGO | Orange County Switch Ctr
RINCON | 15110 | 4KV | RINCON P.T. | RINCON P.T. | RINCON P.T. | 2124491 | 7728 | 49 | GOLETA | Ventura Switch Center | GOLETA | Ventura Switch Center
RINER | 15111 | 16KV | SAUGUS | SAUGUS | SAUGUS | 2211724 | 5051 | 59 | SAUGUS | Vincent Switch Center | SAUGUS | Vincent Switch Center
RINGO | 15112 | 12KV | CABRILLO | CABRILLO | CABRILLO | 2220290 | 5879 | 43 | JOHANNA | Orange County Switch Ctr | JOHANNA | Orange County Switch Ctr
RINKER | 15114 | 12KV | TULARE | TULARE | TULARE | 2212542 | 5328 | 51 | RECTOR | Rector Switch Center | RECTOR | Rector Switch Center
RIO DEL SOL | 15113 | 4.8KV | THUNDERBIRD | THUNDERBIRD | THUNDERBIRD | 2216068 | 8251 | 79 | DEVERS | Devers Switch Center | DEVERS | Devers Switch Center
RIO GRANDE | 15122 | 12KV | RIVERWAY | RIVERWAY | RIVERWAY | 2214854 | 5374 | 51 | RECTOR | Rector Switch Center | RECTOR | Rector Switch Center
RIPTIDE | 15118 | 16KV | SANTA MONICA | SANTA_MONICA | SANTA_MONICA | 2212322 | 5231 | 42 | LA CIENEGA | El Nido Switch Center | LA CIENEGA | El Nido Switch Center
RITA | 15120 | 4KV | HUNTINGTON PARK | HUNTINGTON_PARK | HUNTINGTON_PARK | 2219992 | 5728 | 32 | LAGUNA BELL | Lighthipe Switch Center | LAGUNA BELL | Lighthipe Switch Center
RITTER | 15140 | 12KV | ANAVERDE | ANAVERDE | ANAVERDE | 2219658 | 5539 | 36 | ANTELOPE | Vincent Switch Center | ANTELOPE | Vincent Switch Center
RIVA | 15150 | 16KV | CASITAS | CASITAS | CASITAS | 2214878 | 5504 | 39 | SANTA CLARA | Ventura Switch Center | SANTA CLARA | Ventura Switch Center
RIVARD | 15164 | 12KV | ALESSANDRO | ALESSANDRO | ALESSANDRO | 2218086 | 8024 | 77 | VALLEY | Valley Switch Center | VALLEY | Valley Switch Center
RIVER BEND | 15156 | 12KV | OLIVE LAKE | OLIVE_LAKE | OLIVE_LAKE | 2220680 | 8210 | 87 | BLYTHE WALC | Devers Switch Center | BLYTHE WALC | Devers Switch Center
RIVERGRADE | 15160 | 12KV | BASSETT | BASSETT | BASSETT | 2216816 | 5184 | 26 | WALNUT | Mira Loma Switch Center | WALNUT | Mira Loma Switch Center
RIVERSIDE | 15170 | 16KV | BANDINI | BANDINI | BANDINI | 2214362 | 5107 | 32 | LAGUNA BELL | Lighthipe Switch Center | LAGUNA BELL | Lighthipe Switch Center
RIVERVIEW | 15173 | 12KV | SECOND AVENUE | SECOND_AVENUE | SECOND_AVENUE | 2216060 | 8235 | 87 | BLYTHE WALC | Devers Switch Center | BLYTHE WALC | Devers Switch Center
RIVES | 15180 | 4KV | DOWNEY | DOWNEY | DOWNEY | 2215520 | 5820 | 47 | CENTER | Lighthipe Switch Center | CENTER | Lighthipe Switch Center
RIVET | 15183 | 4KV | BRIDGE | BRIDGE | BRIDGE | 2212394 | 5257 | 44 | LA FRESA | El Nido Switch Center | LA FRESA | El Nido Switch Center
RIVIERA | 15200 | 4KV | SANTA BARBARA | SANTA_BARBARA | SANTA_BARBARA | 2214956 | 5531 | 49 | GOLETA | Ventura Switch Center | GOLETA | Ventura Switch Center
RMV 1243 | 01243 | 12KV | RCHO MSN VIEJO (SDGE) | NotFound | NotFound | 18220307 | 0129 | 43 | NotFound | NotFound | NotFound | NotFound
RO FEED WATER | 21060 | 12KV | COMPRESS | COMPRESS | COMPRESS | 2213924 | 8818 | 44 | LA FRESA | El Nido Switch Center | LA FRESA | El Nido Switch Center
ROADRUNNER | 15226 | 12KV | CAJALCO | CAJALCO | CAJALCO | 2213616 | 8086 | 77 | VALLEY | Valley Switch Center | VALLEY | Valley Switch Center
ROANOKE | 15230 | 4KV | GRANADA | GRANADA | GRANADA | 2216720 | 5126 | 22 | EAGLE ROCK | Mesa Switch Center | EAGLE ROCK | Mesa Switch Center
ROBBIE | 15235 | 16KV | ARCADIA | ARCADIA | ARCADIA | 2218994 | 5106 | 27 | RIO HONDO | Mesa Switch Center | RIO HONDO | Mesa Switch Center
ROBERTSON | 15270 | 4KV | OLYMPIC | OLYMPIC | OLYMPIC | 2216906 | 5222 | 42 | LA CIENEGA | El Nido Switch Center | LA CIENEGA | El Nido Switch Center
ROBIN | 15275 | 12KV | WRIGHTWOOD | WRIGHTWOOD | WRIGHTWOOD | 2214864 | 5461 | 73 | VICTOR | Lugo Switch Center | VICTOR | Lugo Switch Center
ROBINSON | 15280 | 16KV | RANDOLPH | RANDOLPH | RANDOLPH | 2217662 | 5739 | 32 | LAGUNA BELL | Lighthipe Switch Center | LAGUNA BELL | Lighthipe Switch Center
ROBINSON CREEK | 15282 | 12KV | BRIDGEPORT | BRIDGEPORT | BRIDGEPORT | 2273991 | 2610 | 85 | INYO SCE | Control Switch Center | INYO SCE | Control Switch Center
ROBLE | 15260 | 12KV | STATE STREET | STATE_STREET | STATE_STREET | 2220040 | 5755 | 46 | HINSON | Lighthipe Switch Center | HINSON | Lighthipe Switch Center
ROCHA | 15290 | 4KV | NEPTUNE | NEPTUNE | NEPTUNE | 2213180 | 5781 | 32 | HINSON | Lighthipe Switch Center | HINSON | Lighthipe Switch Center
ROCHHOLTZ | 15292 | 4KV | KEMPSTER | KEMPSTER | KEMPSTER | 2213720 | 8176 | 30 | VISTA | Vista Switch Center | VISTA | Vista Switch Center
ROCK | 15300 | 12KV | SAN ANTONIO | SAN_ANTONIO | SAN_ANTONIO | 2219828 | 5631 | 34 | PADUA | Mira Loma Switch Center | PADUA | Mira Loma Switch Center
ROCKCREEK | 15302 | 12KV | SHERWIN | SHERWIN | SHERWIN | 2274059 | 2571 | 85 | INYO SCE | Control Switch Center | INYO SCE | Control Switch Center
ROCKET | 15310 | 4KV | HEDDA | HEDDA | HEDDA | 2213184 | 5784 | 46 | DEL AMO | Lighthipe Switch Center | DEL AMO | Lighthipe Switch Center
ROCKET TOWN | 15315 | 12KV | DOWNS | DOWNS | DOWNS | 2220624 | 8137 | 86 | KRAMER | Lugo Switch Center | KRAMER | Lugo Switch Center
ROCKHILL | 15307 | 12KV | WALNUT | WALNUT | WALNUT | 2218564 | 5014 | 26 | WALNUT | Mira Loma Switch Center | WALNUT | Mira Loma Switch Center
ROCKRIDGE | 15317 | 12KV | ELSINORE | ELSINORE | ELSINORE | 2213864 | 8343 | 88 | VALLEY | Valley Switch Center | VALLEY | Valley Switch Center
ROCKWELL | 15316 | 12KV | TENNESSEE | TENNESSEE | TENNESSEE | 2219824 | 5628 | 31 | SAN BERNARDINO | Vista Switch Center | SAN BERNARDINO | Vista Switch Center
RODEO | 15320 | 4KV | BEVERLY | BEVERLY | BEVERLY | 2219196 | 5201 | 42 | LA CIENEGA | El Nido Switch Center | LA CIENEGA | El Nido Switch Center
RODNEY | 15335 | 12KV | STEWART | STEWART | STEWART | 2217904 | 5852 | 47 | CENTER | Lighthipe Switch Center | CENTER | Lighthipe Switch Center
ROEBUCK | 15338 | 4KV | PIERPONT | PIERPONT | PIERPONT | 2212698 | 5528 | 39 | SANTA CLARA | Ventura Switch Center | SANTA CLARA | Ventura Switch Center
ROEDING | 15340 | 12KV | VENIDA | VENIDA | VENIDA | 2217116 | 5330 | 51 | RECTOR | Rector Switch Center | RECTOR | Rector Switch Center
ROGERS | 15350 | 4KV | TERRACE | TERRACE | TERRACE | 2214438 | 5146 | 22 | MESA | Mesa Switch Center | MESA | Mesa Switch Center
ROI-TAN | 15304 | 12KV | SHANDIN | SHANDIN | SHANDIN | 2213632 | 8093 | 31 | VISTA | Vista Switch Center | VISTA | Vista Switch Center
ROMA | 15370 | 12KV | FULLERTON | FULLERTON | FULLERTON | 2217840 | 5822 | 48 | BARRE | Orange County Switch Ctr | BARRE | Orange County Switch Ctr
ROMANUS | 15372 | 16KV | HASKELL | HASKELL | HASKELL | 2217404 | 5594 | 59 | SAUGUS | Vincent Switch Center | SAUGUS | Vincent Switch Center
ROMERO | 15376 | 12KV | PECHANGA | PECHANGA | PECHANGA | 2216174 | 8347 | 88 | VALLEY | Valley Switch Center | VALLEY | Valley Switch Center
ROMMEL | 15373 | 12KV | MACARTHUR | MACARTHUR | MACARTHUR | 2215638 | 5874 | 33 | SANTIAGO | Orange County Switch Ctr | SANTIAGO | Orange County Switch Ctr
RONNIE | 15374 | 4KV | RONNIE P.T. | RONNIE P.T. | RONNIE P.T. | 2126904 | 7739 | 32 | CENTER | Lighthipe Switch Center | CENTER | Lighthipe Switch Center
RONWOOD | 15375 | 12KV | LA HABRA | LA_HABRA | LA_HABRA | 2215550 | 5832 | 48 | OLINDA | Orange County Switch Ctr | OLINDA | Orange County Switch Ctr
ROOSEVELT | 15390 | 12KV | REDMAN | REDMAN | REDMAN | 2212700 | 5530 | 36 | ANTELOPE | Vincent Switch Center | ANTELOPE | Vincent Switch Center
RORIPAUGH | 15407 | 12KV | MORAGA | MORAGA | MORAGA | 2213880 | 8348 | 88 | VALLEY | Valley Switch Center | VALLEY | Valley Switch Center
ROSA | 15408 | 16KV | CAMARILLO | CAMARILLO | CAMARILLO | 2219612 | 5517 | 39 | SANTA CLARA | Ventura Switch Center | SANTA CLARA | Ventura Switch Center
ROSE | 15410 | 12KV | SUNNYSIDE | SUNNYSIDE | SUNNYSIDE | 2217758 | 5785 | 46 | LIGHTHIPE | Lighthipe Switch Center | LIGHTHIPE | Lighthipe Switch Center
ROSEBUD | 15415 | 12KV | PITMAN | PITMAN | PITMAN | 2273793 | 5301 | 50 | BIG CREEK SYSTEM | Rector Switch Center | BIG CREEK SYSTEM | Rector Switch Center
ROSEDALE | 15420 | 12KV | LINDSAY | LINDSAY | LINDSAY | 2219444 | 5317 | 51 | SPRINGVILLE | Rector Switch Center | SPRINGVILLE | Rector Switch Center
ROSEGLEN | 15423 | 16KV | AMADOR | AMADOR | AMADOR | 2212150 | 5161 | 22 | RIO HONDO | Mesa Switch Center | RIO HONDO | Mesa Switch Center
ROSELAWN | 15430 | 12KV | GANESHA | GANESHA | GANESHA | 2212890 | 5617 | 26 | CHINO | Mira Loma Switch Center | CHINO | Mira Loma Switch Center
ROSEMARY | 15440 | 4KV | PERRY | PERRY | PERRY | 2216918 | 5225 | 44 | LA FRESA | El Nido Switch Center | LA FRESA | El Nido Switch Center
ROSEMONT | 15441 | 16KV | LA CANADA | LA_CANADA | LA_CANADA | 2219040 | 5130 | 27 | GOULD | Mesa Switch Center | GOULD | Mesa Switch Center
ROSETON | 15444 | 12KV | ERIC | ERIC | ERIC | 2213182 | 5783 | 46 | DEL AMO | Lighthipe Switch Center | DEL AMO | Lighthipe Switch Center
ROSEWOOD | 15447 | 4KV | RIALTO | RIALTO | RIALTO | 2216050 | 8225 | 30 | VISTA | Vista Switch Center | VISTA | Vista Switch Center
ROSSI | 15452 | 12KV | PADUA | PADUA | PADUA | 2216446 | 5060 | 34 | PADUA | Mira Loma Switch Center | PADUA | Mira Loma Switch Center
ROSSMOOR | 15451 | 12KV | CYPRESS | CYPRESS | CYPRESS | 2217874 | 5837 | 46 | DEL AMO | Lighthipe Switch Center | DEL AMO | Lighthipe Switch Center
ROSWELL | 15460 | 12KV | CHINO | CHINO | CHINO | 2214174 | 5062 | 34 | CHINO | Mira Loma Switch Center | CHINO | Mira Loma Switch Center
ROTEC | 15462 | 12KV | STETSON | STETSON | STETSON | 2218248 | 8095 | 77 | VALLEY | Valley Switch Center | VALLEY | Valley Switch Center
ROUGH | 15465 | 12KV | GILBERT | GILBERT | GILBERT | 2220202 | 5833 | 48 | BARRE | Orange County Switch Ctr | BARRE | Orange County Switch Ctr
ROULETTE | 15466 | 12KV | CORONA | CORONA | CORONA | 2220750 | 8279 | 34 | MIRA LOMA | Mira Loma Switch Center | MIRA LOMA | Mira Loma Switch Center
ROUND VALLEY | 15470 | 12KV | LINDSAY | LINDSAY | LINDSAY | 2219444 | 5317 | 51 | SPRINGVILLE | Rector Switch Center | SPRINGVILLE | Rector Switch Center
ROUNDEL | 15468 | 12KV | MARASCHINO | MARASCHINO | MARASCHINO | 2220594 | 8096 | 31 | VISTA | Vista Switch Center | VISTA | Vista Switch Center
ROVER | 15474 | 12KV | DEVERS | DEVERS | DEVERS | 7093715 | 5067 | 79 | DEVERS | Devers Switch Center | DEVERS | Devers Switch Center
ROWCO | 15475 | 12KV | RUNNING SPRINGS | RUNNING_SPRINGS | RUNNING_SPRINGS | 2217546 | 5661 | 40 | VISTA | Vista Switch Center | VISTA | Vista Switch Center
ROWE | 15478 | 12KV | MAXWELL | MAXWELL | MAXWELL | 2218074 | 8019 | 77 | VALLEY | Valley Switch Center | VALLEY | Valley Switch Center
ROWLAND | 15480 | 4KV | ANITA | ANITA | ANITA | 2218988 | 5105 | 27 | RIO HONDO | Mesa Switch Center | RIO HONDO | Mesa Switch Center
ROXANNE | 15487 | 12KV | STADIUM | STADIUM | STADIUM | 2213204 | 5796 | 46 | ALAMITOS | Lighthipe Switch Center | ALAMITOS | Lighthipe Switch Center
ROXBURY | 15490 | 4KV | BEVERLY | BEVERLY | BEVERLY | 2219196 | 5201 | 42 | LA CIENEGA | El Nido Switch Center | LA CIENEGA | El Nido Switch Center
ROXIE | 15494 | 2.4KV | ROXIE P.T. | ROXIE P.T. | ROXIE P.T. | 2126512 | 7740 | 22 | RIO HONDO | Mesa Switch Center | RIO HONDO | Mesa Switch Center
ROYAL OAKS | 14589 | 12KV | LIBERTY | LIBERTY | LIBERTY | 2212500 | 5312 | 51 | RECTOR | Rector Switch Center | RECTOR | Rector Switch Center
ROYCE | 15500 | 4KV | ARROYO | ARROYO | ARROYO | 2214450 | 5158 | 27 | GOULD | Mesa Switch Center | GOULD | Mesa Switch Center
ROYCROFT | 15510 | 4KV | NAPLES | NAPLES | NAPLES | 2220020 | 5740 | 46 | ALAMITOS | Lighthipe Switch Center | ALAMITOS | Lighthipe Switch Center
ROYER | 15515 | 12KV | FULLERTON | FULLERTON | FULLERTON | 2217840 | 5822 | 48 | BARRE | Orange County Switch Ctr | BARRE | Orange County Switch Ctr
RUBIN | 15517 | 12KV | BORREGO | BORREGO | BORREGO | 2213386 | 5887 | 43 | SANTIAGO | Orange County Switch Ctr | SANTIAGO | Orange County Switch Ctr
RUBLE | 15554 | 12KV | SANTIAGO | SANTIAGO | SANTIAGO | 2211986 | 5088 | 43 | SANTIAGO | Orange County Switch Ctr | SANTIAGO | Orange County Switch Ctr
RUBY | 15556 | 12KV | LIMESTONE | LIMESTONE | LIMESTONE | 2220828 | 8804 | 43 | VIEJO | Orange County Switch Ctr | VIEJO | Orange County Switch Ctr
RUGBY | 15520 | 4KV | HUNTINGTON PARK | HUNTINGTON_PARK | HUNTINGTON_PARK | 2219992 | 5728 | 32 | LAGUNA BELL | Lighthipe Switch Center | LAGUNA BELL | Lighthipe Switch Center
RUGGLES | 15530 | 4KV | SMILEY | SMILEY | SMILEY | 2219872 | 5653 | 31 | SAN BERNARDINO | Vista Switch Center | SAN BERNARDINO | Vista Switch Center
RUIZ | 15533 | 12KV | FOGARTY | FOGARTY | FOGARTY | 1440627 | 8346 | 88 | DEVERS | Devers Switch Center | DEVERS | Devers Switch Center
RULER | 15557 | 12KV | HIGHLAND | HIGHLAND | HIGHLAND | 2219808 | 5619 | 31 | SAN BERNARDINO | Vista Switch Center | SAN BERNARDINO | Vista Switch Center
RUMMY | 15545 | 12KV | JOHANNA | JOHANNA | JOHANNA | 2216608 | 5085 | 29 | JOHANNA | Orange County Switch Ctr | JOHANNA | Orange County Switch Ctr
RUNWAY | 15550 | 16KV | CULVER | CULVER | CULVER | 2214532 | 5204 | 42 | LA CIENEGA | El Nido Switch Center | LA CIENEGA | El Nido Switch Center
RURAL | 15560 | 4KV | GARVEY | GARVEY | GARVEY | 2219024 | 5122 | 22 | MESA | Mesa Switch Center | MESA | Mesa Switch Center
RUSS BOYD | 11731 | 33KV | VICTOR | VICTOR | VICTOR | 2218168 | 8049 | 73 | VICTOR | Lugo Switch Center | VICTOR | Lugo Switch Center
RUSSELL | 15580 | 12KV | BROADWAY | BROADWAY | BROADWAY | 2220056 | 5768 | 46 | ALAMITOS | Lighthipe Switch Center | ALAMITOS | Lighthipe Switch Center
RUSTIC | 15586 | 12KV | ONEILL | ONEILL | ONEILL | 2216200 | 8810 | 43 | VIEJO | Orange County Switch Ctr | VIEJO | Orange County Switch Ctr
RUTGERS | 15600 | 12KV | CROWN | CROWN | CROWN | 2217826 | 5818 | 33 | SANTIAGO | Orange County Switch Ctr | SANTIAGO | Orange County Switch Ctr
RUTH | 15601 | 12KV | LA VETA | LA_VETA | LA_VETA | 2215558 | 5835 | 29 | VILLA PARK | Orange County Switch Ctr | VILLA PARK | Orange County Switch Ctr
RUTHELLEN | 15602 | 16KV | BRIGHTON | BRIGHTON | BRIGHTON | 2219264 | 5226 | 44 | LA FRESA | El Nido Switch Center | LA FRESA | El Nido Switch Center
RUTHERFORD | 15592 | 12KV | CUCAMONGA | CUCAMONGA | CUCAMONGA | 2219902 | 5677 | 34 | PADUA | Mira Loma Switch Center | PADUA | Mira Loma Switch Center
RUTLEDGE | 15594 | 12KV | VILLA PARK | VILLA_PARK | VILLA_PARK | 2216586 | 5082 | 29 | VILLA PARK | Orange County Switch Ctr | VILLA PARK | Orange County Switch Ctr
RUTTMAN | 15597 | 12KV | CUCAMONGA | CUCAMONGA | CUCAMONGA | 2219902 | 5677 | 34 | PADUA | Mira Loma Switch Center | PADUA | Mira Loma Switch Center
RYAN | 15603 | 16KV | LENNOX | LENNOX | LENNOX | 2216886 | 5213 | 44 | EL NIDO | El Nido Switch Center | EL NIDO | El Nido Switch Center
RYE | 15604 | 12KV | SIXTEENTH STREET | SIXTEENTH_STREET | SIXTEENTH_STREET | 2216064 | 8239 | 31 | VISTA | Vista Switch Center | VISTA | Vista Switch Center
RZYSKI | 13969 | 12KV | ELY | ELY | ELY | 2213258 | 5819 | 48 | BARRE | Orange County Switch Ctr | BARRE | Orange County Switch Ctr
S V C | 17388 | 12KV | RECTOR | RECTOR | RECTOR | 2216322 | 5033 | 51 | RECTOR | Rector Switch Center | RECTOR | Rector Switch Center
SABER | 15605 | 12KV | HANFORD | HANFORD | HANFORD | 2219430 | 5310 | 51 | RECTOR | Rector Switch Center | RECTOR | Rector Switch Center
SABINO | 15608 | 12KV | PECHANGA | PECHANGA | PECHANGA | 2216174 | 8347 | 88 | VALLEY | Valley Switch Center | VALLEY | Valley Switch Center
SABRINA | 15607 | 12KV | BISHOP CREEK NO.2 | BISHOP_CREEK_NO.2 | BISHOP_CREEK_NO.2 | 2274008 | 2522 | 85 | INYO SCE | Control Switch Center | INYO SCE | Control Switch Center
SACRAMENTO | 15610 | 4KV | FAIR OAKS | FAIR_OAKS | FAIR_OAKS | 2214464 | 5162 | 27 | GOULD | Mesa Switch Center | GOULD | Mesa Switch Center
SAD | 15615 | 33KV | CALECTRIC | CALECTRIC | CALECTRIC | 2218150 | 8042 | 31 | VISTA | Vista Switch Center | VISTA | Vista Switch Center
SADDLEBACK | 15618 | 33KV | BANNING | BANNING | BANNING | 2213500 | 8026 | 31 | DEVERS | Devers Switch Center | DEVERS | Devers Switch Center
SAFEWAY | 15625 | 4KV | PALM SPRINGS | PALM_SPRINGS | PALM_SPRINGS | 2218288 | 8124 | 79 | DEVERS | Devers Switch Center | DEVERS | Devers Switch Center
SAGE | 15630 | 4KV | MT. VERNON | MT. VERNON | MT. VERNON | 2212948 | 5641 | 31 | VISTA | Vista Switch Center | VISTA | Vista Switch Center
SAGEBRUSH | 15632 | 4KV | BRYMAN | BRYMAN | BRYMAN | 2215940 | 8117 | 73 | VICTOR | Lugo Switch Center | VICTOR | Lugo Switch Center
SAGEHEN | 15634 | 12KV | ZACK | ZACK | ZACK | 2273869 | 2582 | 85 | INYO SCE | Control Switch Center | INYO SCE | Control Switch Center
SAGINAW | 15640 | 12KV | BIG CREEK 4 | NotFound | NotFound | 2274036 | 2236 | 50 | NotFound | NotFound | NotFound | NotFound
SAGITTARIUS | 15643 | 12KV | ESTRELLA | ESTRELLA | ESTRELLA | 2213342 | 5865 | 43 | SANTIAGO | Orange County Switch Ctr | SANTIAGO | Orange County Switch Ctr
SAGO | 15646 | 16KV | TORRANCE | TORRANCE | TORRANCE | 2212418 | 5269 | 44 | LA FRESA | El Nido Switch Center | LA FRESA | El Nido Switch Center
SAGUARO | 15647 | 12KV | TAMARISK | TAMARISK | TAMARISK | 2218266 | 8099 | 79 | DEVERS | Devers Switch Center | DEVERS | Devers Switch Center
SAHARA | 15649 | 12KV | SANTA ROSA | SANTA_ROSA | SANTA_ROSA | 2218128 | 8036 | 79 | DEVERS | Devers Switch Center | DEVERS | Devers Switch Center
SAINT JO | 15648 | 16KV | ARCADIA | ARCADIA | ARCADIA | 2218994 | 5106 | 27 | RIO HONDO | Mesa Switch Center | RIO HONDO | Mesa Switch Center
SAINTS | 15645 | 12KV | SLATER | SLATER | SLATER | 2220132 | 5809 | 33 | ELLIS | Orange County Switch Ctr | ELLIS | Orange County Switch Ctr
SAKIOKA | 15651 | 12KV | FAIRVIEW | FAIRVIEW | FAIRVIEW | 2220170 | 5821 | 29 | JOHANNA | Orange County Switch Ctr | JOHANNA | Orange County Switch Ctr
SAKS | 15650 | 4KV | BEDFORD | BEDFORD | BEDFORD | 2214652 | 5245 | 42 | LA CIENEGA | El Nido Switch Center | LA CIENEGA | El Nido Switch Center
SALEM | 15660 | 4KV | SULLIVAN | SULLIVAN | SULLIVAN | 2220256 | 5862 | 29 | ELLIS | Orange County Switch Ctr | ELLIS | Orange County Switch Ctr
SALES | 15655 | 4KV | CUDAHY | CUDAHY | CUDAHY | 2213060 | 5714 | 32 | LAGUNA BELL | Lighthipe Switch Center | LAGUNA BELL | Lighthipe Switch Center
SALMON | 15670 | 16KV | EL NIDO | EL_NIDO | EL_NIDO | 2218582 | 5023 | 44 | EL NIDO | El Nido Switch Center | EL NIDO | El Nido Switch Center
SALT | 15678 | 16KV | IRON MT. SCE | NotFound | NotFound | 13482989 | 8273 | 84 | NotFound | NotFound | NotFound | NotFound
SALT CREEK | 15680 | 12KV | THREE RIVERS | THREE_RIVERS | THREE_RIVERS | 2214830 | 5350 | 51 | RECTOR | Rector Switch Center | RECTOR | Rector Switch Center
SALT LAKE | 15690 | 16KV | CUDAHY | CUDAHY | CUDAHY | 2215284 | 5714 | 32 | LAGUNA BELL | Lighthipe Switch Center | LAGUNA BELL | Lighthipe Switch Center
SALVADOR | 15701 | 16KV | SAN MIGUEL | SAN MIGUEL | SAN MIGUEL | 2212814 | 5577 | 39 | SANTA CLARA | Ventura Switch Center | SANTA CLARA | Ventura Switch Center
SAM | 15704 | 12KV | LAYFAIR | LAYFAIR | LAYFAIR | 2217522 | 5645 | 26 | PADUA | Mira Loma Switch Center | PADUA | Mira Loma Switch Center
SAMAR | 15703 | 4KV | SOUTH GATE | SOUTH_GATE | SOUTH_GATE | 2220094 | 5787 | 32 | LAGUNA BELL | Lighthipe Switch Center | LAGUNA BELL | Lighthipe Switch Center
SAMPRAS | 15706 | 12KV | WIMBLEDON | WIMBLEDON | WIMBLEDON | 2215220 | 5664 | 30 | ETIWANDA | Vista Switch Center | ETIWANDA | Vista Switch Center
SAN ANDREAS | 15710 | 4KV | MODOC | MODOC | MODOC | 2214922 | 5520 | 49 | GOLETA | Ventura Switch Center | GOLETA | Ventura Switch Center
SAN JOSE | 15795 | 12KV | SAN ANTONIO | SAN_ANTONIO | SAN_ANTONIO | 2219828 | 5631 | 34 | PADUA | Mira Loma Switch Center | PADUA | Mira Loma Switch Center
SAN JUAN | 15800 | 12KV | BRYAN | BRYAN | BRYAN | 2215480 | 5808 | 29 | VILLA PARK | Orange County Switch Ctr | VILLA PARK | Orange County Switch Ctr
SAN NICHOLAS | 15828 | 16KV | CASITAS | CASITAS | CASITAS | 2214878 | 5504 | 39 | SANTA CLARA | Ventura Switch Center | SANTA CLARA | Ventura Switch Center
SAN PASQUAL | 15830 | 4KV | SAN MARINO | SAN_MARINO | SAN_MARINO | 2216750 | 5143 | 27 | MESA | Mesa Switch Center | MESA | Mesa Switch Center
SAN RAFAEL | 15835 | 12KV | GARNET | GARNET | GARNET | 2213558 | 8044 | 79 | DEVERS | Devers Switch Center | DEVERS | Devers Switch Center
SAN YSIDRO | 15851 | 2.4KV | SAN YSIDRO P.T. | NotFound | NotFound | 2126531 | 7741 | 49 | NotFound | NotFound | NotFound | NotFound
SANBER | 15715 | 12KV | DECLEZ | DECLEZ | DECLEZ | 2219794 | 5615 | 30 | ETIWANDA | Vista Switch Center | ETIWANDA | Vista Switch Center
SANBORN | 15720 | 16KV | FERNWOOD | FERNWOOD | FERNWOOD | 2217676 | 5749 | 32 | LIGHTHIPE | Lighthipe Switch Center | LIGHTHIPE | Lighthipe Switch Center
SANCHO | 15725 | 12KV | SOUTHWIND | SOUTHWIND | SOUTHWIND | 2212616 | 5423 | 52 | ANTELOPE | Vincent Switch Center | ANTELOPE | Vincent Switch Center
SAND CANYON | 15737 | 16KV | SOLEMINT | SOLEMINT | SOLEMINT | 2219702 | 5560 | 59 | SAUGUS | Vincent Switch Center | SAUGUS | Vincent Switch Center
SAND DUNES | 15738 | 12KV | SANTA ROSA | SANTA_ROSA | SANTA_ROSA | 2218128 | 8036 | 79 | DEVERS | Devers Switch Center | DEVERS | Devers Switch Center
SANDELL | 15739 | 12KV | RANDALL | RANDALL | RANDALL | 2215076 | 5601 | 30 | ETIWANDA | Vista Switch Center | ETIWANDA | Vista Switch Center
SANDERS | 15740 | 4KV | UPLAND | UPLAND | UPLAND | 2215168 | 5635 | 34 | PADUA | Mira Loma Switch Center | PADUA | Mira Loma Switch Center
SANDMAN | 15744 | 16KV | TAHITI | TAHITI | TAHITI | 2217028 | 5271 | 42 | LA CIENEGA | El Nido Switch Center | LA CIENEGA | El Nido Switch Center
SANDRA | 15758 | 16KV | FELTON | FELTON | FELTON | 2219316 | 5244 | 44 | EL NIDO | El Nido Switch Center | EL NIDO | El Nido Switch Center
SANDY | 15760 | 12KV | BASSETT | BASSETT | BASSETT | 2216816 | 5184 | 26 | WALNUT | Mira Loma Switch Center | WALNUT | Mira Loma Switch Center
SANITARIUM | 15790 | 4KV | DUARTE | DUARTE | DUARTE | 2212128 | 5150 | 27 | RIO HONDO | Mesa Switch Center | RIO HONDO | Mesa Switch Center
SANKA | 15792 | 4KV | BARTOLO | BARTOLO | BARTOLO | 2217932 | 5863 | 22 | MESA | Mesa Switch Center | MESA | Mesa Switch Center
SANTANA | 15865 | 33KV | HI DESERT | HI_DESERT | HI_DESERT | 2215778 | 8029 | 84 | DEVERS | Devers Switch Center | DEVERS | Devers Switch Center
SANTEE 1 | 15870 | 12KV | SANTEE | SANTEE | SANTEE | 2216670 | 5103 | 26 | WALNUT | Mira Loma Switch Center | WALNUT | Mira Loma Switch Center
SANTORINI | 15874 | 12KV | PADUA | PADUA | PADUA | 2216446 | 5060 | 34 | PADUA | Mira Loma Switch Center | PADUA | Mira Loma Switch Center
SAPPHIRE | 15880 | 12KV | UPLAND | UPLAND | UPLAND | 2217504 | 5635 | 34 | PADUA | Mira Loma Switch Center | PADUA | Mira Loma Switch Center
SAPPORO | 15881 | 12KV | JEFFERSON | JEFFERSON | JEFFERSON | 2220744 | 8275 | 34 | MIRA LOMA | Mira Loma Switch Center | MIRA LOMA | Mira Loma Switch Center
SARAH | 15886 | 4KV | RAMONA | RAMONA | RAMONA | 2219070 | 5138 | 22 | MESA | Mesa Switch Center | MESA | Mesa Switch Center
SARATOGA | 15885 | 16KV | LEVY | LEVY | LEVY | 2217318 | 5552 | 39 | SANTA CLARA | Ventura Switch Center | SANTA CLARA | Ventura Switch Center
SARGENT | 15890 | 12KV | OCTOL | OCTOL | OCTOL | 2214766 | 5320 | 51 | RECTOR | Rector Switch Center | RECTOR | Rector Switch Center
SASSOON | 15907 | 12KV | BROADWAY | BROADWAY | BROADWAY | 2220056 | 5768 | 46 | ALAMITOS | Lighthipe Switch Center | ALAMITOS | Lighthipe Switch Center
SATELLITE | 15908 | 12KV | SAN ANTONIO | SAN_ANTONIO | SAN_ANTONIO | 2219828 | 5631 | 34 | PADUA | Mira Loma Switch Center | PADUA | Mira Loma Switch Center
SATURN | 15910 | 16KV | RANDOLPH | RANDOLPH | RANDOLPH | 2217662 | 5739 | 32 | LAGUNA BELL | Lighthipe Switch Center | LAGUNA BELL | Lighthipe Switch Center
SATURNINO | 15911 | 12KV | THORNHILL | THORNHILL | THORNHILL | 2220356 | 8004 | 79 | DEVERS | Devers Switch Center | DEVERS | Devers Switch Center
SAUCELITO | 15920 | 12KV | WOODVILLE | WOODVILLE | WOODVILLE | 2219506 | 5333 | 51 | SPRINGVILLE | Rector Switch Center | SPRINGVILLE | Rector Switch Center
SAUNDERS | 15922 | 12KV | IDYLLWILD | IDYLLWILD | IDYLLWILD | 2220652 | 8168 | 77 | VALLEY | Valley Switch Center | VALLEY | Valley Switch Center
SAUTERNE | 15924 | 12KV | PEPPER | PEPPER | PEPPER | 2215752 | 8021 | 30 | VISTA | Vista Switch Center | VISTA | Vista Switch Center
SAUZA | 15925 | 12KV | MILLIKEN | MILLIKEN | MILLIKEN | 2215218 | 5663 | 34 | MIRA LOMA | Mira Loma Switch Center | MIRA LOMA | Mira Loma Switch Center
SAVI | 15940 | 12KV | CANYON | CANYON | CANYON | 2220314 | 5890 | 48 | VILLA PARK | Orange County Switch Ctr | VILLA PARK | Orange County Switch Ctr
SAVORY | 15945 | 12KV | NELSON | NELSON | NELSON | 2215814 | 8038 | 77 | VALLEY | Valley Switch Center | VALLEY | Valley Switch Center
SAWMILL | 15953 | 33KV | INYOKERN | INYOKERN | INYOKERN | 2214070 | 5041 | 86 | KRAMER | Lugo Switch Center | KRAMER | Lugo Switch Center
SAWPIT | 15954 | 33KV | ARROWHEAD | ARROWHEAD | ARROWHEAD | 2215906 | 8094 | 40 | VISTA | Vista Switch Center | VISTA | Vista Switch Center
SAWYER | 15960 | 12KV | SOMERSET | SOMERSET | SOMERSET | 2215356 | 5754 | 32 | DEL AMO | Lighthipe Switch Center | DEL AMO | Lighthipe Switch Center
SAXON | 15970 | 4KV | GARVEY | GARVEY | GARVEY | 2219024 | 5122 | 22 | MESA | Mesa Switch Center | MESA | Mesa Switch Center
SAXOPHONE | 15971 | 12KV | NIGUEL | NIGUEL | NIGUEL | 2215686 | 5896 | 43 | SANTIAGO | Orange County Switch Ctr | SANTIAGO | Orange County Switch Ctr
SAYBROOK | 15972 | 16KV | VAIL | VAIL | VAIL | 2216804 | 5175 | 32 | LAGUNA BELL | Lighthipe Switch Center | LAGUNA BELL | Lighthipe Switch Center
SCALP | 15975 | 12KV | GAVILAN | GAVILAN | GAVILAN | 2213754 | 8219 | 77 | VALLEY | Valley Switch Center | VALLEY | Valley Switch Center
SCARLET | 15973 | 12KV | ORANGE | ORANGE | ORANGE | 2220224 | 5843 | 29 | VILLA PARK | Orange County Switch Ctr | VILLA PARK | Orange County Switch Ctr
SCHENLEY | 15980 | 12KV | COLUMBINE | COLUMBINE | COLUMBINE | 2212556 | 5336 | 51 | VESTAL | Rector Switch Center | VESTAL | Rector Switch Center
SCHILLING | 15985 | 12KV | SANTIAGO | SANTIAGO | SANTIAGO | 2211986 | 5088 | 43 | SANTIAGO | Orange County Switch Ctr | SANTIAGO | Orange County Switch Ctr
SCHMIDT | 15986 | 12KV | MARASCHINO | MARASCHINO | MARASCHINO | 2220594 | 8096 | 31 | VISTA | Vista Switch Center | VISTA | Vista Switch Center
SCHOLAR | 15987 | 12KV | SANTA ROSA | SANTA_ROSA | SANTA_ROSA | 2218128 | 8036 | 79 | DEVERS | Devers Switch Center | DEVERS | Devers Switch Center
SCHOLL | 15988 | 12KV | ALDER | ALDER | ALDER | 2213000 | 5672 | 30 | ETIWANDA | Vista Switch Center | ETIWANDA | Vista Switch Center
SCHOOL | 15990 | 4KV | HUNTINGTON PARK | HUNTINGTON_PARK | HUNTINGTON_PARK | 2219992 | 5728 | 32 | LAGUNA BELL | Lighthipe Switch Center | LAGUNA BELL | Lighthipe Switch Center
SCHOONER | 15992 | 16KV | CHANNEL ISLANDS | NotFound | NotFound | 2217198 | 5506 | 39 | NotFound | NotFound | NotFound | NotFound
SCHUYLER | 16000 | 4KV | BEVERLY | BEVERLY | BEVERLY | 2219196 | 5201 | 42 | LA CIENEGA | El Nido Switch Center | LA CIENEGA | El Nido Switch Center
SCIENCE | 16004 | 12KV | PLACENTIA | PLACENTIA | PLACENTIA | 2220310 | 5889 | 48 | VILLA PARK | Orange County Switch Ctr | VILLA PARK | Orange County Switch Ctr
SCIURBA | 16003 | 16KV | WALTERIA | WALTERIA | WALTERIA | 2219284 | 5233 | 44 | LA FRESA | El Nido Switch Center | LA FRESA | El Nido Switch Center
SCORE | 16006 | 12KV | HAMILTON | HAMILTON | HAMILTON | 2217848 | 5825 | 33 | ELLIS | Orange County Switch Ctr | ELLIS | Orange County Switch Ctr
SCORPIO | 16007 | 12KV | ESTRELLA | ESTRELLA | ESTRELLA | 2213342 | 5865 | 43 | SANTIAGO | Orange County Switch Ctr | SANTIAGO | Orange County Switch Ctr
SCORPION | 16008 | 12KV | SCORPION P.T. | SCORPION P.T. | SCORPION P.T. | 2125756 | 7754 | 86 | KRAMER | Lugo Switch Center | KRAMER | Lugo Switch Center
SCOTCH | 16009 | 12KV | CHIQUITA | CHIQUITA | CHIQUITA | 2215488 | 5811 | 43 | VIEJO | Orange County Switch Ctr | VIEJO | Orange County Switch Ctr
SCOUT | 16013 | 12KV | SCOUT P.T. | SCOUT P.T. | SCOUT P.T. | 2126956 | 7796 | 73 | VICTOR | Lugo Switch Center | VICTOR | Lugo Switch Center
SCOW | 16016 | 12KV | BOLSA | BOLSA | BOLSA | 2213224 | 5807 | 33 | BARRE | Orange County Switch Ctr | BARRE | Orange County Switch Ctr
SCRABBLE | 16017 | 12KV | JOHANNA | JOHANNA | JOHANNA | 2216608 | 5085 | 29 | JOHANNA | Orange County Switch Ctr | JOHANNA | Orange County Switch Ctr
SCRAPPER | 16018 | 12KV | QUARTZ HILL | QUARTZ_HILL | QUARTZ_HILL | 2219714 | 5566 | 36 | ANTELOPE | Vincent Switch Center | ANTELOPE | Vincent Switch Center
SCRIMMAGE | 16019 | 12KV | STADLER | STADLER | STADLER | 2215704 | 8005 | 88 | VALLEY | Valley Switch Center | VALLEY | Valley Switch Center
SCRUBOAK | 16027 | 12KV | TAMARISK | TAMARISK | TAMARISK | 2218266 | 8099 | 79 | DEVERS | Devers Switch Center | DEVERS | Devers Switch Center
SDGE 520 | 30520 | 12KV | SDGE AVOCADO | SDGE_AVOCADO | SDGE_AVOCADO | 2274156 | 4089 | 88 | MWD SYSTEM | Devers Switch Center | MWD SYSTEM | Devers Switch Center
SDGE 521 | 30521 | 12KV | SDGE AVOCADO | SDGE_AVOCADO | SDGE_AVOCADO | 2274156 | 4089 | 88 | MWD SYSTEM | Devers Switch Center | MWD SYSTEM | Devers Switch Center
SEA PONY | 16051 | 12KV | PIER | NotFound | NotFound | 19663408 | 8830 | 46 | NotFound | NotFound | NotFound | NotFound
SEABASS | 16030 | 16KV | EL NIDO | EL_NIDO | EL_NIDO | 2218582 | 5023 | 44 | EL NIDO | El Nido Switch Center | EL NIDO | El Nido Switch Center
SEABOARD | 16034 | 16KV | TAPIA | TAPIA | TAPIA | 2212436 | 5277 | 35 | MOORPARK | Ventura Switch Center | MOORPARK | Ventura Switch Center
SEACLIFF | 16040 | 16KV | CARPINTERIA | CARPINTERIA | CARPINTERIA | 2214876 | 5503 | 49 | GOLETA | Ventura Switch Center | GOLETA | Ventura Switch Center
SEAFORTH | 16043 | 12KV | HESPERIA | HESPERIA | HESPERIA | 2218228 | 8087 | 73 | VICTOR | Lugo Switch Center | VICTOR | Lugo Switch Center
SEAGRAMS | 16046 | 12KV | MILLIKEN | MILLIKEN | MILLIKEN | 2215218 | 5663 | 34 | MIRA LOMA | Mira Loma Switch Center | MIRA LOMA | Mira Loma Switch Center
SEAHORSE | 16044 | 16KV | TAHITI | TAHITI | TAHITI | 2217028 | 5271 | 42 | LA CIENEGA | El Nido Switch Center | LA CIENEGA | El Nido Switch Center
SEALS | 16049 | 12KV | VICTORVILLE | VICTORVILLE | VICTORVILLE | 2220732 | 8260 | 73 | VICTOR | Lugo Switch Center | VICTOR | Lugo Switch Center
SEAMAN | 16050 | 4KV | HOYT | HOYT | HOYT | 2216764 | 5151 | 22 | MESA | Mesa Switch Center | MESA | Mesa Switch Center
SEARAY | 16066 | 12KV | CANYON LAKE | CANYON_LAKE | CANYON_LAKE | 2213764 | 8228 | 88 | VALLEY | Valley Switch Center | VALLEY | Valley Switch Center
SEASIDE | 16071 | 12KV | PICO | PICO | PICO | 2219974 | 5722 | 46 | HINSON | Lighthipe Switch Center | HINSON | Lighthipe Switch Center
SEAT | 16073 | 12KV | STADIUM | STADIUM | STADIUM | 2213204 | 5796 | 46 | ALAMITOS | Lighthipe Switch Center | ALAMITOS | Lighthipe Switch Center
SEAWEED | 16074 | 12KV | WAVE | WAVE | WAVE | 2213280 | 5828 | 33 | ELLIS | Orange County Switch Ctr | ELLIS | Orange County Switch Ctr
SEAWOLF | 16075 | 12KV | TRITON | NotFound | NotFound | 14536985 | 5095 | 88 | NotFound | NotFound | NotFound | NotFound
SEBASTIAN | 16076 | 4KV | RUBIDOUX | RUBIDOUX | RUBIDOUX | 2220716 | 8231 | 30 | VISTA | Vista Switch Center | VISTA | Vista Switch Center
SECO | 16080 | 16KV | ARROYO | ARROYO | ARROYO | 2214452 | 5158 | 27 | GOULD | Mesa Switch Center | GOULD | Mesa Switch Center
SECRETARY | 16088 | 16KV | BEVERLY | BEVERLY | BEVERLY | 2216848 | 5201 | 42 | LA CIENEGA | El Nido Switch Center | LA CIENEGA | El Nido Switch Center
SECURITY | 16090 | 4KV | SANTA MONICA | SANTA_MONICA | SANTA_MONICA | 2214606 | 5231 | 42 | LA CIENEGA | El Nido Switch Center | LA CIENEGA | El Nido Switch Center
SEELEY | 16100 | 2.4KV | HUSTON | HUSTON | HUSTON | 2212904 | 5621 | 40 | VISTA | Vista Switch Center | VISTA | Vista Switch Center
SEGERSTROM | 16105 | 12KV | FAIRVIEW | FAIRVIEW | FAIRVIEW | 2220170 | 5821 | 29 | JOHANNA | Orange County Switch Ctr | JOHANNA | Orange County Switch Ctr
SEGOVIA | 16110 | 16KV | ROSEMEAD | ROSEMEAD | ROSEMEAD | 2214424 | 5141 | 22 | MESA | Mesa Switch Center | MESA | Mesa Switch Center
SEGURO | 16112 | 12KV | VIEJO | VIEJO | VIEJO | 2211936 | 5083 | 43 | VIEJO | Orange County Switch Ctr | VIEJO | Orange County Switch Ctr
SELLERS | 16118 | 12KV | ETIWANDA | ETIWANDA | ETIWANDA | 2212014 | 5096 | 30 | ETIWANDA | Vista Switch Center | ETIWANDA | Vista Switch Center
SELVA | 16120 | 16KV | VICTORIA | VICTORIA | VICTORIA | 2214608 | 5232 | 44 | LA FRESA | El Nido Switch Center | LA FRESA | El Nido Switch Center
SEMESTER | 16121 | 12KV | PLACENTIA | PLACENTIA | PLACENTIA | 2220310 | 5889 | 48 | VILLA PARK | Orange County Switch Ctr | VILLA PARK | Orange County Switch Ctr
SEMINARY | 16128 | 16KV | SOMIS | SOMIS | SOMIS | 2212720 | 5536 | 39 | SANTA CLARA | Ventura Switch Center | SANTA CLARA | Ventura Switch Center
SEMINOLE | 16126 | 12KV | GAVILAN | GAVILAN | GAVILAN | 2213754 | 8219 | 77 | VALLEY | Valley Switch Center | VALLEY | Valley Switch Center
SEMORA | 16127 | 12KV | ERIC | ERIC | ERIC | 2213182 | 5783 | 46 | DEL AMO | Lighthipe Switch Center | DEL AMO | Lighthipe Switch Center
SENATE | 16122 | 12KV | CORNUTA | CORNUTA | CORNUTA | 2215298 | 5723 | 32 | DEL AMO | Lighthipe Switch Center | DEL AMO | Lighthipe Switch Center
SENECA | 16124 | 33KV | VICTORVILLE | VICTORVILLE | VICTORVILLE | 2273829 | 8260 | 73 | VICTOR | Lugo Switch Center | VICTOR | Lugo Switch Center
SENGA | 16125 | 4KV | CUDAHY | CUDAHY | CUDAHY | 2213060 | 5714 | 32 | LAGUNA BELL | Lighthipe Switch Center | LAGUNA BELL | Lighthipe Switch Center
SENORITA | 16129 | 12KV | CONCHO | CONCHO | CONCHO | 2215730 | 8017 | 79 | DEVERS | Devers Switch Center | DEVERS | Devers Switch Center
SEQUOIA | 16140 | 12KV | CHATHAM | CHATHAM | CHATHAM | 2212566 | 5346 | 51 | RECTOR | Rector Switch Center | RECTOR | Rector Switch Center
SERAPE | 16145 | 12KV | CONCHO | CONCHO | CONCHO | 2215730 | 8017 | 79 | DEVERS | Devers Switch Center | DEVERS | Devers Switch Center
SERAPIS | 13770 | 4KV | RIVERA | RIVERA | RIVERA | 2220230 | 5848 | 47 | CENTER | Lighthipe Switch Center | CENTER | Lighthipe Switch Center
SERENITY | 16153 | 12KV | BLISS | BLISS | BLISS | 2214726 | 5303 | 51 | SPRINGVILLE | Rector Switch Center | SPRINGVILLE | Rector Switch Center
SERFAS | 16149 | 12KV | CORONA | CORONA | CORONA | 2220750 | 8279 | 34 | MIRA LOMA | Mira Loma Switch Center | MIRA LOMA | Mira Loma Switch Center
SERNA | 16147 | 12KV | PECHANGA | PECHANGA | PECHANGA | 2216174 | 8347 | 88 | VALLEY | Valley Switch Center | VALLEY | Valley Switch Center
SERRA | 16150 | 16KV | CRATER | CRATER | CRATER | 2214634 | 5239 | 35 | MOORPARK | Ventura Switch Center | MOORPARK | Ventura Switch Center
SERRANOS | 16160 | 12KV | CHINO | CHINO | CHINO | 2214174 | 5062 | 34 | CHINO | Mira Loma Switch Center | CHINO | Mira Loma Switch Center
SERVO | 16165 | 4KV | CULVER | CULVER | CULVER | 2212238 | 5204 | 42 | LA CIENEGA | El Nido Switch Center | LA CIENEGA | El Nido Switch Center
SESPE | 16170 | 4KV | SESPE P.T. | SESPE P.T. | SESPE P.T. | 2124534 | 7748 | 39 | SAUGUS | Vincent Switch Center | SAUGUS | Vincent Switch Center
SETTLER | 16177 | 12KV | PIONEER | PIONEER | PIONEER | 2217978 | 5886 | 47 | CENTER | Lighthipe Switch Center | CENTER | Lighthipe Switch Center
SEVAINE | 16178 | 12KV | PEDLEY | PEDLEY | PEDLEY | 2212914 | 5626 | 34 | MIRA LOMA | Mira Loma Switch Center | MIRA LOMA | Mira Loma Switch Center
SEVENTH ST. | 16180 | 4KV | BIXBY | BIXBY | BIXBY | 2215270 | 5707 | 46 | ALAMITOS | Lighthipe Switch Center | ALAMITOS | Lighthipe Switch Center
SEVILLE | 16200 | 12KV | VENICE HILL | VENICE_HILL | VENICE_HILL | 2217114 | 5329 | 51 | RECTOR | Rector Switch Center | RECTOR | Rector Switch Center
SEWELL | 16210 | 12KV | HAMILTON | HAMILTON | HAMILTON | 2217848 | 5825 | 33 | ELLIS | Orange County Switch Ctr | ELLIS | Orange County Switch Ctr
SEXTON | 16220 | 16KV | SATICOY | SATICOY | SATICOY | 2219652 | 5534 | 39 | SANTA CLARA | Ventura Switch Center | SANTA CLARA | Ventura Switch Center
SEYMOUR | 16222 | 33KV | SANTA ANA RIVER 1 | NotFound | NotFound | 2274025 | 2315 | 31 | NotFound | NotFound | NotFound | NotFound
SHADE | 16227 | 12KV | PASSONS | PASSONS | PASSONS | 2217998 | 5893 | 47 | CENTER | Lighthipe Switch Center | CENTER | Lighthipe Switch Center
SHADOW | 16230 | 12KV | LA PALMA | LA_PALMA | LA_PALMA | 2215636 | 5873 | 48 | BARRE | Orange County Switch Ctr | BARRE | Orange County Switch Ctr
SHAFFER | 16240 | 12KV | CHINO | CHINO | CHINO | 2214174 | 5062 | 34 | CHINO | Mira Loma Switch Center | CHINO | Mira Loma Switch Center
SHAKE | 16244 | 33KV | ARROWHEAD | ARROWHEAD | ARROWHEAD | 2215906 | 8094 | 40 | VISTA | Vista Switch Center | VISTA | Vista Switch Center
SHAMROCK | 16250 | 4KV | MONROVIA | MONROVIA | MONROVIA | 2216734 | 5134 | 27 | RIO HONDO | Mesa Switch Center | RIO HONDO | Mesa Switch Center
SHANGRILA | 16265 | 12KV | DOWNS | DOWNS | DOWNS | 2220624 | 8137 | 86 | KRAMER | Lugo Switch Center | KRAMER | Lugo Switch Center
SHANK | 16267 | 12KV | GILBERT | GILBERT | GILBERT | 2220202 | 5833 | 48 | BARRE | Orange County Switch Ctr | BARRE | Orange County Switch Ctr
SHARP | 16270 | 4KV | SUNNYSIDE | SUNNYSIDE | SUNNYSIDE | 2215432 | 5785 | 46 | LIGHTHIPE | Lighthipe Switch Center | LIGHTHIPE | Lighthipe Switch Center
SHASTA | 16281 | 12KV | TENNESSEE | TENNESSEE | TENNESSEE | 2219824 | 5628 | 31 | SAN BERNARDINO | Vista Switch Center | SAN BERNARDINO | Vista Switch Center
SHAW | 16300 | 4KV | HATHAWAY | HATHAWAY | HATHAWAY | 2215308 | 5726 | 46 | ALAMITOS | Lighthipe Switch Center | ALAMITOS | Lighthipe Switch Center
SHEEP | 16304 | 12KV | CANTIL | CANTIL | CANTIL | 2218278 | 8121 | 86 | KRAMER | Lugo Switch Center | KRAMER | Lugo Switch Center
SHEEPHOLE | 16308 | 33KV | HI DESERT | HI_DESERT | HI_DESERT | 2215778 | 8029 | 84 | DEVERS | Devers Switch Center | DEVERS | Devers Switch Center
SHEFFIELD | 16310 | 16KV | CARPINTERIA | CARPINTERIA | CARPINTERIA | 2214876 | 5503 | 49 | GOLETA | Ventura Switch Center | GOLETA | Ventura Switch Center
SHEILA | 16315 | 16KV | BANDINI | BANDINI | BANDINI | 2214362 | 5107 | 32 | LAGUNA BELL | Lighthipe Switch Center | LAGUNA BELL | Lighthipe Switch Center
SHELL | 16320 | 12KV | WATSON | WATSON | WATSON | 2215372 | 5758 | 32 | HINSON | Lighthipe Switch Center | HINSON | Lighthipe Switch Center
SHELLDOM | 16330 | 12KV | ALON | ALON | ALON | 2219924 | 5701 | 32 | LIGHTHIPE | Lighthipe Switch Center | LIGHTHIPE | Lighthipe Switch Center
SHENANDOAH | 16331 | 16KV | POTRERO | POTRERO | POTRERO | 2219760 | 5597 | 35 | MOORPARK | Ventura Switch Center | MOORPARK | Ventura Switch Center
SHEPHERD | 16332 | 12KV | MOULTON | MOULTON | MOULTON | 2215582 | 5845 | 43 | SANTIAGO | Orange County Switch Ctr | SANTIAGO | Orange County Switch Ctr
SHERATON | 16333 | 12KV | THORNHILL | THORNHILL | THORNHILL | 2220356 | 8004 | 79 | DEVERS | Devers Switch Center | DEVERS | Devers Switch Center
SHERBOURNE | 16334 | 16KV | WINDSOR HILLS | WINDSOR_HILLS | WINDSOR_HILLS | 2214622 | 5235 | 44 | LA CIENEGA | El Nido Switch Center | LA CIENEGA | El Nido Switch Center
SHERIDAN | 16336 | 12KV | CORONA | CORONA | CORONA | 2220750 | 8279 | 34 | MIRA LOMA | Mira Loma Switch Center | MIRA LOMA | Mira Loma Switch Center
SHERMAN | 16340 | 4KV | FAIRFAX | FAIRFAX | FAIRFAX | 2214542 | 5208 | 42 | EAGLE ROCK | Mesa Switch Center | EAGLE ROCK | Mesa Switch Center
SHERRY | 16343 | 12KV | PEPPER | PEPPER | PEPPER | 2215752 | 8021 | 30 | VISTA | Vista Switch Center | VISTA | Vista Switch Center
SHERWOOD | 16345 | 4KV | SHERWOOD P.T. | SHERWOOD P.T. | SHERWOOD P.T. | 2126084 | 7769 | 35 | MOORPARK | Ventura Switch Center | MOORPARK | Ventura Switch Center
SHERYL | 16347 | 12KV | INDIAN WELLS | INDIAN_WELLS | INDIAN_WELLS | 2218478 | 8345 | 79 | DEVERS | Devers Switch Center | DEVERS | Devers Switch Center
SHETLAND | 16349 | 12KV | AULD | AULD | AULD | 2213470 | 8018 | 88 | VALLEY | Valley Switch Center | VALLEY | Valley Switch Center
SHINE | 16352 | 12KV | RANDALL | RANDALL | RANDALL | 2215076 | 5601 | 30 | ETIWANDA | Vista Switch Center | ETIWANDA | Vista Switch Center
SHIPLEY | 16354 | 12KV | AULD | AULD | AULD | 2213470 | 8018 | 88 | VALLEY | Valley Switch Center | VALLEY | Valley Switch Center
SHIPWAY | 16355 | 4KV | LAKEWOOD | LAKEWOOD | LAKEWOOD | 2215320 | 5733 | 46 | DEL AMO | Lighthipe Switch Center | DEL AMO | Lighthipe Switch Center
SHIRAZ | 16358 | 12KV | PEPPER | PEPPER | PEPPER | 2215752 | 8021 | 30 | VISTA | Vista Switch Center | VISTA | Vista Switch Center
SHIRK | 16359 | 12KV | OAK GROVE | OAK_GROVE | OAK_GROVE | 2217124 | 5337 | 51 | RECTOR | Rector Switch Center | RECTOR | Rector Switch Center
SHIRLEY | 16360 | 4KV | ANITA | ANITA | ANITA | 2218988 | 5105 | 27 | RIO HONDO | Mesa Switch Center | RIO HONDO | Mesa Switch Center
SHOAL | 16363 | 16KV | CAPITAN | CAPITAN | CAPITAN | 2214850 | 5372 | 49 | GOLETA | Ventura Switch Center | GOLETA | Ventura Switch Center
SHOEMAKER | 16364 | 16KV | ARCADIA | ARCADIA | ARCADIA | 2218994 | 5106 | 27 | RIO HONDO | Mesa Switch Center | RIO HONDO | Mesa Switch Center
SHOOTER | 16366 | 12KV | CHIQUITA | CHIQUITA | CHIQUITA | 2215488 | 5811 | 43 | VIEJO | Orange County Switch Ctr | VIEJO | Orange County Switch Ctr
SHOPPER | 16371 | 12KV | WALNUT | WALNUT | WALNUT | 2218564 | 5014 | 26 | WALNUT | Mira Loma Switch Center | WALNUT | Mira Loma Switch Center
SHOPPING | 16369 | 16KV | THOUSAND OAKS | THOUSAND_OAKS | THOUSAND_OAKS | 2212798 | 5569 | 35 | MOORPARK | Ventura Switch Center | MOORPARK | Ventura Switch Center
SHOPS | 16370 | 12KV | CARDIFF | CARDIFF | CARDIFF | 2217428 | 5608 | 31 | SAN BERNARDINO | Vista Switch Center | SAN BERNARDINO | Vista Switch Center
SHORB | 16390 | 4KV | RAMONA | RAMONA | RAMONA | 2219070 | 5138 | 22 | MESA | Mesa Switch Center | MESA | Mesa Switch Center
SHORELINE | 12161 | 16KV | MARYMOUNT | MARYMOUNT | MARYMOUNT | 2219384 | 5275 | 44 | EL NIDO | El Nido Switch Center | EL NIDO | El Nido Switch Center
SHOSHONE | 16395 | 33KV | JUNCTION | JUNCTION | JUNCTION | 2273847 | 5622 | 86 | SDGE SYSTEM | Valley Switch Center | SDGE SYSTEM | Valley Switch Center
SHOTGUN | 16400 | 12KV | CENTER | CENTER | CENTER | 2211948 | 5084 | 47 | CENTER | Lighthipe Switch Center | CENTER | Lighthipe Switch Center
SHOUP | 16401 | 4KV | LAWNDALE | LAWNDALE | LAWNDALE | 2219292 | 5238 | 44 | EL NIDO | El Nido Switch Center | EL NIDO | El Nido Switch Center
SHOVEL | 16404 | 12KV | ACTON | ACTON | ACTON | 2212594 | 5365 | 36 | ANTELOPE | Vincent Switch Center | ANTELOPE | Vincent Switch Center
SHOW | 16403 | 12KV | TROPHY | TROPHY | TROPHY | 2217418 | 5603 | 26 | CHINO | Mira Loma Switch Center | CHINO | Mira Loma Switch Center
SHOWCASE | 16381 | 16KV | JERSEY | JERSEY | JERSEY | 2215406 | 5776 | 32 | LIGHTHIPE | Lighthipe Switch Center | LIGHTHIPE | Lighthipe Switch Center
SHOWDOWN | 16382 | 12KV | RITTER RANCH | RITTER_RANCH | RITTER_RANCH | 2216182 | 8504 | 36 | ANTELOPE | Vincent Switch Center | ANTELOPE | Vincent Switch Center
SHRED 1 | 21003 | 16KV | SHRED | SHRED | SHRED | 13157387 | 5288 | 32 | LIGHTHIPE | Lighthipe Switch Center | LIGHTHIPE | Lighthipe Switch Center
SIAM | 16408 | 12KV | MODENA | MODENA | MODENA | 2220120 | 5802 | 29 | VILLA PARK | Orange County Switch Ctr | VILLA PARK | Orange County Switch Ctr
SID | 16414 | 12KV | RIALTO | RIALTO | RIALTO | 2218372 | 8225 | 30 | VISTA | Vista Switch Center | VISTA | Vista Switch Center
SIDEWINDER | 16416 | 16KV | ESTERO | ESTERO | ESTERO | 2217340 | 5563 | 39 | SANTA CLARA | Ventura Switch Center | SANTA CLARA | Ventura Switch Center
SIDNEY | 16420 | 12KV | BRYAN | BRYAN | BRYAN | 2215480 | 5808 | 29 | VILLA PARK | Orange County Switch Ctr | VILLA PARK | Orange County Switch Ctr
SIENNA | 16418 | 16KV | VALDEZ | VALDEZ | VALDEZ | 2212338 | 5236 | 35 | MOORPARK | Ventura Switch Center | MOORPARK | Ventura Switch Center
SIERRA TALC | 16422 | 33KV | HAIWEE | HAIWEE | HAIWEE | 2274029 | 4191 | 85 | MWD SYSTEM | Devers Switch Center | MWD SYSTEM | Devers Switch Center
SIESTA | 16412 | 12KV | BORREGO | BORREGO | BORREGO | 2213386 | 5887 | 43 | SANTIAGO | Orange County Switch Ctr | SANTIAGO | Orange County Switch Ctr
SIGGEN 1 | 21084 | 12KV | SIGGEN | SIGGEN | SIGGEN | 2216730 | 5132 | 47 | CENTER | Lighthipe Switch Center | CENTER | Lighthipe Switch Center
SIGMA | 16430 | 16KV | CARSON | CARSON | CARSON | 2217602 | 5711 | 32 | LIGHTHIPE | Lighthipe Switch Center | LIGHTHIPE | Lighthipe Switch Center
SILICONE | 16438 | 16KV | CREST | CREST | CREST | 2217012 | 5264 | 44 | LA FRESA | El Nido Switch Center | LA FRESA | El Nido Switch Center
SILO | 16436 | 12KV | GENAMIC | GENAMIC | GENAMIC | 2216742 | 5139 | 34 | ETIWANDA | Vista Switch Center | ETIWANDA | Vista Switch Center
SILVA | 16444 | 12KV | RANDALL | RANDALL | RANDALL | 2215076 | 5601 | 30 | ETIWANDA | Vista Switch Center | ETIWANDA | Vista Switch Center
SILVER | 16439 | 12KV | LIMESTONE | LIMESTONE | LIMESTONE | 2220828 | 8804 | 43 | VIEJO | Orange County Switch Ctr | VIEJO | Orange County Switch Ctr
SILVER MOON | 16441 | 12KV | DESERT OUTPOST | DESERT_OUTPOST | DESERT_OUTPOST | 2215960 | 8136 | 79 | DEVERS | Devers Switch Center | DEVERS | Devers Switch Center
SILVERSIDE | 16443 | 16KV | CUDAHY | CUDAHY | CUDAHY | 2215284 | 5714 | 32 | LAGUNA BELL | Lighthipe Switch Center | LAGUNA BELL | Lighthipe Switch Center
SILVERTONE | 16445 | 12KV | HOMART | HOMART | HOMART | 2220488 | 8039 | 31 | VISTA | Vista Switch Center | VISTA | Vista Switch Center
SIMMONS | 16450 | 4KV | AMALIA | AMALIA | AMALIA | 2212032 | 5104 | 22 | MESA | Mesa Switch Center | MESA | Mesa Switch Center
SIMS | 16451 | 12KV | PALMDALE | PALMDALE | PALMDALE | 2212778 | 5564 | 36 | ANTELOPE | Vincent Switch Center | ANTELOPE | Vincent Switch Center
SINALOA | 16455 | 16KV | ROYAL | ROYAL | ROYAL | 2212820 | 5580 | 35 | MOORPARK | Ventura Switch Center | MOORPARK | Ventura Switch Center
SINATRA | 16456 | 33KV | SANTA ROSA | SANTA_ROSA | SANTA_ROSA | 2220464 | 8036 | 79 | DEVERS | Devers Switch Center | DEVERS | Devers Switch Center
SIOUX | 16457 | 12KV | SHAWNEE | SHAWNEE | SHAWNEE | 2213352 | 5869 | 33 | BARRE | Orange County Switch Ctr | BARRE | Orange County Switch Ctr
SIPHON | 16459 | 4KV | SIPHON P.T. | SIPHON P.T. | SIPHON P.T. | 2125851 | 7798 | 50 | BIG CREEK SYSTEM | Rector Switch Center | BIG CREEK SYSTEM | Rector Switch Center
SIREN | 16461 | 12KV | FIREHOUSE | FIREHOUSE | FIREHOUSE | 2215118 | 5618 | 34 | CHINO | Mira Loma Switch Center | CHINO | Mira Loma Switch Center
SIROCCO | 16463 | 12KV | BREEZE | BREEZE | BREEZE | 2219542 | 5360 | 52 | ANTELOPE | Vincent Switch Center | ANTELOPE | Vincent Switch Center
SITKA | 16460 | 16KV | YUKON | YUKON | YUKON | 2212348 | 5241 | 44 | LA FRESA | El Nido Switch Center | LA FRESA | El Nido Switch Center
SITZMARK | 16465 | 12KV | SKILAND | SKILAND | SKILAND | 2273798 | 2611 | 85 | INYO SCE | Control Switch Center | INYO SCE | Control Switch Center
SIXTEENTH ST. | 16470 | 4KV | SANTA MONICA | SANTA_MONICA | SANTA_MONICA | 2214606 | 5231 | 42 | LA CIENEGA | El Nido Switch Center | LA CIENEGA | El Nido Switch Center
SIZZLER | 16472 | 12KV | NAROD | NAROD | NAROD | 2212960 | 5648 | 34 | CHINO | Mira Loma Switch Center | CHINO | Mira Loma Switch Center
SKELTON | 16476 | 12KV | FARRELL | FARRELL | FARRELL | 2220394 | 8016 | 79 | DEVERS | Devers Switch Center | DEVERS | Devers Switch Center
SKI | 16477 | 33KV | CASA DIABLO | CASA_DIABLO | CASA_DIABLO | 2273990 | 2557 | 85 | INYO SCE | Control Switch Center | INYO SCE | Control Switch Center
SKIFF | 16485 | 12KV | BOLSA | BOLSA | BOLSA | 2213224 | 5807 | 33 | BARRE | Orange County Switch Ctr | BARRE | Orange County Switch Ctr
SKINKLE | 16490 | 12KV | TERRA BELLA | TERRA_BELLA | TERRA_BELLA | 2219476 | 5326 | 51 | VESTAL | Rector Switch Center | VESTAL | Rector Switch Center
SKINNER | 16492 | 33KV | AULD | AULD | AULD | 2215738 | 8018 | 88 | VALLEY | Valley Switch Center | VALLEY | Valley Switch Center
SKIPPER | 16494 | 12KV | PICO | PICO | PICO | 2219974 | 5722 | 46 | HINSON | Lighthipe Switch Center | HINSON | Lighthipe Switch Center
SKY HI | 16478 | 12KV | LUCERNE | LUCERNE | LUCERNE | 2216042 | 8220 | 73 | VICTOR | Lugo Switch Center | VICTOR | Lugo Switch Center
SKYBORNE | 16473 | 12KV | SKYBORNE P.T. | SKYBORNE P.T. | SKYBORNE P.T. | 2126922 | 7744 | 79 | DEVERS | Devers Switch Center | DEVERS | Devers Switch Center
SKYLAB | 16498 | 12KV | GISLER | GISLER | GISLER | 2220234 | 5851 | 33 | ELLIS | Orange County Switch Ctr | ELLIS | Orange County Switch Ctr
SKYLAND | 16480 | 2.4KV | HUSTON | HUSTON | HUSTON | 2212904 | 5621 | 40 | VISTA | Vista Switch Center | VISTA | Vista Switch Center
SKYPARK | 16482 | 12KV | FAIRVIEW | FAIRVIEW | FAIRVIEW | 2220170 | 5821 | 29 | JOHANNA | Orange County Switch Ctr | JOHANNA | Orange County Switch Ctr
SKYTRAIN | 16497 | 12KV | KIMBALL | KIMBALL | KIMBALL | 2688 | 5176 | 34 | CHINO | Mira Loma Switch Center | CHINO | Mira Loma Switch Center
SKYWALKER | 16484 | 12KV | SHUTTLE | SHUTTLE | SHUTTLE | 2212678 | 5522 | 36 | ANTELOPE | Vincent Switch Center | ANTELOPE | Vincent Switch Center
SLAB | 16499 | 12KV | RIVERTEX | RIVERTEX | RIVERTEX | 2215706 | 8007 | 86 | VICTOR | Lugo Switch Center | VICTOR | Lugo Switch Center
SLACK | 16500 | 4KV | HOYT | HOYT | HOYT | 2216764 | 5151 | 22 | MESA | Mesa Switch Center | MESA | Mesa Switch Center
SLADE | 16510 | 12KV | MARIPOSA | MARIPOSA | MARIPOSA | 2212514 | 5319 | 51 | VESTAL | Rector Switch Center | VESTAL | Rector Switch Center
SLALOM | 16515 | 12KV | SKILAND | SKILAND | SKILAND | 2273798 | 2611 | 85 | INYO SCE | Control Switch Center | INYO SCE | Control Switch Center
SLATE | 16520 | 12KV | LIMESTONE | LIMESTONE | LIMESTONE | 2220828 | 8804 | 43 | VIEJO | Orange County Switch Ctr | VIEJO | Orange County Switch Ctr
SLICE | 16535 | 12KV | GILBERT | GILBERT | GILBERT | 2220202 | 5833 | 48 | BARRE | Orange County Switch Ctr | BARRE | Orange County Switch Ctr
SLING | 16538 | 12KV | CHIQUITA | CHIQUITA | CHIQUITA | 2215488 | 5811 | 43 | VIEJO | Orange County Switch Ctr | VIEJO | Orange County Switch Ctr
SLOAN | 16540 | 4KV | COMPTON | COMPTON | COMPTON | 2213150 | 5767 | 32 | LIGHTHIPE | Lighthipe Switch Center | LIGHTHIPE | Lighthipe Switch Center
SLOPE | 16545 | 12KV | MINARET | MINARET | MINARET | 2273799 | 2612 | 85 | INYO SCE | Control Switch Center | INYO SCE | Control Switch Center
SLOVER | 16550 | 12KV | BLOOMINGTON | BLOOMINGTON | BLOOMINGTON | 2217458 | 5620 | 30 | VISTA | Vista Switch Center | VISTA | Vista Switch Center
SLUDGE | 21075 | 16KV | WASTEWATER | WASTEWATER | WASTEWATER | 2214718 | 5291 | 39 | SANTA CLARA | Ventura Switch Center | SANTA CLARA | Ventura Switch Center
SLUICE | 16554 | 12KV | AQUEDUCT | AQUEDUCT | AQUEDUCT | 2215878 | 8079 | 73 | VALLEY | Valley Switch Center | VALLEY | Valley Switch Center
SLUMP | 16553 | 12KV | BREEZE | BREEZE | BREEZE | 2219542 | 5360 | 52 | ANTELOPE | Vincent Switch Center | ANTELOPE | Vincent Switch Center
SLURRY | 16556 | 12KV | BREEZE | BREEZE | BREEZE | 2219542 | 5360 | 52 | ANTELOPE | Vincent Switch Center | ANTELOPE | Vincent Switch Center
SMELTZER | 16551 | 12KV | OCEANVIEW | OCEANVIEW | OCEANVIEW | 2215576 | 5842 | 33 | ELLIS | Orange County Switch Ctr | ELLIS | Orange County Switch Ctr
SMIRNOFF | 16557 | 12KV | MILLIKEN | MILLIKEN | MILLIKEN | 2215218 | 5663 | 34 | MIRA LOMA | Mira Loma Switch Center | MIRA LOMA | Mira Loma Switch Center
SMITH | 16558 | 16KV | VAIL | VAIL | VAIL | 2216804 | 5175 | 32 | LAGUNA BELL | Lighthipe Switch Center | LAGUNA BELL | Lighthipe Switch Center
SMITHWOOD | 16570 | 4KV | OLYMPIC | OLYMPIC | OLYMPIC | 2216906 | 5222 | 42 | LA CIENEGA | El Nido Switch Center | LA CIENEGA | El Nido Switch Center
SMOKE TREE | 16575 | 12KV | TWENTYNINE PALMS | TWENTYNINE_PALMS | TWENTYNINE_PALMS | 2218390 | 8255 | 84 | DEVERS | Devers Switch Center | DEVERS | Devers Switch Center
SNAKE | 16577 | 4.8KV | SNAKE P.T. | SNAKE P.T. | SNAKE P.T. | 2126538 | 7750 | 79 | DEVERS | Devers Switch Center | DEVERS | Devers Switch Center
SNAPDRAGON | 16578 | 12KV | BARRE | BARRE | BARRE | 2218876 | 5081 | 48 | BARRE | Orange County Switch Ctr | BARRE | Orange County Switch Ctr
SNEAD | 16583 | 12KV | LAFAYETTE | LAFAYETTE | LAFAYETTE | 2220276 | 5872 | 33 | ELLIS | Orange County Switch Ctr | ELLIS | Orange County Switch Ctr
SNEVA | 16584 | 12KV | CUCAMONGA | CUCAMONGA | CUCAMONGA | 2219902 | 5677 | 34 | PADUA | Mira Loma Switch Center | PADUA | Mira Loma Switch Center
SNIPES | 16585 | 12KV | PEDLEY | PEDLEY | PEDLEY | 2212914 | 5626 | 34 | MIRA LOMA | Mira Loma Switch Center | MIRA LOMA | Mira Loma Switch Center
SNO CAT | 16587 | 12KV | BIG CREEK 2 | BIG_CREEK_2 | BIG_CREEK_2 | 2274030 | 5302 | 50 | BIG CREEK SYSTEM | Rector Switch Center | BIG CREEK SYSTEM | Rector Switch Center
SNOVER | 16589 | 12KV | MOBILOIL | MOBILOIL | MOBILOIL | 2212312 | 5229 | 44 | LA FRESA | El Nido Switch Center | LA FRESA | El Nido Switch Center
SNOW VALLEY | 16595 | 12KV | RUNNING SPRINGS | RUNNING_SPRINGS | RUNNING_SPRINGS | 2217546 | 5661 | 40 | VISTA | Vista Switch Center | VISTA | Vista Switch Center
SNOWCREEK | 16591 | 12KV | SNOWCREEK P.T. | SNOWCREEK P.T. | SNOWCREEK P.T. | 2126597 | 7783 | 79 | DEVERS | Devers Switch Center | DEVERS | Devers Switch Center
SNOWDEN | 16590 | 12KV | DEL SUR | DEL_SUR | DEL_SUR | 2219586 | 5508 | 36 | ANTELOPE | Vincent Switch Center | ANTELOPE | Vincent Switch Center
SNOWDRIFT | 16592 | 12KV | MINARET | MINARET | MINARET | 2273799 | 2612 | 85 | INYO SCE | Control Switch Center | INYO SCE | Control Switch Center
SNYDER | 16597 | 12KV | ALESSANDRO | ALESSANDRO | ALESSANDRO | 2218086 | 8024 | 77 | VALLEY | Valley Switch Center | VALLEY | Valley Switch Center
SO STRAND | 16710 | 4KV | MANHATTAN | MANHATTAN | MANHATTAN | 2214564 | 5216 | 44 | LA FRESA | El Nido Switch Center | LA FRESA | El Nido Switch Center
SOBOBA | 16598 | 12KV | INDIAN WELLS | INDIAN_WELLS | INDIAN_WELLS | 2218478 | 8345 | 79 | DEVERS | Devers Switch Center | DEVERS | Devers Switch Center
SOCO 1 | 21086 | 33KV | SOCO | SOCO | SOCO | 2218006 | 5897 | 33 | ELLIS | Orange County Switch Ctr | ELLIS | Orange County Switch Ctr
SOCONY | 16607 | 12KV | MOBILOIL | MOBILOIL | MOBILOIL | 2212312 | 5229 | 44 | LA FRESA | El Nido Switch Center | LA FRESA | El Nido Switch Center
SOCRATES | 16609 | 12KV | TELEGRAPH | TELEGRAPH | TELEGRAPH | 2213396 | 5892 | 48 | OLINDA | Orange County Switch Ctr | OLINDA | Orange County Switch Ctr
SODA SPRINGS | 16600 | 12KV | BOXWOOD | BOXWOOD | BOXWOOD | 2219530 | 5351 | 51 | SPRINGVILLE | Rector Switch Center | SPRINGVILLE | Rector Switch Center
SOGGY | 09047 | 12KV | LAKEVIEW | NotFound | NotFound | 31132986 | 8056 | 77 | NotFound | NotFound | NotFound | NotFound
SOHO | 16611 | 12KV | LA PALMA | LA_PALMA | LA_PALMA | 2215636 | 5873 | 48 | BARRE | Orange County Switch Ctr | BARRE | Orange County Switch Ctr
SOLA | 16610 | 4KV | MODOC | MODOC | MODOC | 2214922 | 5520 | 49 | GOLETA | Ventura Switch Center | GOLETA | Ventura Switch Center
SOLDIER | 16624 | 12KV | BUNKER | BUNKER | BUNKER | 2213458 | 8014 | 77 | VALLEY | Valley Switch Center | VALLEY | Valley Switch Center
SOLEDAD | 16630 | 16KV | REPETTO | REPETTO | REPETTO | 2219114 | 5164 | 22 | MESA | Mesa Switch Center | MESA | Mesa Switch Center
SOLITAIRE | 16641 | 12KV | JOHANNA | JOHANNA | JOHANNA | 2216608 | 5085 | 29 | JOHANNA | Orange County Switch Ctr | JOHANNA | Orange County Switch Ctr
SOMBRERO | 16651 | 12KV | CONCHO | CONCHO | CONCHO | 2215730 | 8017 | 79 | DEVERS | Devers Switch Center | DEVERS | Devers Switch Center
SONICS | 16665 | 12KV | TEAM | TEAM | TEAM | 2220830 | 8808 | 33 | BARRE | Orange County Switch Ctr | BARRE | Orange County Switch Ctr
SONOMA | 16668 | 12KV | VALLEY | VALLEY | VALLEY | 2211862 | 5070 | 77 | VALLEY | Valley Switch Center | VALLEY | Valley Switch Center
SONRISA | 16684 | 2.4KV | SONRISA P.T. | SONRISA P.T. | SONRISA P.T. | 2125774 | 7755 | 32 | DEL AMO | Lighthipe Switch Center | DEL AMO | Lighthipe Switch Center
SONY 1 | 21041 | 16KV | SONY | SONY | SONY | 2212450 | 5287 | 42 | LA CIENEGA | El Nido Switch Center | LA CIENEGA | El Nido Switch Center
SONY 2 | 21042 | 16KV | SONY | SONY | SONY | 2212450 | 5287 | 42 | LA CIENEGA | El Nido Switch Center | LA CIENEGA | El Nido Switch Center
SOPER | 16672 | 4KV | SOPER P.T. | SOPER P.T. | SOPER P.T. | 2126975 | 7800 | 46 | DEL AMO | Lighthipe Switch Center | DEL AMO | Lighthipe Switch Center
SOPWITH | 16675 | 12KV | STETSON | STETSON | STETSON | 2218248 | 8095 | 77 | VALLEY | Valley Switch Center | VALLEY | Valley Switch Center
SORRENTO | 16695 | 16KV | VALDEZ | VALDEZ | VALDEZ | 2212338 | 5236 | 35 | MOORPARK | Ventura Switch Center | MOORPARK | Ventura Switch Center
SOTO | 16700 | 12KV | HATHAWAY | HATHAWAY | HATHAWAY | 2217626 | 5726 | 46 | ALAMITOS | Lighthipe Switch Center | ALAMITOS | Lighthipe Switch Center
SOUTHRIDGE | 16705 | 4KV | SOUTHRIDGE P.T. | SOUTHRIDGE P.T. | SOUTHRIDGE P.T. | 2126056 | 7762 | 79 | DEVERS | Devers Switch Center | DEVERS | Devers Switch Center
SPA | 16716 | 12KV | THORNHILL | THORNHILL | THORNHILL | 2220356 | 8004 | 79 | DEVERS | Devers Switch Center | DEVERS | Devers Switch Center
SPACEX | 16717 | 4KV | SPACEX P.T. | NotFound | NotFound | 19461924 | 7803 | 44 | NotFound | NotFound | NotFound | NotFound
SPADES | 16719 | 12KV | JOHANNA | JOHANNA | JOHANNA | 2216608 | 5085 | 29 | JOHANNA | Orange County Switch Ctr | JOHANNA | Orange County Switch Ctr
SPADRA | 16720 | 12KV | GANESHA | GANESHA | GANESHA | 2212890 | 5617 | 26 | CHINO | Mira Loma Switch Center | CHINO | Mira Loma Switch Center
SPANADA | 16726 | 12KV | CITRUS | CITRUS | CITRUS | 2212194 | 5185 | 26 | RIO HONDO | Mesa Switch Center | RIO HONDO | Mesa Switch Center
SPARKS | 16730 | 12KV | HIGHLAND | HIGHLAND | HIGHLAND | 2219808 | 5619 | 31 | SAN BERNARDINO | Vista Switch Center | SAN BERNARDINO | Vista Switch Center
SPARLING | 16736 | 12KV | TENNESSEE | TENNESSEE | TENNESSEE | 2219824 | 5628 | 31 | SAN BERNARDINO | Vista Switch Center | SAN BERNARDINO | Vista Switch Center
SPARROW | 16739 | 12KV | TALBERT | TALBERT | TALBERT | 2213328 | 5853 | 29 | ELLIS | Orange County Switch Ctr | ELLIS | Orange County Switch Ctr
SPARTON | 16740 | 16KV | CARSON | CARSON | CARSON | 2217602 | 5711 | 32 | LIGHTHIPE | Lighthipe Switch Center | LIGHTHIPE | Lighthipe Switch Center
SPAULDING | 16750 | 4KV | LINDEN | LINDEN | LINDEN | 2217650 | 5734 | 46 | LIGHTHIPE | Lighthipe Switch Center | LIGHTHIPE | Lighthipe Switch Center
SPEAKER | 16760 | 12KV | HAMILTON | HAMILTON | HAMILTON | 2217848 | 5825 | 33 | ELLIS | Orange County Switch Ctr | ELLIS | Orange County Switch Ctr
SPEAR | 16761 | 12KV | APPLE VALLEY | APPLE_VALLEY | APPLE_VALLEY | 2213450 | 8013 | 73 | VICTOR | Lugo Switch Center | VICTOR | Lugo Switch Center
SPECTRUM | 16763 | 12KV | CHINO | CHINO | CHINO | 2214174 | 5062 | 34 | CHINO | Mira Loma Switch Center | CHINO | Mira Loma Switch Center
SPEEDWAY | 16765 | 12KV | DECLEZ | DECLEZ | DECLEZ | 2219794 | 5615 | 30 | ETIWANDA | Vista Switch Center | ETIWANDA | Vista Switch Center
SPENCER | 16770 | 4KV | FRIENDLY HILLS | FRIENDLY_HILLS | FRIENDLY_HILLS | 2215676 | 5891 | 48 | OLINDA | Orange County Switch Ctr | OLINDA | Orange County Switch Ctr
SPETH | 16772 | 12KV | HINKLEY | HINKLEY | HINKLEY | 2218322 | 8167 | 72 | ELDORADO | Eldorado Switch Center | ELDORADO | Eldorado Switch Center
SPHINX | 16776 | 12KV | SAN BERNARDINO | SAN_BERNARDINO | SAN_BERNARDINO | 2215864 | 8076 | 31 | SAN BERNARDINO | Vista Switch Center | SAN BERNARDINO | Vista Switch Center
SPICE | 16773 | 12KV | MORENO | MORENO | MORENO | 2218340 | 8193 | 77 | VALLEY | Valley Switch Center | VALLEY | Valley Switch Center
SPIKE | 16774 | 12KV | BLOOMINGTON | BLOOMINGTON | BLOOMINGTON | 2217458 | 5620 | 30 | VISTA | Vista Switch Center | VISTA | Vista Switch Center
SPILLIKIN | 21047 | 16KV | COLOSSUS | COLOSSUS | COLOSSUS | 2219354 | 5260 | 59 | SAUGUS | Vincent Switch Center | SAUGUS | Vincent Switch Center
SPILLWAY | 16775 | 16KV | RIO HONDO | RIO_HONDO | RIO_HONDO | 2213964 | 5013 | 27 | RIO HONDO | Mesa Switch Center | RIO HONDO | Mesa Switch Center
SPINEL | 16777 | 4KV | TOPAZ | TOPAZ | TOPAZ | 2219370 | 5268 | 44 | LA FRESA | El Nido Switch Center | LA FRESA | El Nido Switch Center
SPINKS | 16780 | 4KV | DUARTE | DUARTE | DUARTE | 2212128 | 5150 | 27 | RIO HONDO | Mesa Switch Center | RIO HONDO | Mesa Switch Center
SPINNAKER | 16788 | 16KV | CHANNEL ISLANDS | NotFound | NotFound | 2217198 | 5506 | 39 | NotFound | NotFound | NotFound | NotFound
SPINNING | 16790 | 4KV | LENNOX | LENNOX | LENNOX | 2216884 | 5213 | 44 | EL NIDO | El Nido Switch Center | EL NIDO | El Nido Switch Center
SPITFIRE | 16784 | 12KV | STETSON | STETSON | STETSON | 2218248 | 8095 | 77 | VALLEY | Valley Switch Center | VALLEY | Valley Switch Center
SPLENDOR | 16791 | 16KV | NEWBURY | NEWBURY | NEWBURY | 2215006 | 5557 | 35 | MOORPARK | Ventura Switch Center | MOORPARK | Ventura Switch Center
SPLENDORA | 16793 | 12KV | CARMENITA | CARMENITA | CARMENITA | 2217816 | 5814 | 47 | DEL AMO | Lighthipe Switch Center | DEL AMO | Lighthipe Switch Center
SPORTSMAN | 16792 | 12KV | MINARET | MINARET | MINARET | 2273799 | 2612 | 85 | INYO SCE | Control Switch Center | INYO SCE | Control Switch Center
SPRAGUE | 16795 | 12KV | MAYBERRY | MAYBERRY | MAYBERRY | 2215898 | 8089 | 77 | VALLEY | Valley Switch Center | VALLEY | Valley Switch Center
SPRAY | 16798 | 12KV | SEABRIGHT | SEABRIGHT | SEABRIGHT | 2217772 | 5790 | 46 | HINSON | Lighthipe Switch Center | HINSON | Lighthipe Switch Center
SPRING | 16800 | 12KV | SIGNAL HILL | SIGNAL_HILL | SIGNAL_HILL | 2215350 | 5753 | 46 | LIGHTHIPE | Lighthipe Switch Center | LIGHTHIPE | Lighthipe Switch Center
SPRING VALLEY | 16806 | 12KV | SAVAGE | SAVAGE | SAVAGE | 2220412 | 8020 | 73 | VICTOR | Lugo Switch Center | VICTOR | Lugo Switch Center
SPRINT | 16808 | 12KV | TROPHY | TROPHY | TROPHY | 2217418 | 5603 | 26 | CHINO | Mira Loma Switch Center | CHINO | Mira Loma Switch Center
SPRUANCE | 16816 | 12KV | NAVY MOLE | NAVY_MOLE | NAVY_MOLE | 2213034 | 5704 | 46 | HINSON | Lighthipe Switch Center | HINSON | Lighthipe Switch Center
SPRUCE | 16820 | 4KV | MONTEBELLO | MONTEBELLO | MONTEBELLO | 2212090 | 5135 | 32 | LAGUNA BELL | Lighthipe Switch Center | LAGUNA BELL | Lighthipe Switch Center
SPUR | 16825 | 12KV | PALMDALE | PALMDALE | PALMDALE | 2212778 | 5564 | 36 | ANTELOPE | Vincent Switch Center | ANTELOPE | Vincent Switch Center
SQUADRON | 16833 | 12KV | HANFORD | HANFORD | HANFORD | 2219430 | 5310 | 51 | RECTOR | Rector Switch Center | RECTOR | Rector Switch Center
SQUALL | 16835 | 12KV | NEPTUNE | NEPTUNE | NEPTUNE | 2220082 | 5781 | 32 | HINSON | Lighthipe Switch Center | HINSON | Lighthipe Switch Center
SQUINT | 16839 | 12KV | ARROWHEAD | ARROWHEAD | ARROWHEAD | 2215904 | 8094 | 40 | VISTA | Vista Switch Center | VISTA | Vista Switch Center
SQUIRES | 16840 | 4KV | BEDFORD | BEDFORD | BEDFORD | 2214652 | 5245 | 42 | LA CIENEGA | El Nido Switch Center | LA CIENEGA | El Nido Switch Center
SRI LANKA | 16848 | 12KV | MODENA | MODENA | MODENA | 2220120 | 5802 | 29 | VILLA PARK | Orange County Switch Ctr | VILLA PARK | Orange County Switch Ctr
ST. CHARLES | 16955 | 16KV | ALHAMBRA | ALHAMBRA | ALHAMBRA | 2218972 | 5101 | 22 | EAGLE ROCK | Mesa Switch Center | EAGLE ROCK | Mesa Switch Center
ST. CROIX | 16956 | 12KV | BRYAN | BRYAN | BRYAN | 2215480 | 5808 | 29 | VILLA PARK | Orange County Switch Ctr | VILLA PARK | Orange County Switch Ctr
ST. JOHNS | 17030 | 12KV | VENICE HILL | VENICE_HILL | VENICE_HILL | 2217114 | 5329 | 51 | RECTOR | Rector Switch Center | RECTOR | Rector Switch Center
ST. THOMAS | 16958 | 12KV | BRYAN | BRYAN | BRYAN | 2215480 | 5808 | 29 | VILLA PARK | Orange County Switch Ctr | VILLA PARK | Orange County Switch Ctr
STACK | 16855 | 12KV | PALM CANYON | PALM_CANYON | PALM_CANYON | 2218356 | 8214 | 79 | DEVERS | Devers Switch Center | DEVERS | Devers Switch Center
STACY | 16860 | 4KV | FELTON | FELTON | FELTON | 2219312 | 5244 | 44 | EL NIDO | El Nido Switch Center | EL NIDO | El Nido Switch Center
STAFFORD | 16870 | 12KV | PUENTE | PUENTE | PUENTE | 2219180 | 5195 | 26 | WALNUT | Mira Loma Switch Center | WALNUT | Mira Loma Switch Center
STAGE | 16880 | 12KV | CARMENITA | CARMENITA | CARMENITA | 2217816 | 5814 | 47 | DEL AMO | Lighthipe Switch Center | DEL AMO | Lighthipe Switch Center
STAGELINE | 16882 | 12KV | IVYGLEN | IVYGLEN | IVYGLEN | 2220540 | 8073 | 88 | VALLEY | Valley Switch Center | VALLEY | Valley Switch Center
STAGHORN | 16884 | 12KV | BAIN | BAIN | BAIN | 2212972 | 5656 | 30 | MIRA LOMA | Mira Loma Switch Center | MIRA LOMA | Mira Loma Switch Center
STALLING | 16890 | 12KV | PEYTON | PEYTON | PEYTON | 2215106 | 5614 | 34 | CHINO | Mira Loma Switch Center | CHINO | Mira Loma Switch Center
STAMPER | 16920 | 12KV | GALLATIN | GALLATIN | GALLATIN | 2213268 | 5823 | 47 | CENTER | Lighthipe Switch Center | CENTER | Lighthipe Switch Center
STANDARD | 16900 | 12KV | OCEANVIEW | OCEANVIEW | OCEANVIEW | 2215576 | 5842 | 33 | ELLIS | Orange County Switch Ctr | ELLIS | Orange County Switch Ctr
STANDING ROCK | 16925 | 12KV | RANCHO | RANCHO | RANCHO | 2218370 | 8222 | 73 | VICTOR | Lugo Switch Center | VICTOR | Lugo Switch Center
STANDISH | 16910 | 4KV | MAYFLOWER | MAYFLOWER | MAYFLOWER | 2216784 | 5167 | 27 | RIO HONDO | Mesa Switch Center | RIO HONDO | Mesa Switch Center
STANFORD | 16926 | 12KV | MAYBERRY | MAYBERRY | MAYBERRY | 2215898 | 8089 | 77 | VALLEY | Valley Switch Center | VALLEY | Valley Switch Center
STANWOOD | 16930 | 16KV | SANTA BARBARA | SANTA_BARBARA | SANTA_BARBARA | 2212706 | 5531 | 49 | GOLETA | Ventura Switch Center | GOLETA | Ventura Switch Center
STAR | 16937 | 12KV | GOLDSTONE | GOLDSTONE | GOLDSTONE | 2215976 | 8154 | 72 | KRAMER | Lugo Switch Center | KRAMER | Lugo Switch Center
STAR ROCK | 16936 | 12KV | CANYON | CANYON | CANYON | 2220314 | 5890 | 48 | VILLA PARK | Orange County Switch Ctr | VILLA PARK | Orange County Switch Ctr
STARBOARD | 16934 | 12KV | NEPTUNE | NEPTUNE | NEPTUNE | 2220082 | 5781 | 32 | HINSON | Lighthipe Switch Center | HINSON | Lighthipe Switch Center
STARBUCK | 16940 | 12KV | SANTA FE SPRINGS | SANTA_FE_SPRINGS | SANTA_FE_SPRINGS | 2215586 | 5850 | 47 | CENTER | Lighthipe Switch Center | CENTER | Lighthipe Switch Center
STARFIGHTER | 16941 | 16KV | LOCKHEED | LOCKHEED | LOCKHEED | 2217354 | 5568 | 59 | SAUGUS | Vincent Switch Center | SAUGUS | Vincent Switch Center
STARGAZER | 16935 | 12KV | ESTRELLA | ESTRELLA | ESTRELLA | 2213342 | 5865 | 43 | SANTIAGO | Orange County Switch Ctr | SANTIAGO | Orange County Switch Ctr
STARGLOW | 16944 | 12KV | CAJALCO | CAJALCO | CAJALCO | 2213616 | 8086 | 77 | VALLEY | Valley Switch Center | VALLEY | Valley Switch Center
STATLER | 16946 | 16KV | WALTERIA | WALTERIA | WALTERIA | 2219284 | 5233 | 44 | LA FRESA | El Nido Switch Center | LA FRESA | El Nido Switch Center
STEALTH | 16963 | 12KV | OASIS | OASIS | OASIS | 2214990 | 5548 | 36 | ANTELOPE | Vincent Switch Center | ANTELOPE | Vincent Switch Center
STEAM | 16960 | 12KV | SEABRIGHT | SEABRIGHT | SEABRIGHT | 2217772 | 5790 | 46 | HINSON | Lighthipe Switch Center | HINSON | Lighthipe Switch Center
STEARNS | 16966 | 16KV | SANTA SUSANA | SANTA_SUSANA | SANTA_SUSANA | 2214960 | 5532 | 35 | SAUGUS | Vincent Switch Center | SAUGUS | Vincent Switch Center
STEEL | 16973 | 12KV | RIDGEVIEW P.T. | RIDGEVIEW P.T. | RIDGEVIEW P.T. | 2127302 | 8181 | 77 | VALLEY | Valley Switch Center | VALLEY | Valley Switch Center
STEELMAN | 16974 | 12KV | LIBERTY | LIBERTY | LIBERTY | 2212500 | 5312 | 51 | RECTOR | Rector Switch Center | RECTOR | Rector Switch Center
STEGMAN | 16978 | 12KV | DEL ROSA | DEL_ROSA | DEL_ROSA | 2219894 | 5670 | 31 | SAN BERNARDINO | Vista Switch Center | SAN BERNARDINO | Vista Switch Center
STELLA | 16981 | 12KV | MARION | MARION | MARION | 2215624 | 5866 | 48 | BARRE | Orange County Switch Ctr | BARRE | Orange County Switch Ctr
STERLING | 16980 | 4KV | TIPPECANOE | TIPPECANOE | TIPPECANOE | 2215174 | 5637 | 31 | SAN BERNARDINO | Vista Switch Center | SAN BERNARDINO | Vista Switch Center
STEVELY | 16990 | 4KV | CLARK | CLARK | CLARK | 2217718 | 5769 | 46 | ALAMITOS | Lighthipe Switch Center | ALAMITOS | Lighthipe Switch Center
STEVENS | 17000 | 4KV | CULVER | CULVER | CULVER | 2212238 | 5204 | 42 | LA CIENEGA | El Nido Switch Center | LA CIENEGA | El Nido Switch Center
STEVENSON | 17010 | 12KV | BIG CREEK 2 | BIG_CREEK_2 | BIG_CREEK_2 | 2274030 | 5302 | 50 | BIG CREEK SYSTEM | Rector Switch Center | BIG CREEK SYSTEM | Rector Switch Center
STEWART | 17020 | 4KV | BEAUMONT | BEAUMONT | BEAUMONT | 2212858 | 5605 | 31 | VISTA | Vista Switch Center | VISTA | Vista Switch Center
STEWVAL | 16993 | 25KV | STEWVAL P.T. | STEWVAL P.T. | STEWVAL P.T. | 2126583 | 7779 | 72 | MWD SYSTEM | Devers Switch Center | MWD SYSTEM | Devers Switch Center
STIG | 17024 | 12KV | CUCAMONGA | CUCAMONGA | CUCAMONGA | 2219902 | 5677 | 34 | PADUA | Mira Loma Switch Center | PADUA | Mira Loma Switch Center
STILLWATER | 17026 | 12KV | DRYDEN P.T. | DRYDEN P.T. | DRYDEN P.T. | 2123113 | 7181 | 88 | VALLEY | Valley Switch Center | VALLEY | Valley Switch Center
STILLWELL | 05637 | 12KV | MACARTHUR | MACARTHUR | MACARTHUR | 2215638 | 5874 | 33 | SANTIAGO | Orange County Switch Ctr | SANTIAGO | Orange County Switch Ctr
STING | 16997 | 12KV | PALMDALE | PALMDALE | PALMDALE | 2212778 | 5564 | 36 | ANTELOPE | Vincent Switch Center | ANTELOPE | Vincent Switch Center
STINGER | 17001 | 12KV | CHIQUITA | CHIQUITA | CHIQUITA | 2215488 | 5811 | 43 | VIEJO | Orange County Switch Ctr | VIEJO | Orange County Switch Ctr
STITZER | 17003 | 12KV | LIGHTHIPE | LIGHTHIPE | LIGHTHIPE | 2211882 | 5073 | 46 | LIGHTHIPE | Lighthipe Switch Center | LIGHTHIPE | Lighthipe Switch Center
STOAKES | 17050 | 12KV | GALLATIN | GALLATIN | GALLATIN | 2213268 | 5823 | 47 | CENTER | Lighthipe Switch Center | CENTER | Lighthipe Switch Center
STOCCO | 17005 | 12KV | ALON | ALON | ALON | 2219924 | 5701 | 32 | LIGHTHIPE | Lighthipe Switch Center | LIGHTHIPE | Lighthipe Switch Center
STOCKCAR | 17033 | 12KV | BLOOMINGTON | BLOOMINGTON | BLOOMINGTON | 2217458 | 5620 | 30 | VISTA | Vista Switch Center | VISTA | Vista Switch Center
STOCKER | 17036 | 16KV | WINDSOR HILLS | WINDSOR_HILLS | WINDSOR_HILLS | 2214622 | 5235 | 44 | LA CIENEGA | El Nido Switch Center | LA CIENEGA | El Nido Switch Center
STOCKTON | 17006 | 12KV | HANFORD | HANFORD | HANFORD | 2219430 | 5310 | 51 | RECTOR | Rector Switch Center | RECTOR | Rector Switch Center
STOCKWELL | 17040 | 4KV | COMPTON | COMPTON | COMPTON | 2213150 | 5767 | 32 | LIGHTHIPE | Lighthipe Switch Center | LIGHTHIPE | Lighthipe Switch Center
STOLI | 17051 | 12KV | MILLIKEN | MILLIKEN | MILLIKEN | 2215218 | 5663 | 34 | MIRA LOMA | Mira Loma Switch Center | MIRA LOMA | Mira Loma Switch Center
STONE | 17060 | 12KV | COLUMBINE | COLUMBINE | COLUMBINE | 2212556 | 5336 | 51 | VESTAL | Rector Switch Center | VESTAL | Rector Switch Center
STONELEY | 17061 | 16KV | RAVENDALE | RAVENDALE | RAVENDALE | 2216810 | 5179 | 27 | MESA | Mesa Switch Center | MESA | Mesa Switch Center
STONEMAN | 17063 | 12KV | SKYLARK | SKYLARK | SKYLARK | 2220574 | 8088 | 88 | VALLEY | Valley Switch Center | VALLEY | Valley Switch Center
STONEWOOD | 17059 | 12KV | YUCAIPA | YUCAIPA | YUCAIPA | 2219838 | 5636 | 31 | SAN BERNARDINO | Vista Switch Center | SAN BERNARDINO | Vista Switch Center
STOOGES | 17062 | 12KV | ETIWANDA | ETIWANDA | ETIWANDA | 2212014 | 5096 | 30 | ETIWANDA | Vista Switch Center | ETIWANDA | Vista Switch Center
STORAGE | 17064 | 12KV | CHINO | CHINO | CHINO | 2214174 | 5062 | 34 | CHINO | Mira Loma Switch Center | CHINO | Mira Loma Switch Center
STORES | 13353 | 12KV | OUTLET P.T. | OUTLET P.T. | OUTLET P.T. | 2124955 | 7620 | 79 | DEVERS | Devers Switch Center | DEVERS | Devers Switch Center
STORKE | 17008 | 16KV | VEGAS | VEGAS | VEGAS | 2212802 | 5570 | 49 | GOLETA | Ventura Switch Center | GOLETA | Ventura Switch Center
STORM | 17065 | 12KV | NEPTUNE | NEPTUNE | NEPTUNE | 2220082 | 5781 | 32 | HINSON | Lighthipe Switch Center | HINSON | Lighthipe Switch Center
STORY | 17070 | 4KV | GRANADA | GRANADA | GRANADA | 2216720 | 5126 | 22 | EAGLE ROCK | Mesa Switch Center | EAGLE ROCK | Mesa Switch Center
STOUT | 17072 | 12KV | CHIQUITA | CHIQUITA | CHIQUITA | 2215488 | 5811 | 43 | VIEJO | Orange County Switch Ctr | VIEJO | Orange County Switch Ctr
STRATHERN | 17090 | 16KV | MOORPARK | MOORPARK | MOORPARK | 2211770 | 5056 | 35 | MOORPARK | Ventura Switch Center | MOORPARK | Ventura Switch Center
STRAWBERRY | 17110 | 4KV | PERRY | PERRY | PERRY | 2216918 | 5225 | 44 | LA FRESA | El Nido Switch Center | LA FRESA | El Nido Switch Center
STREAMLINER | 17116 | 12KV | BLOOMINGTON | BLOOMINGTON | BLOOMINGTON | 2217458 | 5620 | 30 | VISTA | Vista Switch Center | VISTA | Vista Switch Center
STRINGER | 17117 | 4KV | BRIDGE | BRIDGE | BRIDGE | 2212394 | 5257 | 44 | LA FRESA | El Nido Switch Center | LA FRESA | El Nido Switch Center
STRIPER | 17112 | 33KV | AULD | AULD | AULD | 2215738 | 8018 | 88 | VALLEY | Valley Switch Center | VALLEY | Valley Switch Center
STROH | 17121 | 4KV | STROH P.T. | STROH P.T. | STROH P.T. | 2126158 | 7795 | 34 | MIRA LOMA | Mira Loma Switch Center | MIRA LOMA | Mira Loma Switch Center
STROSNIDER | 17122 | 16KV | BRIDGEPORT | BRIDGEPORT | BRIDGEPORT | 2274056 | 2610 | 85 | INYO SCE | Control Switch Center | INYO SCE | Control Switch Center
STUBBY | 14732 | 33KV | BANNING | BANNING | BANNING | 2213500 | 8026 | 31 | DEVERS | Devers Switch Center | DEVERS | Devers Switch Center
STUDEBAKER | 17120 | 12KV | CARMENITA | CARMENITA | CARMENITA | 2217816 | 5814 | 47 | DEL AMO | Lighthipe Switch Center | DEL AMO | Lighthipe Switch Center
STUDENT | 17125 | 12KV | PLACENTIA | PLACENTIA | PLACENTIA | 2220310 | 5889 | 48 | VILLA PARK | Orange County Switch Ctr | VILLA PARK | Orange County Switch Ctr
STURGEON | 17140 | 12KV | BLISS | BLISS | BLISS | 2214726 | 5303 | 51 | SPRINGVILLE | Rector Switch Center | SPRINGVILLE | Rector Switch Center
STUTZ | 17145 | 12KV | NARROWS | NARROWS | NARROWS | 2220218 | 5838 | 22 | MESA | Mesa Switch Center | MESA | Mesa Switch Center
SUBIDA | 17158 | 12KV | ANAVERDE | ANAVERDE | ANAVERDE | 2219658 | 5539 | 36 | ANTELOPE | Vincent Switch Center | ANTELOPE | Vincent Switch Center
SUBWAY | 17164 | 12KV | RAILROAD | RAILROAD | RAILROAD | 2216842 | 5196 | 26 | WALNUT | Mira Loma Switch Center | WALNUT | Mira Loma Switch Center
SUCCESS | 17165 | 12KV | PORTERVILLE | PORTERVILLE | PORTERVILLE | 2212530 | 5323 | 51 | SPRINGVILLE | Rector Switch Center | SPRINGVILLE | Rector Switch Center
SUDAN | 17167 | 12KV | MODENA | MODENA | MODENA | 2220120 | 5802 | 29 | VILLA PARK | Orange County Switch Ctr | VILLA PARK | Orange County Switch Ctr
SUGAR | 17180 | 12KV | SULLIVAN | SULLIVAN | SULLIVAN | 2213338 | 5862 | 29 | ELLIS | Orange County Switch Ctr | ELLIS | Orange County Switch Ctr
SUGARLOAF | 17190 | 2.4KV | SUGARLOAF P.T. | SUGARLOAF P.T. | SUGARLOAF P.T. | 2126616 | 7785 | 53 | VESTAL | Rector Switch Center | VESTAL | Rector Switch Center
SULLY | 17210 | 12KV | SULLIVAN | SULLIVAN | SULLIVAN | 2213338 | 5862 | 29 | ELLIS | Orange County Switch Ctr | ELLIS | Orange County Switch Ctr
SUMAC | 17199 | 12KV | TAMARISK | TAMARISK | TAMARISK | 2218266 | 8099 | 79 | DEVERS | Devers Switch Center | DEVERS | Devers Switch Center
SUMMERHILL | 17224 | 16KV | WINDSOR HILLS | WINDSOR_HILLS | WINDSOR_HILLS | 2214622 | 5235 | 44 | LA CIENEGA | El Nido Switch Center | LA CIENEGA | El Nido Switch Center
SUMP | 17200 | 4KV | HAVEDA | HAVEDA | HAVEDA | 2212384 | 5254 | 44 | LA FRESA | El Nido Switch Center | LA FRESA | El Nido Switch Center
SUN | 17240 | 4KV | STODDARD | STODDARD | STODDARD | 2215156 | 5632 | 31 | SAN BERNARDINO | Vista Switch Center | SAN BERNARDINO | Vista Switch Center
SUN VILLAGE | 17320 | 12KV | LITTLE ROCK | LITTLE_ROCK | LITTLE_ROCK | 2212664 | 5518 | 36 | ANTELOPE | Vincent Switch Center | ANTELOPE | Vincent Switch Center
SUNDALE | 17250 | 4KV | FELTON | FELTON | FELTON | 2219312 | 5244 | 44 | EL NIDO | El Nido Switch Center | EL NIDO | El Nido Switch Center
SUNDANCE | 17253 | 12KV | SUN CITY | SUN_CITY | SUN_CITY | 2220556 | 8078 | 77 | VALLEY | Valley Switch Center | VALLEY | Valley Switch Center
SUNDOWN | 17256 | 12KV | HELENDALE | HELENDALE | HELENDALE | 2220646 | 8163 | 73 | VICTOR | Lugo Switch Center | VICTOR | Lugo Switch Center
SUNFAIR | 10040 | 25KV | HI DESERT | HI_DESERT | HI_DESERT | 2218102 | 8029 | 84 | DEVERS | Devers Switch Center | DEVERS | Devers Switch Center
SUNFLOWER | 17260 | 12KV | FAIRVIEW | FAIRVIEW | FAIRVIEW | 2220170 | 5821 | 29 | JOHANNA | Orange County Switch Ctr | JOHANNA | Orange County Switch Ctr
SUNGLASSES | 17265 | 12KV | SUN CITY | SUN_CITY | SUN_CITY | 2220556 | 8078 | 77 | VALLEY | Valley Switch Center | VALLEY | Valley Switch Center
SUNGLOW | 17270 | 4KV | RIVERA | RIVERA | RIVERA | 2220230 | 5848 | 47 | CENTER | Lighthipe Switch Center | CENTER | Lighthipe Switch Center
SUNKIST | 17275 | 12KV | CITRUS | CITRUS | CITRUS | 2212194 | 5185 | 26 | RIO HONDO | Mesa Switch Center | RIO HONDO | Mesa Switch Center
SUNLIGHT | 17274 | 4KV | SUNLIGHT P.T. | SUNLIGHT P.T. | SUNLIGHT P.T. | 2126949 | 7794 | 46 | LIGHTHIPE | Lighthipe Switch Center | LIGHTHIPE | Lighthipe Switch Center
SUNNY LANE | 17278 | 4.8KV | CATHEDRAL CITY | CATHEDRAL_CITY | CATHEDRAL_CITY | 2220614 | 8123 | 79 | DEVERS | Devers Switch Center | DEVERS | Devers Switch Center
SUNNY VISTA | 17283 | 33KV | VICTOR | VICTOR | VICTOR | 2218168 | 8049 | 73 | VICTOR | Lugo Switch Center | VICTOR | Lugo Switch Center
SUNNYSLOPE | 17280 | 4KV | SAN GABRIEL | SAN_GABRIEL | SAN_GABRIEL | 2214430 | 5142 | 22 | MESA | Mesa Switch Center | MESA | Mesa Switch Center
SUNNYVALE | 17282 | 12KV | CARODEAN | CARODEAN | CARODEAN | 2215858 | 8072 | 84 | DEVERS | Devers Switch Center | DEVERS | Devers Switch Center
SUNSET | 17290 | 12KV | POPLAR | POPLAR | POPLAR | 2217098 | 5322 | 51 | VESTAL | Rector Switch Center | VESTAL | Rector Switch Center
SUNSWEET | 17310 | 12KV | SAN ANTONIO | SAN_ANTONIO | SAN_ANTONIO | 2219828 | 5631 | 34 | PADUA | Mira Loma Switch Center | PADUA | Mira Loma Switch Center
SUNTAN | 17314 | 4KV | BELDING | BELDING | BELDING | 2218346 | 8204 | 79 | DEVERS | Devers Switch Center | DEVERS | Devers Switch Center
SUNTOWER | 17317 | 16KV | SANTA MONICA | SANTA_MONICA | SANTA_MONICA | 2212322 | 5231 | 42 | LA CIENEGA | El Nido Switch Center | LA CIENEGA | El Nido Switch Center
SUPERIOR | 17330 | 12KV | WATSON | WATSON | WATSON | 2215372 | 5758 | 32 | HINSON | Lighthipe Switch Center | HINSON | Lighthipe Switch Center
SUPREME | 17340 | 12KV | GANESHA | GANESHA | GANESHA | 2212890 | 5617 | 26 | CHINO | Mira Loma Switch Center | CHINO | Mira Loma Switch Center
SURFRIDER | 17353 | 16KV | SANTA MONICA | SANTA_MONICA | SANTA_MONICA | 2212322 | 5231 | 42 | LA CIENEGA | El Nido Switch Center | LA CIENEGA | El Nido Switch Center
SURFSIDE | 17354 | 16KV | CHANNEL ISLANDS | NotFound | NotFound | 2217198 | 5506 | 39 | NotFound | NotFound | NotFound | NotFound
SURGEON | 17355 | 12KV | TIMOTEO | TIMOTEO | TIMOTEO | 2217420 | 5604 | 31 | SAN BERNARDINO | Vista Switch Center | SAN BERNARDINO | Vista Switch Center
SURPRISE | 17370 | 12KV | TIPTON | TIPTON | TIPTON | 2214782 | 5327 | 51 | null | null | null | null
SURREY | 17372 | 4KV | SURREY U.G.S. | SURREY_U.G.S. | SURREY_U.G.S. | 2125842 | 7788 | 44 | LA FRESA | El Nido Switch Center | LA FRESA | El Nido Switch Center
SURVEYOR | 17373 | 12KV | GISLER | GISLER | GISLER | 2220234 | 5851 | 33 | ELLIS | Orange County Switch Ctr | ELLIS | Orange County Switch Ctr
SUSAN | 17376 | 12KV | ALDER | ALDER | ALDER | 2213000 | 5672 | 30 | ETIWANDA | Vista Switch Center | ETIWANDA | Vista Switch Center
SUSQUEHANNA | 17378 | 12KV | RIVERWAY | RIVERWAY | RIVERWAY | 2214854 | 5374 | 51 | RECTOR | Rector Switch Center | RECTOR | Rector Switch Center
SUTRO | 17380 | 4KV | LAWNDALE | LAWNDALE | LAWNDALE | 2219292 | 5238 | 44 | EL NIDO | El Nido Switch Center | EL NIDO | El Nido Switch Center
SUTT | 17383 | 12KV | DEL ROSA | DEL_ROSA | DEL_ROSA | 2219894 | 5670 | 31 | SAN BERNARDINO | Vista Switch Center | SAN BERNARDINO | Vista Switch Center
SUZY | 17385 | 12KV | PUENTE | PUENTE | PUENTE | 2219180 | 5195 | 26 | WALNUT | Mira Loma Switch Center | WALNUT | Mira Loma Switch Center
SWALL | 17390 | 12KV | TULARE | TULARE | TULARE | 2212542 | 5328 | 51 | RECTOR | Rector Switch Center | RECTOR | Rector Switch Center
SWANSON | 17400 | 12KV | DELANO | DELANO | DELANO | 2219412 | 5305 | 51 | VESTAL | Rector Switch Center | VESTAL | Rector Switch Center
SWATZKE | 17401 | 12KV | HANFORD | HANFORD | HANFORD | 2219430 | 5310 | 51 | RECTOR | Rector Switch Center | RECTOR | Rector Switch Center
SWEETWATER | 17405 | 12KV | SHANDIN | SHANDIN | SHANDIN | 2213632 | 8093 | 31 | VISTA | Vista Switch Center | VISTA | Vista Switch Center
SWEETZER | 17410 | 4KV | FAIRFAX | FAIRFAX | FAIRFAX | 2214542 | 5208 | 42 | EAGLE ROCK | Mesa Switch Center | EAGLE ROCK | Mesa Switch Center
SWIFT | 17420 | 4KV | MONTECITO | MONTECITO | MONTECITO | 2212684 | 5524 | 49 | GOLETA | Ventura Switch Center | GOLETA | Ventura Switch Center
SWIFTWATER | 17421 | 12KV | DRYDEN P.T. | DRYDEN P.T. | DRYDEN P.T. | 2123113 | 7181 | 88 | VALLEY | Valley Switch Center | VALLEY | Valley Switch Center
SWISS | 17422 | 12KV | ARCHIBALD | ARCHIBALD | ARCHIBALD | 2215212 | 5659 | 34 | MIRA LOMA | Mira Loma Switch Center | MIRA LOMA | Mira Loma Switch Center
SWOOSE | 17425 | 12KV | VISALIA | VISALIA | VISALIA | 2212548 | 5331 | 51 | RECTOR | Rector Switch Center | RECTOR | Rector Switch Center
SYLVAN | 17450 | 4KV | REDLANDS | REDLANDS | REDLANDS | 2217488 | 5629 | 31 | SAN BERNARDINO | Vista Switch Center | SAN BERNARDINO | Vista Switch Center
SYLVANIA | 17451 | 2.4KV | DEEP SPRINGS | DEEP_SPRINGS | DEEP_SPRINGS | 2274044 | 2589 | 85 | INYO SCE | Control Switch Center | INYO SCE | Control Switch Center
SYLVIA | 17440 | 4KV | TOPANGA | TOPANGA | TOPANGA | 2219310 | 5243 | 35 | MOORPARK | Ventura Switch Center | MOORPARK | Ventura Switch Center
SYMERON | 17437 | 12KV | RANCHO | RANCHO | RANCHO | 2218370 | 8222 | 73 | VICTOR | Lugo Switch Center | VICTOR | Lugo Switch Center
TABERNA | 17454 | 12KV | CONCHO | CONCHO | CONCHO | 2215730 | 8017 | 79 | DEVERS | Devers Switch Center | DEVERS | Devers Switch Center
TACHEVAH | 17458 | 4KV | HOLIDAY | HOLIDAY | HOLIDAY | 2220676 | 8207 | 79 | DEVERS | Devers Switch Center | DEVERS | Devers Switch Center
TACKLE | 17460 | 12KV | STADLER | STADLER | STADLER | 2215704 | 8005 | 88 | VALLEY | Valley Switch Center | VALLEY | Valley Switch Center
TACOMA | 17470 | 12KV | FAIRVIEW | FAIRVIEW | FAIRVIEW | 2220170 | 5821 | 29 | JOHANNA | Orange County Switch Ctr | JOHANNA | Orange County Switch Ctr
TAFT | 17471 | 16KV | COLORADO | COLORADO | COLORADO | 2214646 | 5242 | 42 | LA CIENEGA | El Nido Switch Center | LA CIENEGA | El Nido Switch Center
TAGGERT | 17475 | 12KV | RUNNING SPRINGS | RUNNING_SPRINGS | RUNNING_SPRINGS | 2217546 | 5661 | 40 | VISTA | Vista Switch Center | VISTA | Vista Switch Center
TAGUS | 17480 | 12KV | GOSHEN | GOSHEN | GOSHEN | 2219424 | 5309 | 51 | RECTOR | Rector Switch Center | RECTOR | Rector Switch Center
TAHQUITZ | 17546 | 12KV | TAHQUITZ P.T. | TAHQUITZ P.T. | TAHQUITZ P.T. | 2126687 | 7808 | 77 | VALLEY | Valley Switch Center | VALLEY | Valley Switch Center
TAIWAN | 17487 | 12KV | MODENA | MODENA | MODENA | 2220120 | 5802 | 29 | VILLA PARK | Orange County Switch Ctr | VILLA PARK | Orange County Switch Ctr
TAKNING | 17494 | 16KV | ALHAMBRA | ALHAMBRA | ALHAMBRA | 2218972 | 5101 | 22 | EAGLE ROCK | Mesa Switch Center | EAGLE ROCK | Mesa Switch Center
TAKOTA | 17495 | 12KV | INDIAN WELLS | INDIAN_WELLS | INDIAN_WELLS | 2218478 | 8345 | 79 | DEVERS | Devers Switch Center | DEVERS | Devers Switch Center
TALC | 17502 | 12KV | DUNN SIDING | DUNN_SIDING | DUNN_SIDING | 2215916 | 8097 | 72 | ELDORADO | Eldorado Switch Center | ELDORADO | Eldorado Switch Center
TALENT | 17492 | 4KV | PERRY | PERRY | PERRY | 2216918 | 5225 | 44 | LA FRESA | El Nido Switch Center | LA FRESA | El Nido Switch Center
TALLEY | 17505 | 16KV | THOUSAND OAKS | THOUSAND_OAKS | THOUSAND_OAKS | 2212798 | 5569 | 35 | MOORPARK | Ventura Switch Center | MOORPARK | Ventura Switch Center
TALPA | 03155 | 12KV | SAVAGE | SAVAGE | SAVAGE | 2220412 | 8020 | 73 | VICTOR | Lugo Switch Center | VICTOR | Lugo Switch Center
TAMALE | 17508 | 12KV | TORTILLA | TORTILLA | TORTILLA | 2213542 | 8037 | 72 | ELDORADO | Eldorado Switch Center | ELDORADO | Eldorado Switch Center
TAMARIND | 17520 | 12KV | ALDER | ALDER | ALDER | 2213000 | 5672 | 30 | ETIWANDA | Vista Switch Center | ETIWANDA | Vista Switch Center
TAMBOURINE | 17512 | 16KV | ELIZABETH LAKE | ELIZABETH_LAKE | ELIZABETH_LAKE | 2212742 | 5546 | 59 | SAUGUS | Vincent Switch Center | SAUGUS | Vincent Switch Center
TAMMY | 17523 | 16KV | BANDINI | BANDINI | BANDINI | 2214362 | 5107 | 32 | LAGUNA BELL | Lighthipe Switch Center | LAGUNA BELL | Lighthipe Switch Center
TAMORA | 17516 | 16KV | RUSH | RUSH | RUSH | 2212060 | 5116 | 22 | MESA | Mesa Switch Center | MESA | Mesa Switch Center
TAMPICO | 17522 | 12KV | CARDIFF | CARDIFF | CARDIFF | 2217428 | 5608 | 31 | SAN BERNARDINO | Vista Switch Center | SAN BERNARDINO | Vista Switch Center
TAMWORTH | 17525 | 4KV | RAVENDALE | RAVENDALE | RAVENDALE | 2219146 | 5179 | 27 | MESA | Mesa Switch Center | MESA | Mesa Switch Center
TAN | 17536 | 12KV | ORANGE | ORANGE | ORANGE | 2220224 | 5843 | 29 | VILLA PARK | Orange County Switch Ctr | VILLA PARK | Orange County Switch Ctr
TANDEM | 17524 | 16KV | WALTERIA | WALTERIA | WALTERIA | 2219284 | 5233 | 44 | LA FRESA | El Nido Switch Center | LA FRESA | El Nido Switch Center
TANGERINE | 17527 | 12KV | CITRUS | CITRUS | CITRUS | 2212194 | 5185 | 26 | RIO HONDO | Mesa Switch Center | RIO HONDO | Mesa Switch Center
TANGLEWOOD | 17535 | 12KV | SANTA ROSA | SANTA_ROSA | SANTA_ROSA | 2218128 | 8036 | 79 | DEVERS | Devers Switch Center | DEVERS | Devers Switch Center
TANK | 21083 | 12KV | FORT IRWIN | FORT_IRWIN | FORT_IRWIN | 2218300 | 8138 | 72 | ELDORADO | Eldorado Switch Center | ELDORADO | Eldorado Switch Center
TANK FARM 1 | 17531 | 12KV | MOBILOIL | MOBILOIL | MOBILOIL | 2212312 | 5229 | 44 | LA FRESA | El Nido Switch Center | LA FRESA | El Nido Switch Center
TANK FARM 2 | 17532 | 12KV | MOBILOIL | MOBILOIL | MOBILOIL | 2212312 | 5229 | 44 | LA FRESA | El Nido Switch Center | LA FRESA | El Nido Switch Center
TANK FARM 3 | 17533 | 12KV | MOBILOIL | MOBILOIL | MOBILOIL | 2212312 | 5229 | 44 | LA FRESA | El Nido Switch Center | LA FRESA | El Nido Switch Center
TANK FARM 4 | 17534 | 12KV | MOBILOIL | MOBILOIL | MOBILOIL | 2212312 | 5229 | 44 | LA FRESA | El Nido Switch Center | LA FRESA | El Nido Switch Center
TANK FARM 5 | 21065 | 12KV | COMPRESS | COMPRESS | COMPRESS | 2213924 | 8818 | 44 | LA FRESA | El Nido Switch Center | LA FRESA | El Nido Switch Center
TANK FARM 6 | 21066 | 12KV | COMPRESS | COMPRESS | COMPRESS | 2213924 | 8818 | 44 | LA FRESA | El Nido Switch Center | LA FRESA | El Nido Switch Center
TANOBLE | 17526 | 4KV | ALLEN | ALLEN | ALLEN | 2216668 | 5102 | 27 | MESA | Mesa Switch Center | MESA | Mesa Switch Center
TAPER | 17530 | 4KV | FREMONT | FREMONT | FREMONT | 2217610 | 5720 | 32 | LIGHTHIPE | Lighthipe Switch Center | LIGHTHIPE | Lighthipe Switch Center
TAPO | 17548 | 16KV | SANTA SUSANA | SANTA_SUSANA | SANTA_SUSANA | 2214960 | 5532 | 35 | SAUGUS | Vincent Switch Center | SAUGUS | Vincent Switch Center
TARGET | 17550 | 12KV | LANCASTER | LANCASTER | LANCASTER | 2212660 | 5514 | 36 | ANTELOPE | Vincent Switch Center | ANTELOPE | Vincent Switch Center
TARPON | 17551 | 12KV | BAYSIDE | BAYSIDE | BAYSIDE | 2220126 | 5805 | 33 | ELLIS | Orange County Switch Ctr | ELLIS | Orange County Switch Ctr
TARTAR | 17558 | 16KV | BEVERLY | BEVERLY | BEVERLY | 2216848 | 5201 | 42 | LA CIENEGA | El Nido Switch Center | LA CIENEGA | El Nido Switch Center
TARUSA | 17560 | 12KV | VENICE HILL | VENICE_HILL | VENICE_HILL | 2217114 | 5329 | 51 | RECTOR | Rector Switch Center | RECTOR | Rector Switch Center
TATANKA | 02031 | 4KV | TATANKA P.T. | TATANKA P.T. | TATANKA P.T. | 2121174 | 7093 | 49 | GOLETA | Ventura Switch Center | GOLETA | Ventura Switch Center
TATTOO | 17570 | 12KV | CENTER | CENTER | CENTER | 2211948 | 5084 | 47 | CENTER | Lighthipe Switch Center | CENTER | Lighthipe Switch Center
TAURUS | 17577 | 12KV | ESTRELLA | ESTRELLA | ESTRELLA | 2213342 | 5865 | 43 | SANTIAGO | Orange County Switch Ctr | SANTIAGO | Orange County Switch Ctr
TAVA | 17579 | 12KV | CAJALCO | CAJALCO | CAJALCO | 2213616 | 8086 | 77 | VALLEY | Valley Switch Center | VALLEY | Valley Switch Center
TAWNA | 17585 | 12KV | HELIJET | HELIJET | HELIJET | 2217412 | 5599 | 36 | ANTELOPE | Vincent Switch Center | ANTELOPE | Vincent Switch Center
TAYLOR | 17590 | 12KV | VISALIA | VISALIA | VISALIA | 2212548 | 5331 | 51 | RECTOR | Rector Switch Center | RECTOR | Rector Switch Center
TEACHER | 17597 | 12KV | PLACENTIA | PLACENTIA | PLACENTIA | 2220310 | 5889 | 48 | VILLA PARK | Orange County Switch Ctr | VILLA PARK | Orange County Switch Ctr
TEAK | 17601 | 16KV | TORRANCE | TORRANCE | TORRANCE | 2212418 | 5269 | 44 | LA FRESA | El Nido Switch Center | LA FRESA | El Nido Switch Center
TEAPOT | 17604 | 12KV | PORTERVILLE | PORTERVILLE | PORTERVILLE | 2212530 | 5323 | 51 | SPRINGVILLE | Rector Switch Center | SPRINGVILLE | Rector Switch Center
TECH | 21062 | 16KV | PHARMACY | PHARMACY | PHARMACY | 2216186 | 8509 | 35 | MOORPARK | Ventura Switch Center | MOORPARK | Ventura Switch Center
TECOLOTE | 17605 | 16KV | VEGAS | VEGAS | VEGAS | 2212802 | 5570 | 49 | GOLETA | Ventura Switch Center | GOLETA | Ventura Switch Center
TEE | 17606 | 12KV | GILBERT | GILBERT | GILBERT | 2220202 | 5833 | 48 | BARRE | Orange County Switch Ctr | BARRE | Orange County Switch Ctr
TEE VEE | 17607 | 12KV | HAVILAH | HAVILAH | HAVILAH | 2214748 | 5311 | 53 | RECTOR | Rector Switch Center | RECTOR | Rector Switch Center
TEJON | 17630 | 12KV | NEENACH | NEENACH | NEENACH | 2215002 | 5556 | 36 | ANTELOPE | Vincent Switch Center | ANTELOPE | Vincent Switch Center
TEJON PEAK | 17631 | 2.4KV | TEJON PEAK P.T. | NotFound | NotFound | 2126984 | 7815 | 36 | NotFound | NotFound | NotFound | NotFound
TELEPHONE | 17634 | 12KV | FRANCIS | FRANCIS | FRANCIS | 2217516 | 5639 | 34 | CHINO | Mira Loma Switch Center | CHINO | Mira Loma Switch Center
TELLER | 17636 | 12KV | CABRILLO | CABRILLO | CABRILLO | 2220290 | 5879 | 43 | JOHANNA | Orange County Switch Ctr | JOHANNA | Orange County Switch Ctr
TELOMA | 17640 | 4KV | PIERPONT | PIERPONT | PIERPONT | 2212698 | 5528 | 39 | SANTA CLARA | Ventura Switch Center | SANTA CLARA | Ventura Switch Center
TELSTAR | 17645 | 16KV | ROSEMEAD | ROSEMEAD | ROSEMEAD | 2214424 | 5141 | 22 | MESA | Mesa Switch Center | MESA | Mesa Switch Center
TEMECK | 17653 | 12KV | MORAGA | MORAGA | MORAGA | 2213880 | 8348 | 88 | VALLEY | Valley Switch Center | VALLEY | Valley Switch Center
TEMPEST | 17657 | 12KV | MIDWIND | MIDWIND | MIDWIND | 2212618 | 5424 | 52 | ANTELOPE | Vincent Switch Center | ANTELOPE | Vincent Switch Center
TEMPLE | 17660 | 4KV | BELMONT | BELMONT | BELMONT | 2219932 | 5706 | 46 | ALAMITOS | Lighthipe Switch Center | ALAMITOS | Lighthipe Switch Center
TEN PIN | 17665 | 4KV | WOODRUFF | WOODRUFF | WOODRUFF | 2215410 | 5777 | 32 | DEL AMO | Lighthipe Switch Center | DEL AMO | Lighthipe Switch Center
TENDER | 17661 | 12KV | BLOOMINGTON | BLOOMINGTON | BLOOMINGTON | 2217458 | 5620 | 30 | VISTA | Vista Switch Center | VISTA | Vista Switch Center
TENNECO | 17663 | 12KV | FRAZIER PARK | FRAZIER_PARK | FRAZIER_PARK | 2220812 | 8505 | 36 | BAILEY | Vincent Switch Center | BAILEY | Vincent Switch Center
TENOR | 17664 | 4KV | PERRY | PERRY | PERRY | 2216918 | 5225 | 44 | LA FRESA | El Nido Switch Center | LA FRESA | El Nido Switch Center
TERM | 17669 | 12KV | PLACENTIA | PLACENTIA | PLACENTIA | 2220310 | 5889 | 48 | VILLA PARK | Orange County Switch Ctr | VILLA PARK | Orange County Switch Ctr
TERMINAL | 17670 | 12KV | DIKE | DIKE | DIKE | 2217614 | 5721 | 46 | HINSON | Lighthipe Switch Center | HINSON | Lighthipe Switch Center
TERMINUS | 17672 | 12KV | LEMON COVE | LEMON_COVE | LEMON_COVE | 2214756 | 5316 | 51 | RECTOR | Rector Switch Center | RECTOR | Rector Switch Center
TERRA | 17673 | 12KV | ARCHLINE | ARCHLINE | ARCHLINE | 2212994 | 5667 | 30 | ETIWANDA | Vista Switch Center | ETIWANDA | Vista Switch Center
TERRA COTTA | 17674 | 33KV | ELSINORE | ELSINORE | ELSINORE | 2216154 | 8343 | 88 | VALLEY | Valley Switch Center | VALLEY | Valley Switch Center
TERRADELL | 17676 | 12KV | PASSONS | PASSONS | PASSONS | 2217998 | 5893 | 47 | CENTER | Lighthipe Switch Center | CENTER | Lighthipe Switch Center
TERRAZZO | 17675 | 4KV | PALOS VERDES | PALOS_VERDES | PALOS_VERDES | 2212294 | 5223 | 44 | LA FRESA | El Nido Switch Center | LA FRESA | El Nido Switch Center
TERRIER | 17678 | 12KV | MOULTON | MOULTON | MOULTON | 2215582 | 5845 | 43 | SANTIAGO | Orange County Switch Ctr | SANTIAGO | Orange County Switch Ctr
TERRY | 17680 | 12KV | STADIUM | STADIUM | STADIUM | 2213204 | 5796 | 46 | ALAMITOS | Lighthipe Switch Center | ALAMITOS | Lighthipe Switch Center
TESORO | 17686 | 12KV | CORONA | CORONA | CORONA | 2220750 | 8279 | 34 | MIRA LOMA | Mira Loma Switch Center | MIRA LOMA | Mira Loma Switch Center
TEST | 17690 | 16KV | ALHAMBRA | ALHAMBRA | ALHAMBRA | 2218972 | 5101 | 22 | EAGLE ROCK | Mesa Switch Center | EAGLE ROCK | Mesa Switch Center
TESTARUDO | 17692 | 12KV | VIEJO | VIEJO | VIEJO | 2211936 | 5083 | 43 | VIEJO | Orange County Switch Ctr | VIEJO | Orange County Switch Ctr
TETLEY | 17700 | 12KV | HUSTON | HUSTON | HUSTON | 2212902 | 5621 | 40 | VISTA | Vista Switch Center | VISTA | Vista Switch Center
TETRIS | 17698 | 12KV | JOHANNA | JOHANNA | JOHANNA | 2216608 | 5085 | 29 | JOHANNA | Orange County Switch Ctr | JOHANNA | Orange County Switch Ctr
TEVIS | 17701 | 12KV | STADIUM | STADIUM | STADIUM | 2213204 | 5796 | 46 | ALAMITOS | Lighthipe Switch Center | ALAMITOS | Lighthipe Switch Center
TEXAS | 17710 | 12KV | CENTER | CENTER | CENTER | 2211948 | 5084 | 47 | CENTER | Lighthipe Switch Center | CENTER | Lighthipe Switch Center
TEXFI | 17717 | 12KV | GLEN AVON | GLEN_AVON | GLEN_AVON | 2218310 | 8151 | 30 | VISTA | Vista Switch Center | VISTA | Vista Switch Center
THACHER | 17731 | 16KV | OJAI | OJAI | OJAI | 2219632 | 5526 | 39 | SANTA CLARA | Ventura Switch Center | SANTA CLARA | Ventura Switch Center
THAMES | 17736 | 12KV | RIO HONDO | RIO_HONDO | RIO_HONDO | 2218550 | 5013 | 27 | RIO HONDO | Mesa Switch Center | RIO HONDO | Mesa Switch Center
THEATER | 17740 | 16KV | LAGUNA BELL | LAGUNA_BELL | LAGUNA_BELL | 2216554 | 5074 | 32 | LAGUNA BELL | Lighthipe Switch Center | LAGUNA BELL | Lighthipe Switch Center
THEES | 17742 | 12KV | MOBILOIL | MOBILOIL | MOBILOIL | 2212312 | 5229 | 44 | LA FRESA | El Nido Switch Center | LA FRESA | El Nido Switch Center
THELMA | 17754 | 12KV | LA VETA | LA_VETA | LA_VETA | 2215558 | 5835 | 29 | VILLA PARK | Orange County Switch Ctr | VILLA PARK | Orange County Switch Ctr
THERMADOR | 17750 | 16KV | BANDINI | BANDINI | BANDINI | 2214362 | 5107 | 32 | LAGUNA BELL | Lighthipe Switch Center | LAGUNA BELL | Lighthipe Switch Center
THOMAS | 17770 | 4KV | POMONA | POMONA | POMONA | 2217476 | 5627 | 26 | CHINO | Mira Loma Switch Center | CHINO | Mira Loma Switch Center
THOMPSEN | 17778 | 12KV | HIGHLAND | HIGHLAND | HIGHLAND | 2219808 | 5619 | 31 | SAN BERNARDINO | Vista Switch Center | SAN BERNARDINO | Vista Switch Center
THOR | 17785 | 12KV | FRANCIS | FRANCIS | FRANCIS | 2217516 | 5639 | 34 | CHINO | Mira Loma Switch Center | CHINO | Mira Loma Switch Center
THORNBURG | 17790 | 12KV | PALMDALE | PALMDALE | PALMDALE | 2212778 | 5564 | 36 | ANTELOPE | Vincent Switch Center | ANTELOPE | Vincent Switch Center
THORNTON | 17795 | 12KV | MAYBERRY | MAYBERRY | MAYBERRY | 2215898 | 8089 | 77 | VALLEY | Valley Switch Center | VALLEY | Valley Switch Center
THOROUGHBRED | 17797 | 12KV | AULD | AULD | AULD | 2213470 | 8018 | 88 | VALLEY | Valley Switch Center | VALLEY | Valley Switch Center
THORPE | 17800 | 12KV | CYPRESS | CYPRESS | CYPRESS | 2217874 | 5837 | 46 | DEL AMO | Lighthipe Switch Center | DEL AMO | Lighthipe Switch Center
THRESHER | 17801 | 12KV | TRITON | NotFound | NotFound | 14536985 | 5095 | 88 | NotFound | NotFound | NotFound | NotFound
THRUSH | 17810 | 2.4KV | WRIGHTWOOD | WRIGHTWOOD | WRIGHTWOOD | 2217180 | 5461 | 73 | VICTOR | Lugo Switch Center | VICTOR | Lugo Switch Center
THUMSGEN 1 | 21092 | 12KV | THUMSGEN | THUMSGEN | THUMSGEN | 2274180 | 1161 | 46 | HINSON | Lighthipe Switch Center | HINSON | Lighthipe Switch Center
THUNDERBOLT | 17815 | 12KV | OASIS | OASIS | OASIS | 2214990 | 5548 | 36 | ANTELOPE | Vincent Switch Center | ANTELOPE | Vincent Switch Center
TICHENOR | 17817 | 16KV | FREMONT | FREMONT | FREMONT | 2217612 | 5720 | 32 | LIGHTHIPE | Lighthipe Switch Center | LIGHTHIPE | Lighthipe Switch Center
TICKET | 10653 | 12KV | STADIUM | STADIUM | STADIUM | 2213204 | 5796 | 46 | ALAMITOS | Lighthipe Switch Center | ALAMITOS | Lighthipe Switch Center
TICO | 17820 | 16KV | CASITAS | CASITAS | CASITAS | 2214878 | 5504 | 39 | SANTA CLARA | Ventura Switch Center | SANTA CLARA | Ventura Switch Center
TIDE | 17830 | 4KV | LUCAS | LUCAS | LUCAS | 2213164 | 5771 | 46 | DEL AMO | Lighthipe Switch Center | DEL AMO | Lighthipe Switch Center
TIENDA | 17840 | 12KV | CORTEZ | CORTEZ | CORTEZ | 2214504 | 5186 | 26 | WALNUT | Mira Loma Switch Center | WALNUT | Mira Loma Switch Center
TIERRA BONITA | 17850 | 12KV | LITTLE ROCK | LITTLE_ROCK | LITTLE_ROCK | 2212664 | 5518 | 36 | ANTELOPE | Vincent Switch Center | ANTELOPE | Vincent Switch Center
TIGER | 17860 | 12KV | CENTER | CENTER | CENTER | 2211948 | 5084 | 47 | CENTER | Lighthipe Switch Center | CENTER | Lighthipe Switch Center
TIGERCAT | 17862 | 12KV | KIMBALL | KIMBALL | KIMBALL | 2688 | 5176 | 34 | CHINO | Mira Loma Switch Center | CHINO | Mira Loma Switch Center
TIGRIS | 17861 | 12KV | RIO HONDO | RIO_HONDO | RIO_HONDO | 2218550 | 5013 | 27 | RIO HONDO | Mesa Switch Center | RIO HONDO | Mesa Switch Center
TILDEN | 17865 | 12KV | WIMBLEDON | WIMBLEDON | WIMBLEDON | 2215220 | 5664 | 30 | ETIWANDA | Vista Switch Center | ETIWANDA | Vista Switch Center
TILE | 17870 | 12KV | NAROD | NAROD | NAROD | 2212960 | 5648 | 34 | CHINO | Mira Loma Switch Center | CHINO | Mira Loma Switch Center
TIMBER CANYON | 17880 | 16KV | FILLMORE | FILLMORE | FILLMORE | 2219592 | 5510 | 39 | SAUGUS | Vincent Switch Center | SAUGUS | Vincent Switch Center
TIMCO | 17885 | 12KV | LUCERNE | LUCERNE | LUCERNE | 2216042 | 8220 | 73 | VICTOR | Lugo Switch Center | VICTOR | Lugo Switch Center
TIMES | 17890 | 4KV | SIERRA MADRE | SIERRA_MADRE | SIERRA_MADRE | 2216752 | 5144 | 27 | RIO HONDO | Mesa Switch Center | RIO HONDO | Mesa Switch Center
TIMPANI | 17891 | 12KV | NIGUEL | NIGUEL | NIGUEL | 2215686 | 5896 | 43 | SANTIAGO | Orange County Switch Ctr | SANTIAGO | Orange County Switch Ctr
TIN | 17892 | 12KV | LIMESTONE | LIMESTONE | LIMESTONE | 2220828 | 8804 | 43 | VIEJO | Orange County Switch Ctr | VIEJO | Orange County Switch Ctr
TIN MINE | 17903 | 12KV | EL SOBRANTE | EL_SOBRANTE | EL_SOBRANTE | 2220642 | 8159 | 34 | MIRA LOMA | Mira Loma Switch Center | MIRA LOMA | Mira Loma Switch Center
TINDAL | 17895 | 12KV | MOBILOIL | MOBILOIL | MOBILOIL | 2212312 | 5229 | 44 | LA FRESA | El Nido Switch Center | LA FRESA | El Nido Switch Center
TINKER | 17900 | 12KV | HAMILTON | HAMILTON | HAMILTON | 2217848 | 5825 | 33 | ELLIS | Orange County Switch Ctr | ELLIS | Orange County Switch Ctr
TIPPERARY | 17907 | 12KV | MURPHY | MURPHY | MURPHY | 2213242 | 5812 | 47 | CENTER | Lighthipe Switch Center | CENTER | Lighthipe Switch Center
TIPS | 17910 | 16KV | SAUGUS | SAUGUS | SAUGUS | 2211724 | 5051 | 59 | SAUGUS | Vincent Switch Center | SAUGUS | Vincent Switch Center
TIROS | 17913 | 16KV | ESTERO | ESTERO | ESTERO | 2217340 | 5563 | 39 | SANTA CLARA | Ventura Switch Center | SANTA CLARA | Ventura Switch Center
TITAN | 17915 | 12KV | LITTLE ROCK | LITTLE_ROCK | LITTLE_ROCK | 2212664 | 5518 | 36 | ANTELOPE | Vincent Switch Center | ANTELOPE | Vincent Switch Center
TITANIUM | 17916 | 12KV | CAMDEN | CAMDEN | CAMDEN | 2220184 | 5826 | 29 | JOHANNA | Orange County Switch Ctr | JOHANNA | Orange County Switch Ctr
TITTLE | 17914 | 12KV | BROOKHURST | BROOKHURST | BROOKHURST | 2213330 | 5854 | 33 | ELLIS | Orange County Switch Ctr | ELLIS | Orange County Switch Ctr
TITUS | 17912 | 12KV | PEYTON | PEYTON | PEYTON | 2215106 | 5614 | 34 | CHINO | Mira Loma Switch Center | CHINO | Mira Loma Switch Center
TIVO | 17911 | 16KV | MT. WILSON P.T. | MT. WILSON P.T. | MT. WILSON P.T. | 2125723 | 7548 | 27 | MESA | Mesa Switch Center | MESA | Mesa Switch Center
TIZZARD | 17917 | 12KV | LOS CERRITOS | LOS_CERRITOS | LOS_CERRITOS | 2217660 | 5738 | 46 | HINSON | Lighthipe Switch Center | HINSON | Lighthipe Switch Center
TLSMITH | 08909 | 12KV | LIBERTY | LIBERTY | LIBERTY | 2212500 | 5312 | 51 | RECTOR | Rector Switch Center | RECTOR | Rector Switch Center
TOBLERONE | 17931 | 12KV | DEL AMO | NotFound | NotFound | 26954908 | 5075 | 46 | NotFound | NotFound | NotFound | NotFound
TOGA | 17919 | 16KV | HASKELL | HASKELL | HASKELL | 2217404 | 5594 | 59 | SAUGUS | Vincent Switch Center | SAUGUS | Vincent Switch Center
TOKAY | 17940 | 12KV | DECLEZ | DECLEZ | DECLEZ | 2219794 | 5615 | 30 | ETIWANDA | Vista Switch Center | ETIWANDA | Vista Switch Center
TOLA | 17920 | 16KV | ARROYO | ARROYO | ARROYO | 2214452 | 5158 | 27 | GOULD | Mesa Switch Center | GOULD | Mesa Switch Center
TOLAR | 17945 | 12KV | SANTIAGO | SANTIAGO | SANTIAGO | 2211986 | 5088 | 43 | SANTIAGO | Orange County Switch Ctr | SANTIAGO | Orange County Switch Ctr
TOLEDO | 17950 | 4KV | NAPLES | NAPLES | NAPLES | 2220020 | 5740 | 46 | ALAMITOS | Lighthipe Switch Center | ALAMITOS | Lighthipe Switch Center
TOLL | 17955 | 4KV | WHITEWATER | WHITEWATER | WHITEWATER | 2218400 | 8266 | 79 | DEVERS | Devers Switch Center | DEVERS | Devers Switch Center
TOLLHOUSE | 17956 | 4KV | TOLLHOUSE P.T. | TOLLHOUSE P.T. | TOLLHOUSE P.T. | 2126182 | 7828 | 50 | BIG CREEK SYSTEM | Rector Switch Center | BIG CREEK SYSTEM | Rector Switch Center
TOLTEC | 17958 | 12KV | INDIAN WELLS | INDIAN_WELLS | INDIAN_WELLS | 2218478 | 8345 | 79 | DEVERS | Devers Switch Center | DEVERS | Devers Switch Center
TOLTON | 17959 | 12KV | CHASE | CHASE | CHASE | 2213010 | 5679 | 34 | MIRA LOMA | Mira Loma Switch Center | MIRA LOMA | Mira Loma Switch Center
TOMAHAWK | 17962 | 12KV | MONOLITH | MONOLITH | MONOLITH | 2212588 | 5358 | 52 | ANTELOPE | Vincent Switch Center | ANTELOPE | Vincent Switch Center
TOMCAT | 17963 | 12KV | OASIS | OASIS | OASIS | 2214990 | 5548 | 36 | ANTELOPE | Vincent Switch Center | ANTELOPE | Vincent Switch Center
TOMMY | 17965 | 12KV | MERCED | MERCED | MERCED | 2214522 | 5193 | 26 | WALNUT | Mira Loma Switch Center | WALNUT | Mira Loma Switch Center
TON | 17967 | 12KV | PALM VILLAGE | PALM_VILLAGE | PALM_VILLAGE | 2213750 | 8215 | 79 | DEVERS | Devers Switch Center | DEVERS | Devers Switch Center
TONIC | 17968 | 12KV | MILLIKEN | MILLIKEN | MILLIKEN | 2215218 | 5663 | 34 | MIRA LOMA | Mira Loma Switch Center | MIRA LOMA | Mira Loma Switch Center
TONNER | 17970 | 12KV | LA HABRA | LA_HABRA | LA_HABRA | 2215550 | 5832 | 48 | OLINDA | Orange County Switch Ctr | OLINDA | Orange County Switch Ctr
TONTO | 17972 | 12KV | APPLE VALLEY | APPLE_VALLEY | APPLE_VALLEY | 2213450 | 8013 | 73 | VICTOR | Lugo Switch Center | VICTOR | Lugo Switch Center
TOOL | 17973 | 12KV | INDUSTRY | INDUSTRY | INDUSTRY | 2216832 | 5191 | 26 | WALNUT | Mira Loma Switch Center | WALNUT | Mira Loma Switch Center
TOPEKA | 17960 | 4KV | RIVERA | RIVERA | RIVERA | 2220230 | 5848 | 47 | CENTER | Lighthipe Switch Center | CENTER | Lighthipe Switch Center
TOPOC | 17985 | 16KV | LANDING | LANDING | LANDING | 2213006 | 5678 | 87 | PARKER | Devers Switch Center | PARKER | Devers Switch Center
TORCHLIGHT | 17980 | 12KV | BASSETT | BASSETT | BASSETT | 2216816 | 5184 | 26 | WALNUT | Mira Loma Switch Center | WALNUT | Mira Loma Switch Center
TORINO | 17982 | 12KV | LAS LOMAS | NotFound | NotFound | 14537023 | 5902 | 43 | NotFound | NotFound | NotFound | NotFound
TORNADO | 17995 | 12KV | YORBA LINDA | YORBA_LINDA | YORBA_LINDA | 2213376 | 5880 | 48 | VILLA PARK | Orange County Switch Ctr | VILLA PARK | Orange County Switch Ctr
TORONTO | 17997 | 12KV | CANADIAN | CANADIAN | CANADIAN | 7090714 | 6599 | 40 | VISTA | Vista Switch Center | VISTA | Vista Switch Center
TORPEDO | 18000 | 12KV | NARROWS | NARROWS | NARROWS | 2220218 | 5838 | 22 | MESA | Mesa Switch Center | MESA | Mesa Switch Center
TORRENT | 18104 | 12KV | YORBA LINDA | YORBA_LINDA | YORBA_LINDA | 2213376 | 5880 | 48 | VILLA PARK | Orange County Switch Ctr | VILLA PARK | Orange County Switch Ctr
TORRO PEAK | 18008 | 33KV | SANTA ROSA | SANTA_ROSA | SANTA_ROSA | 2220464 | 8036 | 79 | DEVERS | Devers Switch Center | DEVERS | Devers Switch Center
TORSON | 18010 | 16KV | CARSON | CARSON | CARSON | 2217602 | 5711 | 32 | LIGHTHIPE | Lighthipe Switch Center | LIGHTHIPE | Lighthipe Switch Center
TORTUGA | 18018 | 12KV | FARRELL | FARRELL | FARRELL | 2220394 | 8016 | 79 | DEVERS | Devers Switch Center | DEVERS | Devers Switch Center
TOUCHDOWN | 18013 | 12KV | WASHINGTON | WASHINGTON | WASHINGTON | 2220244 | 5856 | 29 | VILLA PARK | Orange County Switch Ctr | VILLA PARK | Orange County Switch Ctr
TOUR | 18016 | 12KV | MOBILOIL | MOBILOIL | MOBILOIL | 2212312 | 5229 | 44 | LA FRESA | El Nido Switch Center | LA FRESA | El Nido Switch Center
TOURMALINE | 07062 | 4KV | TOPAZ | TOPAZ | TOPAZ | 2219370 | 5268 | 44 | LA FRESA | El Nido Switch Center | LA FRESA | El Nido Switch Center
TOURNEY | 18017 | 12KV | GILBERT | GILBERT | GILBERT | 2220202 | 5833 | 48 | BARRE | Orange County Switch Ctr | BARRE | Orange County Switch Ctr
TOWER | 18020 | 4KV | GANESHA | GANESHA | GANESHA | 2212888 | 5617 | 26 | CHINO | Mira Loma Switch Center | CHINO | Mira Loma Switch Center
TOWNHALL | 18043 | 33KV | GARNET | GARNET | GARNET | 2213560 | 8044 | 79 | DEVERS | Devers Switch Center | DEVERS | Devers Switch Center
TOWNSGATE | 18044 | 16KV | POTRERO | POTRERO | POTRERO | 2219760 | 5597 | 35 | MOORPARK | Ventura Switch Center | MOORPARK | Ventura Switch Center
TOWNSHIP | 18045 | 16KV | SANTA SUSANA | SANTA_SUSANA | SANTA_SUSANA | 2214960 | 5532 | 35 | SAUGUS | Vincent Switch Center | SAUGUS | Vincent Switch Center
TOWNSITE | 18046 | 2.4KV | KEELER P.T. | KEELER P.T. | KEELER P.T. | 2122896 | 7422 | 85 | INYO SCE | Control Switch Center | INYO SCE | Control Switch Center
TOWT | 18050 | 4KV | LINDSAY | LINDSAY | LINDSAY | 2212512 | 5317 | 51 | SPRINGVILLE | Rector Switch Center | SPRINGVILLE | Rector Switch Center
TOYON | 18055 | 12KV | CHERRY | CHERRY | CHERRY | 2217778 | 5797 | 46 | HINSON | Lighthipe Switch Center | HINSON | Lighthipe Switch Center
TRABUCO | 18060 | 12KV | IRVINE | IRVINE | IRVINE | 2217856 | 5829 | 43 | SANTIAGO | Orange County Switch Ctr | SANTIAGO | Orange County Switch Ctr
TRACK | 18070 | 4KV | MICHILLINDA | MICHILLINDA | MICHILLINDA | 2216732 | 5133 | 27 | MESA | Mesa Switch Center | MESA | Mesa Switch Center
TRACTOR | 18073 | 12KV | DECLEZ | DECLEZ | DECLEZ | 2219794 | 5615 | 30 | ETIWANDA | Vista Switch Center | ETIWANDA | Vista Switch Center
TRADEWIND | 18076 | 16KV | SANTA MONICA | SANTA_MONICA | SANTA_MONICA | 2212322 | 5231 | 42 | LA CIENEGA | El Nido Switch Center | LA CIENEGA | El Nido Switch Center
TRAIL | 18080 | 4KV | LINE CREEK | LINE_CREEK | LINE_CREEK | 2273989 | 5352 | 50 | BIG CREEK SYSTEM | Rector Switch Center | BIG CREEK SYSTEM | Rector Switch Center
TRAILBLAZER | 18081 | 12KV | MASCOT | NotFound | NotFound | 14536997 | 5375 | 51 | NotFound | NotFound | NotFound | NotFound
TRAIN | 18087 | 12KV | RAILROAD | RAILROAD | RAILROAD | 2216842 | 5196 | 26 | WALNUT | Mira Loma Switch Center | WALNUT | Mira Loma Switch Center
TRAM | 18094 | 33KV | GARNET | GARNET | GARNET | 2213560 | 8044 | 79 | DEVERS | Devers Switch Center | DEVERS | Devers Switch Center
TRAMVIEW | 18096 | 4.8KV | CATHEDRAL CITY | CATHEDRAL_CITY | CATHEDRAL_CITY | 2220614 | 8123 | 79 | DEVERS | Devers Switch Center | DEVERS | Devers Switch Center
TRANSIT | 18110 | 16KV | FRUITLAND | FRUITLAND | FRUITLAND | 2215290 | 5718 | 32 | LAGUNA BELL | Lighthipe Switch Center | LAGUNA BELL | Lighthipe Switch Center
TRANSPLANT | 18100 | 4KV | DITMAR | DITMAR | DITMAR | 2212364 | 5246 | 44 | LA FRESA | El Nido Switch Center | LA FRESA | El Nido Switch Center
TRAPP | 18112 | 12KV | ALDER | ALDER | ALDER | 2213000 | 5672 | 30 | ETIWANDA | Vista Switch Center | ETIWANDA | Vista Switch Center
TRAPPER | 18105 | 12KV | PIONEER | PIONEER | PIONEER | 2217978 | 5886 | 47 | CENTER | Lighthipe Switch Center | CENTER | Lighthipe Switch Center
TRAUTWEIN | 18115 | 12KV | CAJALCO | CAJALCO | CAJALCO | 2213616 | 8086 | 77 | VALLEY | Valley Switch Center | VALLEY | Valley Switch Center
TRAVIS | 18116 | 12KV | SANTA ROSA | SANTA_ROSA | SANTA_ROSA | 2218128 | 8036 | 79 | DEVERS | Devers Switch Center | DEVERS | Devers Switch Center
TREATER 1 | 21035 | 12KV | MOBILOIL | MOBILOIL | MOBILOIL | 2212312 | 5229 | 44 | LA FRESA | El Nido Switch Center | LA FRESA | El Nido Switch Center
TREATER 2 | 21036 | 12KV | MOBILOIL | MOBILOIL | MOBILOIL | 2212312 | 5229 | 44 | LA FRESA | El Nido Switch Center | LA FRESA | El Nido Switch Center
TREATER 3 | 21037 | 12KV | MOBILOIL | MOBILOIL | MOBILOIL | 2212312 | 5229 | 44 | LA FRESA | El Nido Switch Center | LA FRESA | El Nido Switch Center
TREATER 4 | 21038 | 12KV | MOBILOIL | MOBILOIL | MOBILOIL | 2212312 | 5229 | 44 | LA FRESA | El Nido Switch Center | LA FRESA | El Nido Switch Center
TREATMENT | 18117 | 12KV | TREATMENT P.T. | NotFound | NotFound | 30116552 | 7827 | 72 | NotFound | NotFound | NotFound | NotFound
TREMAINE | 18122 | 4KV | MONTECITO | MONTECITO | MONTECITO | 2212684 | 5524 | 49 | GOLETA | Ventura Switch Center | GOLETA | Ventura Switch Center
TRENTON | 18120 | 4KV | BEDFORD | BEDFORD | BEDFORD | 2214652 | 5245 | 42 | LA CIENEGA | El Nido Switch Center | LA CIENEGA | El Nido Switch Center
TRESTLE | 18126 | 12KV | RAILROAD | RAILROAD | RAILROAD | 2216842 | 5196 | 26 | WALNUT | Mira Loma Switch Center | WALNUT | Mira Loma Switch Center
TREVINO | 18166 | 33KV | EISENHOWER | EISENHOWER | EISENHOWER | 2215922 | 8098 | 79 | DEVERS | Devers Switch Center | DEVERS | Devers Switch Center
TREY | 18125 | 12KV | GALLATIN | GALLATIN | GALLATIN | 2213268 | 5823 | 47 | CENTER | Lighthipe Switch Center | CENTER | Lighthipe Switch Center
TRI CITY | 18140 | 16KV | ALHAMBRA | ALHAMBRA | ALHAMBRA | 2218972 | 5101 | 22 | EAGLE ROCK | Mesa Switch Center | EAGLE ROCK | Mesa Switch Center
TRIANGLE | 18128 | 4KV | BEVERLY | BEVERLY | BEVERLY | 2219196 | 5201 | 42 | LA CIENEGA | El Nido Switch Center | LA CIENEGA | El Nido Switch Center
TRIBAL | 18131 | 12KV | INDIAN WELLS | INDIAN_WELLS | INDIAN_WELLS | 2218478 | 8345 | 79 | DEVERS | Devers Switch Center | DEVERS | Devers Switch Center
TRIBUNE | 18130 | 12KV | STATE STREET | STATE_STREET | STATE_STREET | 2220040 | 5755 | 46 | HINSON | Lighthipe Switch Center | HINSON | Lighthipe Switch Center
TRIDENT | 18143 | 12KV | NOGALES | NOGALES | NOGALES | 2215204 | 5655 | 26 | WALNUT | Mira Loma Switch Center | WALNUT | Mira Loma Switch Center
TRIGO | 18144 | 16KV | ISLA VISTA | ISLA_VISTA | ISLA_VISTA | 2215066 | 5596 | 49 | GOLETA | Ventura Switch Center | GOLETA | Ventura Switch Center
TRIMBLE | 18150 | 4KV | BROADWAY | BROADWAY | BROADWAY | 2220054 | 5768 | 46 | ALAMITOS | Lighthipe Switch Center | ALAMITOS | Lighthipe Switch Center
TRINIDAD | 18158 | 12KV | ELY | ELY | ELY | 2213258 | 5819 | 48 | BARRE | Orange County Switch Ctr | BARRE | Orange County Switch Ctr
TRINITY | 18160 | 12KV | ALESSANDRO | ALESSANDRO | ALESSANDRO | 2218086 | 8024 | 77 | VALLEY | Valley Switch Center | VALLEY | Valley Switch Center
TRIPAS | 18161 | 12KV | BORREGO | BORREGO | BORREGO | 2213386 | 5887 | 43 | SANTIAGO | Orange County Switch Ctr | SANTIAGO | Orange County Switch Ctr
TRISTAR | 18162 | 12KV | HELIJET | HELIJET | HELIJET | 2217412 | 5599 | 36 | ANTELOPE | Vincent Switch Center | ANTELOPE | Vincent Switch Center
TRIUMPH | 18163 | 16KV | ALHAMBRA | ALHAMBRA | ALHAMBRA | 2218972 | 5101 | 22 | EAGLE ROCK | Mesa Switch Center | EAGLE ROCK | Mesa Switch Center
TRIUNFO | 18164 | 16KV | MALIBU | MALIBU | MALIBU | 2212668 | 5519 | 35 | MOORPARK | Ventura Switch Center | MOORPARK | Ventura Switch Center
TROCHU | 18170 | 16KV | BULLIS | BULLIS | BULLIS | 2213136 | 5756 | 32 | LIGHTHIPE | Lighthipe Switch Center | LIGHTHIPE | Lighthipe Switch Center
TROMBONE | 18176 | 12KV | NIGUEL | NIGUEL | NIGUEL | 2215686 | 5896 | 43 | SANTIAGO | Orange County Switch Ctr | SANTIAGO | Orange County Switch Ctr
TROPICO | 18180 | 12KV | LANCASTER | LANCASTER | LANCASTER | 2212660 | 5514 | 36 | ANTELOPE | Vincent Switch Center | ANTELOPE | Vincent Switch Center
TROTTER | 18190 | 16KV | RAVENDALE | RAVENDALE | RAVENDALE | 2216810 | 5179 | 27 | MESA | Mesa Switch Center | MESA | Mesa Switch Center
TROUSDALE | 18210 | 4KV | DOHENY | DOHENY | DOHENY | 2219220 | 5209 | 42 | LA CIENEGA | El Nido Switch Center | LA CIENEGA | El Nido Switch Center
TROUT | 18227 | 33KV | CASA DIABLO | CASA_DIABLO | CASA_DIABLO | 2273990 | 2557 | 85 | INYO SCE | Control Switch Center | INYO SCE | Control Switch Center
TROY | 18200 | 4KV | HOYT | HOYT | HOYT | 2216764 | 5151 | 22 | MESA | Mesa Switch Center | MESA | Mesa Switch Center
TRUBLU | 18220 | 4KV | FLORADAY | FLORADAY | FLORADAY | 2218012 | 5898 | 47 | CENTER | Lighthipe Switch Center | CENTER | Lighthipe Switch Center
TRUCK | 18222 | 12KV | FIREHOUSE | FIREHOUSE | FIREHOUSE | 2215118 | 5618 | 34 | CHINO | Mira Loma Switch Center | CHINO | Mira Loma Switch Center
TRUDIE | 18224 | 4KV | STIRRUP | STIRRUP | STIRRUP | 2217006 | 5259 | 44 | LA FRESA | El Nido Switch Center | LA FRESA | El Nido Switch Center
TRUMBLE | 18229 | 12KV | VALLEY | VALLEY | VALLEY | 2211862 | 5070 | 77 | VALLEY | Valley Switch Center | VALLEY | Valley Switch Center
TRUMP | 18233 | 16KV | GOLETA | GOLETA | GOLETA | 2214136 | 5055 | 49 | GOLETA | Ventura Switch Center | GOLETA | Ventura Switch Center
TRUMPET | 18234 | 16KV | ELIZABETH LAKE | ELIZABETH_LAKE | ELIZABETH_LAKE | 2212742 | 5546 | 59 | SAUGUS | Vincent Switch Center | SAUGUS | Vincent Switch Center
TRUSS | 18235 | 4KV | BRIDGE | BRIDGE | BRIDGE | 2212394 | 5257 | 44 | LA FRESA | El Nido Switch Center | LA FRESA | El Nido Switch Center
TSUNAMI | 18241 | 12KV | YORBA LINDA | YORBA_LINDA | YORBA_LINDA | 2213376 | 5880 | 48 | VILLA PARK | Orange County Switch Ctr | VILLA PARK | Orange County Switch Ctr
TUBA | 18243 | 16KV | ELIZABETH LAKE | ELIZABETH_LAKE | ELIZABETH_LAKE | 2212742 | 5546 | 59 | SAUGUS | Vincent Switch Center | SAUGUS | Vincent Switch Center
TUBE | 18245 | 16KV | VAIL | VAIL | VAIL | 2216804 | 5175 | 32 | LAGUNA BELL | Lighthipe Switch Center | LAGUNA BELL | Lighthipe Switch Center
TUCKER | 18250 | 4KV | BULLIS | BULLIS | BULLIS | 2215368 | 5756 | 32 | LIGHTHIPE | Lighthipe Switch Center | LIGHTHIPE | Lighthipe Switch Center
TUDOR | 18251 | 12KV | MAYBERRY | MAYBERRY | MAYBERRY | 2215898 | 8089 | 77 | VALLEY | Valley Switch Center | VALLEY | Valley Switch Center
TUFA | 18252 | 16KV | LUNDY | LUNDY | LUNDY | 2274010 | 2560 | 85 | INYO SCE | Control Switch Center | INYO SCE | Control Switch Center
TUGGLE | 18254 | 12KV | TULARE | TULARE | TULARE | 2212542 | 5328 | 51 | RECTOR | Rector Switch Center | RECTOR | Rector Switch Center
TUITION | 18255 | 12KV | PLACENTIA | PLACENTIA | PLACENTIA | 2220310 | 5889 | 48 | VILLA PARK | Orange County Switch Ctr | VILLA PARK | Orange County Switch Ctr
TULANE | 18260 | 4KV | LUCAS | LUCAS | LUCAS | 2213164 | 5771 | 46 | DEL AMO | Lighthipe Switch Center | DEL AMO | Lighthipe Switch Center
TULIP | 18265 | 12KV | BARRE | BARRE | BARRE | 2218876 | 5081 | 48 | BARRE | Orange County Switch Ctr | BARRE | Orange County Switch Ctr
TULLY | 18271 | 12KV | PADUA | PADUA | PADUA | 2216446 | 5060 | 34 | PADUA | Mira Loma Switch Center | PADUA | Mira Loma Switch Center
TULSA | 18280 | 12KV | TRASK | TRASK | TRASK | 2213412 | 5899 | 29 | BARRE | Orange County Switch Ctr | BARRE | Orange County Switch Ctr
TUMBLEWEED | 18285 | 2.4KV | TUMBLEWEED P.T. | TUMBLEWEED P.T. | TUMBLEWEED P.T. | 2126201 | 7833 | 86 | KRAMER | Lugo Switch Center | KRAMER | Lugo Switch Center
TUNA | 18290 | 16KV | TAPIA | TAPIA | TAPIA | 2212436 | 5277 | 35 | MOORPARK | Ventura Switch Center | MOORPARK | Ventura Switch Center
TUNDRA | 18295 | 12KV | GREENING | GREENING | GREENING | 2213198 | 5791 | 46 | DEL AMO | Lighthipe Switch Center | DEL AMO | Lighthipe Switch Center
TUNGSTEN | 18300 | 12KV | ISABELLA | ISABELLA | ISABELLA | 2217138 | 5347 | 53 | RECTOR | Rector Switch Center | RECTOR | Rector Switch Center
TUNNEL | 18299 | 12KV | AQUEDUCT | AQUEDUCT | AQUEDUCT | 2215878 | 8079 | 73 | VALLEY | Valley Switch Center | VALLEY | Valley Switch Center
TUPELO | 18301 | 12KV | PEYTON | PEYTON | PEYTON | 2215106 | 5614 | 34 | CHINO | Mira Loma Switch Center | CHINO | Mira Loma Switch Center
TURBINE | 18307 | 12KV | AQUEDUCT | AQUEDUCT | AQUEDUCT | 2215878 | 8079 | 73 | VALLEY | Valley Switch Center | VALLEY | Valley Switch Center
TURF | 18310 | 4KV | ARCADIA | ARCADIA | ARCADIA | 2216688 | 5106 | 27 | RIO HONDO | Mesa Switch Center | RIO HONDO | Mesa Switch Center
TURKEY | 18315 | 12KV | ORDWAY | ORDWAY | ORDWAY | 2216022 | 8211 | 72 | ELDORADO | Eldorado Switch Center | ELDORADO | Eldorado Switch Center
TURMERIC | 18316 | 12KV | MORENO | MORENO | MORENO | 2218340 | 8193 | 77 | VALLEY | Valley Switch Center | VALLEY | Valley Switch Center
TURNBULL | 18317 | 12KV | WALNUT | WALNUT | WALNUT | 2218564 | 5014 | 26 | WALNUT | Mira Loma Switch Center | WALNUT | Mira Loma Switch Center
TURNER | 18320 | 12KV | TULARE | TULARE | TULARE | 2212542 | 5328 | 51 | RECTOR | Rector Switch Center | RECTOR | Rector Switch Center
TURNOUT | 07109 | 12KV | AQUEDUCT | AQUEDUCT | AQUEDUCT | 2215878 | 8079 | 73 | VALLEY | Valley Switch Center | VALLEY | Valley Switch Center
TURNPIKE | 18330 | 16KV | SANTA BARBARA | SANTA_BARBARA | SANTA_BARBARA | 2212706 | 5531 | 49 | GOLETA | Ventura Switch Center | GOLETA | Ventura Switch Center
TURNTABLE | 18333 | 12KV | BLOOMINGTON | BLOOMINGTON | BLOOMINGTON | 2217458 | 5620 | 30 | VISTA | Vista Switch Center | VISTA | Vista Switch Center
TURTLE | 18334 | 12KV | CABRILLO | CABRILLO | CABRILLO | 2220290 | 5879 | 43 | JOHANNA | Orange County Switch Ctr | JOHANNA | Orange County Switch Ctr
TUSSING | 18335 | 12KV | APPLE VALLEY | APPLE_VALLEY | APPLE_VALLEY | 2213450 | 8013 | 73 | VICTOR | Lugo Switch Center | VICTOR | Lugo Switch Center
TWAIN | 18338 | 12KV | PALMDALE | PALMDALE | PALMDALE | 2212778 | 5564 | 36 | ANTELOPE | Vincent Switch Center | ANTELOPE | Vincent Switch Center
TWEEDY | 18340 | 4KV | LYNWOOD | LYNWOOD | LYNWOOD | 2219998 | 5731 | 32 | LIGHTHIPE | Lighthipe Switch Center | LIGHTHIPE | Lighthipe Switch Center
TWENTY SIX ST | 18360 | 4KV | SANTA MONICA | SANTA_MONICA | SANTA_MONICA | 2214606 | 5231 | 42 | LA CIENEGA | El Nido Switch Center | LA CIENEGA | El Nido Switch Center
TWENTY THREE ST | 18323 | 4KV | TWENTY THREE ST P.T. | NotFound | NotFound | 20248548 | 7843 | 42 | NotFound | NotFound | NotFound | NotFound
TWENTY TWO ST | 18322 | 4KV | TWENTY TWO ST P.T. | NotFound | NotFound | 20248500 | 7842 | 42 | NotFound | NotFound | NotFound | NotFound
TWIN BUTTE | 18366 | 12KV | VENICE HILL | VENICE_HILL | VENICE_HILL | 2217114 | 5329 | 51 | RECTOR | Rector Switch Center | RECTOR | Rector Switch Center
TWIN LAKES | 18370 | 16KV | SANTA SUSANA | SANTA_SUSANA | SANTA_SUSANA | 2214960 | 5532 | 35 | SAUGUS | Vincent Switch Center | SAUGUS | Vincent Switch Center
TWIN PEAKS | 18375 | 33KV | BURNT MILL | BURNT_MILL | BURNT_MILL | 2273808 | 5640 | 40 | VISTA | Vista Switch Center | VISTA | Vista Switch Center
TWINING | 18350 | 16KV | JERSEY | JERSEY | JERSEY | 2215406 | 5776 | 32 | LIGHTHIPE | Lighthipe Switch Center | LIGHTHIPE | Lighthipe Switch Center
TWISTER | 18380 | 12KV | LA HABRA | LA_HABRA | LA_HABRA | 2215550 | 5832 | 48 | OLINDA | Orange County Switch Ctr | OLINDA | Orange County Switch Ctr
TYBURN | 18385 | 4KV | TYBURN P.T. | TYBURN P.T. | TYBURN P.T. | 2126711 | 7824 | 44 | LA FRESA | El Nido Switch Center | LA FRESA | El Nido Switch Center
TYHARD | 18386 | 12KV | PUENTE | PUENTE | PUENTE | 2219180 | 5195 | 26 | WALNUT | Mira Loma Switch Center | WALNUT | Mira Loma Switch Center
TYLER | 18390 | 4KV | AMADOR | AMADOR | AMADOR | 2214462 | 5161 | 22 | RIO HONDO | Mesa Switch Center | RIO HONDO | Mesa Switch Center
TYPHOON | 18395 | 12KV | YORBA LINDA | YORBA_LINDA | YORBA_LINDA | 2213376 | 5880 | 48 | VILLA PARK | Orange County Switch Ctr | VILLA PARK | Orange County Switch Ctr
ULMER | 18400 | 4KV | PORTERVILLE | PORTERVILLE | PORTERVILLE | 2219466 | 5323 | 51 | SPRINGVILLE | Rector Switch Center | SPRINGVILLE | Rector Switch Center
UNDERWOOD | 18408 | 12KV | MT. TOM | MT. TOM | MT. TOM | 2274011 | 2598 | 85 | INYO SCE | Control Switch Center | INYO SCE | Control Switch Center
UNDERWORLD | 18409 | 12KV | STYX P.T. | STYX P.T. | STYX P.T. | 2124515 | 7747 | 73 | VICTOR | Lugo Switch Center | VICTOR | Lugo Switch Center
UNICORN | 18415 | 12KV | SAN BERNARDINO | SAN_BERNARDINO | SAN_BERNARDINO | 2215864 | 8076 | 31 | SAN BERNARDINO | Vista Switch Center | SAN BERNARDINO | Vista Switch Center
UNION | 18410 | 12KV | SANTA FE SPRINGS | SANTA_FE_SPRINGS | SANTA_FE_SPRINGS | 2215586 | 5850 | 47 | CENTER | Lighthipe Switch Center | CENTER | Lighthipe Switch Center
UNION PACIFIC | 18420 | 16KV | BANDINI | BANDINI | BANDINI | 2214362 | 5107 | 32 | LAGUNA BELL | Lighthipe Switch Center | LAGUNA BELL | Lighthipe Switch Center
UNITY | 18430 | 4KV | RIVERA | RIVERA | RIVERA | 2220230 | 5848 | 47 | CENTER | Lighthipe Switch Center | CENTER | Lighthipe Switch Center
UNIVERSITY | 18442 | 12KV | LA COLINA | LA_COLINA | LA_COLINA | 2274140 | 4230 | 31 | VISTA | Vista Switch Center | VISTA | Vista Switch Center
UNRUH | 18460 | 12KV | BASSETT | BASSETT | BASSETT | 2216816 | 5184 | 26 | WALNUT | Mira Loma Switch Center | WALNUT | Mira Loma Switch Center
UNSER | 18464 | 12KV | CUCAMONGA | CUCAMONGA | CUCAMONGA | 2219902 | 5677 | 34 | PADUA | Mira Loma Switch Center | PADUA | Mira Loma Switch Center
URANIUM | 18494 | 12KV | CAMDEN | CAMDEN | CAMDEN | 2220184 | 5826 | 29 | JOHANNA | Orange County Switch Ctr | JOHANNA | Orange County Switch Ctr
URBITA | 18488 | 12KV | HOMART | HOMART | HOMART | 2220488 | 8039 | 31 | VISTA | Vista Switch Center | VISTA | Vista Switch Center
UTAH | 18496 | 12KV | TWENTYNINE PALMS | TWENTYNINE_PALMS | TWENTYNINE_PALMS | 2218390 | 8255 | 84 | DEVERS | Devers Switch Center | DEVERS | Devers Switch Center
UTE | 18493 | 33KV | GOLDHILL | GOLDHILL | GOLDHILL | 2273844 | 8294 | 73 | VICTOR | Lugo Switch Center | VICTOR | Lugo Switch Center
UTOPIA | 18498 | 12KV | NOGALES | NOGALES | NOGALES | 2215204 | 5655 | 26 | WALNUT | Mira Loma Switch Center | WALNUT | Mira Loma Switch Center
VACA | 18501 | 12KV | BORREGO | BORREGO | BORREGO | 2213386 | 5887 | 43 | SANTIAGO | Orange County Switch Ctr | SANTIAGO | Orange County Switch Ctr
VACUUM | 18514 | 12KV | MOBILOIL | MOBILOIL | MOBILOIL | 2212312 | 5229 | 44 | LA FRESA | El Nido Switch Center | LA FRESA | El Nido Switch Center
VADAR | 18505 | 12KV | SHUTTLE | SHUTTLE | SHUTTLE | 2212678 | 5522 | 36 | ANTELOPE | Vincent Switch Center | ANTELOPE | Vincent Switch Center
VAL VERDE | 18580 | 16KV | SAUGUS | SAUGUS | SAUGUS | 2211724 | 5051 | 59 | SAUGUS | Vincent Switch Center | SAUGUS | Vincent Switch Center
VALENTE | 18511 | 12KV | DELANO | DELANO | DELANO | 2219412 | 5305 | 51 | VESTAL | Rector Switch Center | VESTAL | Rector Switch Center
VALENTINE | 18512 | 2.4KV | VALENTINE P.T. | VALENTINE P.T. | VALENTINE P.T. | 2126208 | 7880 | 85 | INYO SCE | Control Switch Center | INYO SCE | Control Switch Center
VALIANT | 18515 | 12KV | NOGALES | NOGALES | NOGALES | 2215204 | 5655 | 26 | WALNUT | Mira Loma Switch Center | WALNUT | Mira Loma Switch Center
VALINDA | 18520 | 12KV | PUENTE | PUENTE | PUENTE | 2219180 | 5195 | 26 | WALNUT | Mira Loma Switch Center | WALNUT | Mira Loma Switch Center
VALLECITO | 18525 | 16KV | CARPINTERIA | CARPINTERIA | CARPINTERIA | 2214876 | 5503 | 49 | GOLETA | Ventura Switch Center | GOLETA | Ventura Switch Center
VALLEY OF THE MOON | 18540 | 2.4KV | VALLEY OF THE MOON P.T. | NotFound | NotFound | 2127000 | 7882 | 40 | NotFound | NotFound | NotFound | NotFound
VALMONTE | 18550 | 4KV | PALOS VERDES | PALOS_VERDES | PALOS_VERDES | 2212294 | 5223 | 44 | LA FRESA | El Nido Switch Center | LA FRESA | El Nido Switch Center
VALNETT | 18560 | 4KV | ANITA | ANITA | ANITA | 2218988 | 5105 | 27 | RIO HONDO | Mesa Switch Center | RIO HONDO | Mesa Switch Center
VALSUN | 18570 | 12KV | BASSETT | BASSETT | BASSETT | 2216816 | 5184 | 26 | WALNUT | Mira Loma Switch Center | WALNUT | Mira Loma Switch Center
VALVE | 18578 | 16KV | DITMAR | DITMAR | DITMAR | 2212368 | 5246 | 44 | LA FRESA | El Nido Switch Center | LA FRESA | El Nido Switch Center
VAN BROCKLIN | 18586 | 12KV | BROOKHURST | BROOKHURST | BROOKHURST | 2213330 | 5854 | 33 | ELLIS | Orange County Switch Ctr | ELLIS | Orange County Switch Ctr
VAN BUREN | 18590 | 12KV | ATWOOD | ATWOOD | ATWOOD | 2215470 | 5804 | 48 | VILLA PARK | Orange County Switch Ctr | VILLA PARK | Orange County Switch Ctr
VAN CAMP | 18595 | 12KV | PICO | PICO | PICO | 2219974 | 5722 | 46 | HINSON | Lighthipe Switch Center | HINSON | Lighthipe Switch Center
VAN WICK | 18620 | 4KV | HOWARD | HOWARD | HOWARD | 2216880 | 5210 | 44 | LA FRESA | El Nido Switch Center | LA FRESA | El Nido Switch Center
VANCOUVER | 18600 | 4KV | AMALIA | AMALIA | AMALIA | 2212032 | 5104 | 22 | MESA | Mesa Switch Center | MESA | Mesa Switch Center
VANDALIA | 18610 | 12KV | PORTERVILLE | PORTERVILLE | PORTERVILLE | 2212530 | 5323 | 51 | SPRINGVILLE | Rector Switch Center | SPRINGVILLE | Rector Switch Center
VANDERLIP | 18613 | 2.4KV | VANDERLIP P.T. | VANDERLIP P.T. | VANDERLIP P.T. | 2126217 | 7887 | 44 | LA FRESA | El Nido Switch Center | LA FRESA | El Nido Switch Center
VANGUARD | 18614 | 16KV | ESTERO | ESTERO | ESTERO | 2217340 | 5563 | 39 | SANTA CLARA | Ventura Switch Center | SANTA CLARA | Ventura Switch Center
VAQUERO | 18621 | 16KV | POTRERO | POTRERO | POTRERO | 2219760 | 5597 | 35 | MOORPARK | Ventura Switch Center | MOORPARK | Ventura Switch Center
VARDON | 18624 | 12KV | LAFAYETTE | LAFAYETTE | LAFAYETTE | 2220276 | 5872 | 33 | ELLIS | Orange County Switch Ctr | ELLIS | Orange County Switch Ctr
VARGAS | 01754 | 12KV | SHANDIN | SHANDIN | SHANDIN | 2213632 | 8093 | 31 | VISTA | Vista Switch Center | VISTA | Vista Switch Center
VARSITY | 18626 | 12KV | SHANDIN | SHANDIN | SHANDIN | 2213632 | 8093 | 31 | VISTA | Vista Switch Center | VISTA | Vista Switch Center
VASCO | 18622 | 12KV | CABRILLO | CABRILLO | CABRILLO | 2220290 | 5879 | 43 | JOHANNA | Orange County Switch Ctr | JOHANNA | Orange County Switch Ctr
VASQUEZ | 18631 | 16KV | SOLEMINT | SOLEMINT | SOLEMINT | 2219702 | 5560 | 59 | SAUGUS | Vincent Switch Center | SAUGUS | Vincent Switch Center
VASSAL | 18628 | 12KV | CORONA | CORONA | CORONA | 2220750 | 8279 | 34 | MIRA LOMA | Mira Loma Switch Center | MIRA LOMA | Mira Loma Switch Center
VECINO | 18629 | 12KV | CORTEZ | CORTEZ | CORTEZ | 2214504 | 5186 | 26 | WALNUT | Mira Loma Switch Center | WALNUT | Mira Loma Switch Center
VELARDO | 18632 | 12KV | MORAGA | MORAGA | MORAGA | 2213880 | 8348 | 88 | VALLEY | Valley Switch Center | VALLEY | Valley Switch Center
VELLA | 18634 | 33KV | EISENHOWER | EISENHOWER | EISENHOWER | 2215922 | 8098 | 79 | DEVERS | Devers Switch Center | DEVERS | Devers Switch Center
VELMA | 18635 | 16KV | AMADOR | AMADOR | AMADOR | 2212150 | 5161 | 22 | RIO HONDO | Mesa Switch Center | RIO HONDO | Mesa Switch Center
VENTU | 21050 | 16KV | PHARMACY | PHARMACY | PHARMACY | 2216186 | 8509 | 35 | MOORPARK | Ventura Switch Center | MOORPARK | Ventura Switch Center
VENUS | 18648 | 4KV | BLUFF COVE | BLUFF_COVE | BLUFF_COVE | 2214680 | 5266 | 44 | LA FRESA | El Nido Switch Center | LA FRESA | El Nido Switch Center
VENWIND 1 | 21191 | 12KV | VENWIND | VENWIND | VENWIND | 2216116 | 8306 | 79 | DEVERS | Devers Switch Center | DEVERS | Devers Switch Center
VENWIND 2 | 21192 | 12KV | VENWIND | VENWIND | VENWIND | 2216116 | 8306 | 79 | DEVERS | Devers Switch Center | DEVERS | Devers Switch Center
VENWIND 3 | 21193 | 12KV | VENWIND | VENWIND | VENWIND | 2216116 | 8306 | 79 | DEVERS | Devers Switch Center | DEVERS | Devers Switch Center
VENWIND 4 | 21194 | 12KV | VENWIND | VENWIND | VENWIND | 2216116 | 8306 | 79 | DEVERS | Devers Switch Center | DEVERS | Devers Switch Center
VERA CRUZ | 18650 | 12KV | BREA | BREA | BREA | 2216194 | 8802 | 48 | OLINDA | Orange County Switch Ctr | OLINDA | Orange County Switch Ctr
VERBENA | 18654 | 12KV | BARRE | BARRE | BARRE | 2218876 | 5081 | 48 | BARRE | Orange County Switch Ctr | BARRE | Orange County Switch Ctr
VERDE | 18670 | 4KV | HEDDA | HEDDA | HEDDA | 2213184 | 5784 | 46 | DEL AMO | Lighthipe Switch Center | DEL AMO | Lighthipe Switch Center
VERDEMONT | 18674 | 33KV | CALECTRIC | CALECTRIC | CALECTRIC | 2218150 | 8042 | 31 | VISTA | Vista Switch Center | VISTA | Vista Switch Center
VERDI | 18657 | 12KV | PADUA | PADUA | PADUA | 2216446 | 5060 | 34 | PADUA | Mira Loma Switch Center | PADUA | Mira Loma Switch Center
VERDUGO | 18660 | 16KV | LA CANADA | LA_CANADA | LA_CANADA | 2219040 | 5130 | 27 | GOULD | Mesa Switch Center | GOULD | Mesa Switch Center
VERDUN | 18680 | 4KV | WINDSOR HILLS | WINDSOR_HILLS | WINDSOR_HILLS | 2214618 | 5235 | 44 | LA CIENEGA | El Nido Switch Center | LA CIENEGA | El Nido Switch Center
VERMONT | 18691 | 12KV | CAROLINA | CAROLINA | CAROLINA | 2217814 | 5813 | 48 | OLINDA | Orange County Switch Ctr | OLINDA | Orange County Switch Ctr
VERONA | 18700 | 4KV | AMALIA | AMALIA | AMALIA | 2212032 | 5104 | 22 | MESA | Mesa Switch Center | MESA | Mesa Switch Center
VETERANS | 18710 | 16KV | SAN FERNANDO | SAN_FERNANDO | SAN_FERNANDO | 2214994 | 5550 | 59 | SAUGUS | Vincent Switch Center | SAUGUS | Vincent Switch Center
VIA HUERTO | 18718 | 4KV | VIA HUERTO P.T. | NotFound | NotFound | 2127122 | 7888 | 49 | NotFound | NotFound | NotFound | NotFound
VIA NORTE | 18722 | 12KV | MORAGA | MORAGA | MORAGA | 2213880 | 8348 | 88 | VALLEY | Valley Switch Center | VALLEY | Valley Switch Center
VIADUCT | 18720 | 4KV | STODDARD | STODDARD | STODDARD | 2215156 | 5632 | 31 | SAN BERNARDINO | Vista Switch Center | SAN BERNARDINO | Vista Switch Center
VIAVERDE | 18723 | 12KV | CORTEZ | CORTEZ | CORTEZ | 2214504 | 5186 | 26 | WALNUT | Mira Loma Switch Center | WALNUT | Mira Loma Switch Center
VICASA | 18724 | 16KV | VALDEZ | VALDEZ | VALDEZ | 2212338 | 5236 | 35 | MOORPARK | Ventura Switch Center | MOORPARK | Ventura Switch Center
VICENTIA | 18725 | 12KV | CORONA | CORONA | CORONA | 2220750 | 8279 | 34 | MIRA LOMA | Mira Loma Switch Center | MIRA LOMA | Mira Loma Switch Center
VICKI | 18727 | 12KV | PASSONS | PASSONS | PASSONS | 2217998 | 5893 | 47 | CENTER | Lighthipe Switch Center | CENTER | Lighthipe Switch Center
VIDEO | 18730 | 16KV | EATON | EATON | EATON | 2214374 | 5115 | 27 | MESA | Mesa Switch Center | MESA | Mesa Switch Center
VIENTO | 18734 | 12KV | MONOLITH | MONOLITH | MONOLITH | 2212588 | 5358 | 52 | ANTELOPE | Vincent Switch Center | ANTELOPE | Vincent Switch Center
VIKING | 18740 | 4KV | LAKEWOOD | LAKEWOOD | LAKEWOOD | 2215320 | 5733 | 46 | DEL AMO | Lighthipe Switch Center | DEL AMO | Lighthipe Switch Center
VILLA | 18750 | 4KV | PERRY | PERRY | PERRY | 2216918 | 5225 | 44 | LA FRESA | El Nido Switch Center | LA FRESA | El Nido Switch Center
VILLAGE | 18760 | 4KV | EUCLID | EUCLID | EUCLID | 2212952 | 5644 | 34 | PADUA | Mira Loma Switch Center | PADUA | Mira Loma Switch Center
VIMINAL | 18765 | 12KV | FARRELL | FARRELL | FARRELL | 2220394 | 8016 | 79 | DEVERS | Devers Switch Center | DEVERS | Devers Switch Center
VINE | 18776 | 12KV | MORAGA | MORAGA | MORAGA | 2213880 | 8348 | 88 | VALLEY | Valley Switch Center | VALLEY | Valley Switch Center
VINEYARD | 18780 | 16KV | SATICOY | SATICOY | SATICOY | 2219652 | 5534 | 39 | SANTA CLARA | Ventura Switch Center | SANTA CLARA | Ventura Switch Center
VIOLET | 18790 | 4KV | ROLLING HILLS | ROLLING_HILLS | ROLLING_HILLS | 2219336 | 5252 | 44 | LA FRESA | El Nido Switch Center | LA FRESA | El Nido Switch Center
VIOLIN | 18793 | 12KV | NIGUEL | NIGUEL | NIGUEL | 2215686 | 5896 | 43 | SANTIAGO | Orange County Switch Ctr | SANTIAGO | Orange County Switch Ctr
VIPER | 18796 | 12KV | GISLER | GISLER | GISLER | 2220234 | 5851 | 33 | ELLIS | Orange County Switch Ctr | ELLIS | Orange County Switch Ctr
VIRGIL | 18800 | 12KV | CHATHAM | CHATHAM | CHATHAM | 2212566 | 5346 | 51 | RECTOR | Rector Switch Center | RECTOR | Rector Switch Center
VIRGO | 18815 | 12KV | ESTRELLA | ESTRELLA | ESTRELLA | 2213342 | 5865 | 43 | SANTIAGO | Orange County Switch Ctr | SANTIAGO | Orange County Switch Ctr
VISE | 18818 | 12KV | INDUSTRY | INDUSTRY | INDUSTRY | 2216832 | 5191 | 26 | WALNUT | Mira Loma Switch Center | WALNUT | Mira Loma Switch Center
VITA | 18830 | 4KV | BREWSTER | BREWSTER | BREWSTER | 2213044 | 5710 | 32 | LIGHTHIPE | Lighthipe Switch Center | LIGHTHIPE | Lighthipe Switch Center
VITAMIN | 18821 | 12KV | TIMOTEO | TIMOTEO | TIMOTEO | 2217420 | 5604 | 31 | SAN BERNARDINO | Vista Switch Center | SAN BERNARDINO | Vista Switch Center
VOGAN | 18833 | 4KV | VOGAN P.T. | VOGAN P.T. | VOGAN P.T. | 2127130 | 7895 | 46 | DEL AMO | Lighthipe Switch Center | DEL AMO | Lighthipe Switch Center
VOLNEY | 18845 | 12KV | LIBERTY | LIBERTY | LIBERTY | 2212500 | 5312 | 51 | RECTOR | Rector Switch Center | RECTOR | Rector Switch Center
VOLTURNO | 18843 | 12KV | FARRELL | FARRELL | FARRELL | 2220394 | 8016 | 79 | DEVERS | Devers Switch Center | DEVERS | Devers Switch Center
VON | 18846 | 12KV | DALTON | DALTON | DALTON | 2216828 | 5188 | 27 | RIO HONDO | Mesa Switch Center | RIO HONDO | Mesa Switch Center
VONI | 18847 | 4KV | VONI P.T. | VONI P.T. | VONI P.T. | 2126234 | 7890 | 48 | BARRE | Orange County Switch Ctr | BARRE | Orange County Switch Ctr
VORTEX | 18851 | 12KV | YORBA LINDA | YORBA_LINDA | YORBA_LINDA | 2213376 | 5880 | 48 | VILLA PARK | Orange County Switch Ctr | VILLA PARK | Orange County Switch Ctr
VOSSLER | 18860 | 12KV | WOODVILLE | WOODVILLE | WOODVILLE | 2219506 | 5333 | 51 | SPRINGVILLE | Rector Switch Center | SPRINGVILLE | Rector Switch Center
VOYAGER | 18868 | 12KV | GISLER | GISLER | GISLER | 2220234 | 5851 | 33 | ELLIS | Orange County Switch Ctr | ELLIS | Orange County Switch Ctr
VULCAN | 18874 | 33KV | CASA DIABLO | CASA_DIABLO | CASA_DIABLO | 2273990 | 2557 | 85 | INYO SCE | Control Switch Center | INYO SCE | Control Switch Center
VULTAIR | 18870 | 12KV | IMPERIAL | IMPERIAL | IMPERIAL | 2217728 | 5772 | 47 | CENTER | Lighthipe Switch Center | CENTER | Lighthipe Switch Center
VULTEE | 18871 | 16KV | LENNOX | LENNOX | LENNOX | 2216886 | 5213 | 44 | EL NIDO | El Nido Switch Center | EL NIDO | El Nido Switch Center
WACO | 18880 | 12KV | TRASK | TRASK | TRASK | 2213412 | 5899 | 29 | BARRE | Orange County Switch Ctr | BARRE | Orange County Switch Ctr
WADSWORTH | 18900 | 4KV | OCEAN PARK | OCEAN_PARK | OCEAN_PARK | 2219248 | 5221 | 42 | LA CIENEGA | El Nido Switch Center | LA CIENEGA | El Nido Switch Center
WAGNER | 18910 | 4KV | HOWARD | HOWARD | HOWARD | 2216880 | 5210 | 44 | LA FRESA | El Nido Switch Center | LA FRESA | El Nido Switch Center
WAHLSTROM | 18923 | 12KV | RANDALL | RANDALL | RANDALL | 2215076 | 5601 | 30 | ETIWANDA | Vista Switch Center | ETIWANDA | Vista Switch Center
WAHOO | 18925 | 12KV | NOGALES | NOGALES | NOGALES | 2215204 | 5655 | 26 | WALNUT | Mira Loma Switch Center | WALNUT | Mira Loma Switch Center
WAINWRIGHT | 18927 | 12KV | MACARTHUR | MACARTHUR | MACARTHUR | 2215638 | 5874 | 33 | SANTIAGO | Orange County Switch Ctr | SANTIAGO | Orange County Switch Ctr
WAITE | 18929 | 12KV | SKYLARK | SKYLARK | SKYLARK | 2220574 | 8088 | 88 | VALLEY | Valley Switch Center | VALLEY | Valley Switch Center
WALGROVE | 18930 | 16KV | MARINE | MARINE | MARINE | 2219240 | 5217 | 42 | LA CIENEGA | El Nido Switch Center | LA CIENEGA | El Nido Switch Center
WALK | 18937 | 12KV | MOBILOIL | MOBILOIL | MOBILOIL | 2212312 | 5229 | 44 | LA FRESA | El Nido Switch Center | LA FRESA | El Nido Switch Center
WALLACE | 18950 | 12KV | DELANO | DELANO | DELANO | 2219412 | 5305 | 51 | VESTAL | Rector Switch Center | VESTAL | Rector Switch Center
WALNUT PARK | 18970 | 4KV | HUNTINGTON PARK | HUNTINGTON_PARK | HUNTINGTON_PARK | 2219992 | 5728 | 32 | LAGUNA BELL | Lighthipe Switch Center | LAGUNA BELL | Lighthipe Switch Center
WALRUS | 18974 | 12KV | SIGNAL HILL | SIGNAL_HILL | SIGNAL_HILL | 2215350 | 5753 | 46 | LIGHTHIPE | Lighthipe Switch Center | LIGHTHIPE | Lighthipe Switch Center
WALTER | 18976 | 12KV | STEWART | STEWART | STEWART | 2217904 | 5852 | 47 | CENTER | Lighthipe Switch Center | CENTER | Lighthipe Switch Center
WANDA | 18980 | 12KV | SUNNYSIDE | SUNNYSIDE | SUNNYSIDE | 2217758 | 5785 | 46 | LIGHTHIPE | Lighthipe Switch Center | LIGHTHIPE | Lighthipe Switch Center
WAPELLO | 18990 | 4KV | FAIR OAKS | FAIR_OAKS | FAIR_OAKS | 2214464 | 5162 | 27 | GOULD | Mesa Switch Center | GOULD | Mesa Switch Center
WARD | 19000 | 4KV | LONGDON | LONGDON | LONGDON | 2217730 | 5774 | 32 | LIGHTHIPE | Lighthipe Switch Center | LIGHTHIPE | Lighthipe Switch Center
WARDELL | 19001 | 12KV | NEWCOMB | NEWCOMB | NEWCOMB | 2218460 | 8342 | 77 | VALLEY | Valley Switch Center | VALLEY | Valley Switch Center
WARDLOW | 19010 | 4KV | LOS CERRITOS | LOS_CERRITOS | LOS_CERRITOS | 2217658 | 5738 | 46 | HINSON | Lighthipe Switch Center | HINSON | Lighthipe Switch Center
WARHAWK | 19014 | 12KV | KIMBALL | KIMBALL | KIMBALL | 2688 | 5176 | 34 | CHINO | Mira Loma Switch Center | CHINO | Mira Loma Switch Center
WARM CREEK | 19030 | 12KV | CARDIFF | CARDIFF | CARDIFF | 2217428 | 5608 | 31 | SAN BERNARDINO | Vista Switch Center | SAN BERNARDINO | Vista Switch Center
WARMAN | 19020 | 16KV | RANDOLPH | RANDOLPH | RANDOLPH | 2217662 | 5739 | 32 | LAGUNA BELL | Lighthipe Switch Center | LAGUNA BELL | Lighthipe Switch Center
WARNER | 19035 | 4KV | BEDFORD | BEDFORD | BEDFORD | 2214652 | 5245 | 42 | LA CIENEGA | El Nido Switch Center | LA CIENEGA | El Nido Switch Center
WARRIORS | 19028 | 12KV | TEAM | TEAM | TEAM | 2220830 | 8808 | 33 | BARRE | Orange County Switch Ctr | BARRE | Orange County Switch Ctr
WARWICK | 19037 | 4KV | SANGAR | SANGAR | SANGAR | 2212118 | 5145 | 27 | MESA | Mesa Switch Center | MESA | Mesa Switch Center
WASH | 19033 | 16KV | RIO HONDO | RIO_HONDO | RIO_HONDO | 2213964 | 5013 | 27 | RIO HONDO | Mesa Switch Center | RIO HONDO | Mesa Switch Center
WASP | 19036 | 16KV | VEGAS | VEGAS | VEGAS | 2212802 | 5570 | 49 | GOLETA | Ventura Switch Center | GOLETA | Ventura Switch Center
WATERFIELD | 19044 | 12KV | BROOKHURST | BROOKHURST | BROOKHURST | 2213330 | 5854 | 33 | ELLIS | Orange County Switch Ctr | ELLIS | Orange County Switch Ctr
WATERMAN | 19050 | 12KV | CARDIFF | CARDIFF | CARDIFF | 2217428 | 5608 | 31 | SAN BERNARDINO | Vista Switch Center | SAN BERNARDINO | Vista Switch Center
WATERWHEEL | 19053 | 12KV | NORTH INTAKE | NORTH_INTAKE | NORTH_INTAKE | 2220672 | 8205 | 87 | BLYTHE WALC | Devers Switch Center | BLYTHE WALC | Devers Switch Center
WATTS | 19060 | 4KV | GRAHAM | GRAHAM | GRAHAM | 2215300 | 5725 | 32 | LAGUNA BELL | Lighthipe Switch Center | LAGUNA BELL | Lighthipe Switch Center
WATUSI | 19065 | 12KV | BOVINE | BOVINE | BOVINE | 2213188 | 5788 | 46 | DEL AMO | Lighthipe Switch Center | DEL AMO | Lighthipe Switch Center
WAYSIDE | 19073 | 16KV | FREMONT | FREMONT | FREMONT | 2217612 | 5720 | 32 | LIGHTHIPE | Lighthipe Switch Center | LIGHTHIPE | Lighthipe Switch Center
WEALTH | 19080 | 4KV | BASTA | BASTA | BASTA | 2215650 | 5883 | 48 | BARRE | Orange County Switch Ctr | BARRE | Orange County Switch Ctr
WEAVER | 19090 | 4KV | HOYT | HOYT | HOYT | 2216764 | 5151 | 22 | MESA | Mesa Switch Center | MESA | Mesa Switch Center
WEBB | 19100 | 12KV | OAK GROVE | OAK_GROVE | OAK_GROVE | 2217124 | 5337 | 51 | RECTOR | Rector Switch Center | RECTOR | Rector Switch Center
WEBBWOOD | 19110 | 4KV | SOUTH GATE | SOUTH_GATE | SOUTH_GATE | 2220094 | 5787 | 32 | LAGUNA BELL | Lighthipe Switch Center | LAGUNA BELL | Lighthipe Switch Center
WEBER | 19120 | 4KV | GANESHA | GANESHA | GANESHA | 2212888 | 5617 | 26 | CHINO | Mira Loma Switch Center | CHINO | Mira Loma Switch Center
WEBSTER | 19130 | 12KV | STATE STREET | STATE_STREET | STATE_STREET | 2220040 | 5755 | 46 | HINSON | Lighthipe Switch Center | HINSON | Lighthipe Switch Center
WEDGE | 19131 | 12KV | DEFRAIN | DEFRAIN | DEFRAIN | 2215990 | 8162 | 87 | BLYTHE WALC | Devers Switch Center | BLYTHE WALC | Devers Switch Center
WEEKS | 19133 | 12KV | NAROD | NAROD | NAROD | 2212960 | 5648 | 34 | CHINO | Mira Loma Switch Center | CHINO | Mira Loma Switch Center
WEESHA | 19132 | 2.4KV | WEESHA P.T. | WEESHA P.T. | WEESHA P.T. | 2127259 | 8261 | 31 | VISTA | Vista Switch Center | VISTA | Vista Switch Center
WEIR | 19137 | 12KV | CANYON | CANYON | CANYON | 2220314 | 5890 | 48 | VILLA PARK | Orange County Switch Ctr | VILLA PARK | Orange County Switch Ctr
WEIRICK | 19139 | 12KV | CHASE | CHASE | CHASE | 2213010 | 5679 | 34 | MIRA LOMA | Mira Loma Switch Center | MIRA LOMA | Mira Loma Switch Center
WEISER | 19135 | 12KV | ALON | ALON | ALON | 2219924 | 5701 | 32 | LIGHTHIPE | Lighthipe Switch Center | LIGHTHIPE | Lighthipe Switch Center
WEISKOFF | 19138 | 12KV | LAFAYETTE | LAFAYETTE | LAFAYETTE | 2220276 | 5872 | 33 | ELLIS | Orange County Switch Ctr | ELLIS | Orange County Switch Ctr
WEISS | 19136 | 4KV | BRYMAN | BRYMAN | BRYMAN | 2215940 | 8117 | 73 | VICTOR | Lugo Switch Center | VICTOR | Lugo Switch Center
WELCH | 19140 | 12KV | VESTAL | VESTAL | VESTAL | 2211660 | 5035 | 51 | VESTAL | Rector Switch Center | VESTAL | Rector Switch Center
WELCOME | 19143 | 4.8KV | PALM VILLAGE | PALM_VILLAGE | PALM_VILLAGE | 2218360 | 8215 | 79 | DEVERS | Devers Switch Center | DEVERS | Devers Switch Center
WELLHEAD | 21103 | 12KV | PROCESS | NotFound | NotFound | 28040712 | 8834 | 46 | NotFound | NotFound | NotFound | NotFound
WELLINGTON | 19145 | 4KV | WELLINGTON P.T. | WELLINGTON P.T. | WELLINGTON P.T. | 2127138 | 7900 | 29 | VILLA PARK | Orange County Switch Ctr | VILLA PARK | Orange County Switch Ctr
WELLS | 19150 | 12KV | VENIDA | VENIDA | VENIDA | 2217116 | 5330 | 51 | RECTOR | Rector Switch Center | RECTOR | Rector Switch Center
WERDEN | 19160 | 4KV | COVINA | COVINA | COVINA | 2219164 | 5187 | 26 | WALNUT | Mira Loma Switch Center | WALNUT | Mira Loma Switch Center
WESLEY | 19170 | 4KV | CULVER | CULVER | CULVER | 2212238 | 5204 | 42 | LA CIENEGA | El Nido Switch Center | LA CIENEGA | El Nido Switch Center
WEST CITY | 19180 | 4KV | DELANO | DELANO | DELANO | 2212478 | 5305 | 51 | VESTAL | Rector Switch Center | VESTAL | Rector Switch Center
WESTBLUFF | 19176 | 12KV | MAXWELL | MAXWELL | MAXWELL | 2218074 | 8019 | 77 | VALLEY | Valley Switch Center | VALLEY | Valley Switch Center
WESTBROOK | 19177 | 12KV | MURRIETTA 2 | MURRIETTA_2 | MURRIETTA_2 | 2216012 | 8195 | 88 | VALLEY | Valley Switch Center | VALLEY | Valley Switch Center
WESTEND | 19184 | 12KV | WESTEND P.T. | WESTEND P.T. | WESTEND P.T. | 2125894 | 7912 | 86 | KRAMER | Lugo Switch Center | KRAMER | Lugo Switch Center
WESTERN | 19190 | 16KV | YUKON | YUKON | YUKON | 2212348 | 5241 | 44 | LA FRESA | El Nido Switch Center | LA FRESA | El Nido Switch Center
WESTFALL | 19206 | 4KV | WESTFALL P.M. | WESTFALL_P.M. | WESTFALL_P.M. | 2125922 | 7924 | 49 | GOLETA | Ventura Switch Center | GOLETA | Ventura Switch Center
WESTFIELD | 19207 | 12KV | BASSETT | BASSETT | BASSETT | 2216816 | 5184 | 26 | WALNUT | Mira Loma Switch Center | WALNUT | Mira Loma Switch Center
WESTMONT | 19193 | 4KV | WESTMONT P.T. | WESTMONT P.T. | WESTMONT P.T. | 2127027 | 7906 | 49 | GOLETA | Ventura Switch Center | GOLETA | Ventura Switch Center
WESTON | 19200 | 12KV | EARLIMART | EARLIMART | EARLIMART | 2217064 | 5306 | 51 | VESTAL | Rector Switch Center | VESTAL | Rector Switch Center
WETHERLY | 19220 | 4KV | OLYMPIC | OLYMPIC | OLYMPIC | 2216906 | 5222 | 42 | LA CIENEGA | El Nido Switch Center | LA CIENEGA | El Nido Switch Center
WHALE | 19230 | 16KV | EL NIDO | EL_NIDO | EL_NIDO | 2218582 | 5023 | 44 | EL NIDO | El Nido Switch Center | EL NIDO | El Nido Switch Center
WHEY | 19239 | 12KV | TULARE | TULARE | TULARE | 2212542 | 5328 | 51 | RECTOR | Rector Switch Center | RECTOR | Rector Switch Center
WHIP | 19243 | 12KV | QUARTZ HILL | QUARTZ_HILL | QUARTZ_HILL | 2219714 | 5566 | 36 | ANTELOPE | Vincent Switch Center | ANTELOPE | Vincent Switch Center
WHIPSTOCK | 19244 | 12KV | OLINDA | OLINDA | OLINDA | 2214308 | 5087 | 48 | OLINDA | Orange County Switch Ctr | OLINDA | Orange County Switch Ctr
WHISKEY | 19248 | 12KV | CHIQUITA | CHIQUITA | CHIQUITA | 2215488 | 5811 | 43 | VIEJO | Orange County Switch Ctr | VIEJO | Orange County Switch Ctr
WHISPER | 19249 | 12KV | CHASE | CHASE | CHASE | 2213010 | 5679 | 34 | MIRA LOMA | Mira Loma Switch Center | MIRA LOMA | Mira Loma Switch Center
WHITAKER | 19310 | 12KV | LA PALMA | LA_PALMA | LA_PALMA | 2215636 | 5873 | 48 | BARRE | Orange County Switch Ctr | BARRE | Orange County Switch Ctr
WHITE | 19260 | 4KV | LONGDON | LONGDON | LONGDON | 2217730 | 5774 | 32 | LIGHTHIPE | Lighthipe Switch Center | LIGHTHIPE | Lighthipe Switch Center
WHITECLIFF | 19262 | 16KV | THOUSAND OAKS | THOUSAND_OAKS | THOUSAND_OAKS | 2212798 | 5569 | 35 | MOORPARK | Ventura Switch Center | MOORPARK | Ventura Switch Center
WHITEHORN | 19263 | 12KV | JOSHUA TREE | JOSHUA_TREE | JOSHUA_TREE | 2218330 | 8172 | 84 | DEVERS | Devers Switch Center | DEVERS | Devers Switch Center
WHITEHORSE | 19264 | 12KV | MILLIKEN | MILLIKEN | MILLIKEN | 2215218 | 5663 | 34 | MIRA LOMA | Mira Loma Switch Center | MIRA LOMA | Mira Loma Switch Center
WHITENDALE | 19261 | 12KV | OAK GROVE | OAK_GROVE | OAK_GROVE | 2217124 | 5337 | 51 | RECTOR | Rector Switch Center | RECTOR | Rector Switch Center
WHITESIDE | 19265 | 16KV | WABASH | WABASH | WABASH | 2216694 | 5110 | 22 | MESA | Mesa Switch Center | MESA | Mesa Switch Center
WHITING | 19268 | 16KV | SEPULVEDA | SEPULVEDA | SEPULVEDA | 2212248 | 5207 | 44 | EL NIDO | El Nido Switch Center | EL NIDO | El Nido Switch Center
WHITLOCK | 19290 | 4KV | TIPPECANOE | TIPPECANOE | TIPPECANOE | 2215174 | 5637 | 31 | SAN BERNARDINO | Vista Switch Center | SAN BERNARDINO | Vista Switch Center
WHITMORE | 19300 | 16KV | ROSEMEAD | ROSEMEAD | ROSEMEAD | 2214424 | 5141 | 22 | MESA | Mesa Switch Center | MESA | Mesa Switch Center
WHITSETT | 19309 | 16KV | CALDEN | CALDEN | CALDEN | 2217678 | 5750 | 32 | LAGUNA BELL | Lighthipe Switch Center | LAGUNA BELL | Lighthipe Switch Center
WHITTRAM | 19320 | 4KV | DECLEZ | DECLEZ | DECLEZ | 2219792 | 5615 | 30 | ETIWANDA | Vista Switch Center | ETIWANDA | Vista Switch Center
WHITTWOOD | 19330 | 4KV | FRIENDLY HILLS | FRIENDLY_HILLS | FRIENDLY_HILLS | 2215676 | 5891 | 48 | OLINDA | Orange County Switch Ctr | OLINDA | Orange County Switch Ctr
WHITWORTH | 19340 | 16KV | BEVERLY | BEVERLY | BEVERLY | 2216848 | 5201 | 42 | LA CIENEGA | El Nido Switch Center | LA CIENEGA | El Nido Switch Center
WHIZZIN | 19345 | 16KV | MALIBU | MALIBU | MALIBU | 2212668 | 5519 | 35 | MOORPARK | Ventura Switch Center | MOORPARK | Ventura Switch Center
WICHITA | 19350 | 12KV | TRASK | TRASK | TRASK | 2213412 | 5899 | 29 | BARRE | Orange County Switch Ctr | BARRE | Orange County Switch Ctr
WIGTON | 19351 | 16KV | CAMARILLO | CAMARILLO | CAMARILLO | 2219612 | 5517 | 39 | SANTA CLARA | Ventura Switch Center | SANTA CLARA | Ventura Switch Center
WIGWAG | 19354 | 12KV | BLOOMINGTON | BLOOMINGTON | BLOOMINGTON | 2217458 | 5620 | 30 | VISTA | Vista Switch Center | VISTA | Vista Switch Center
WILBUR | 19360 | 12KV | LAUREL | LAUREL | LAUREL | 2212502 | 5315 | 51 | RECTOR | Rector Switch Center | RECTOR | Rector Switch Center
WILCOX | 19370 | 16KV | CUDAHY | CUDAHY | CUDAHY | 2215284 | 5714 | 32 | LAGUNA BELL | Lighthipe Switch Center | LAGUNA BELL | Lighthipe Switch Center
WILDCAT | 19373 | 16KV | BULLIS | BULLIS | BULLIS | 2213136 | 5756 | 32 | LIGHTHIPE | Lighthipe Switch Center | LIGHTHIPE | Lighthipe Switch Center
WILDERNESS | 19375 | 2.4KV | WILDERNESS P.T. | WILDERNESS P.T. | WILDERNESS P.T. | 2127036 | 7911 | 40 | VISTA | Vista Switch Center | VISTA | Vista Switch Center
WILDFLOWER | 19380 | 12KV | MARIPOSA | MARIPOSA | MARIPOSA | 2212514 | 5319 | 51 | VESTAL | Rector Switch Center | VESTAL | Rector Switch Center
WILDOMAR | 19383 | 33KV | ELSINORE | ELSINORE | ELSINORE | 2216154 | 8343 | 88 | VALLEY | Valley Switch Center | VALLEY | Valley Switch Center
WILDWOOD | 19386 | 16KV | NEWHALL | NEWHALL | NEWHALL | 2217376 | 5576 | 59 | SAUGUS | Vincent Switch Center | SAUGUS | Vincent Switch Center
WILEY | 19390 | 16KV | NEWHALL | NEWHALL | NEWHALL | 2217376 | 5576 | 59 | SAUGUS | Vincent Switch Center | SAUGUS | Vincent Switch Center
WILLARD | 19400 | 16KV | RAVENDALE | RAVENDALE | RAVENDALE | 2216810 | 5179 | 27 | MESA | Mesa Switch Center | MESA | Mesa Switch Center
WILLETS | 19410 | 12KV | SULLIVAN | SULLIVAN | SULLIVAN | 2213338 | 5862 | 29 | ELLIS | Orange County Switch Ctr | ELLIS | Orange County Switch Ctr
WILLIAM | 19415 | 12KV | STEWART | STEWART | STEWART | 2217904 | 5852 | 47 | CENTER | Lighthipe Switch Center | CENTER | Lighthipe Switch Center
WILLIS | 19417 | 12KV | UPLAND | UPLAND | UPLAND | 2217504 | 5635 | 34 | PADUA | Mira Loma Switch Center | PADUA | Mira Loma Switch Center
WILLOW | 19420 | 12KV | WATSON | WATSON | WATSON | 2215372 | 5758 | 32 | HINSON | Lighthipe Switch Center | HINSON | Lighthipe Switch Center
WILLOW SPRINGS | 19430 | 12KV | ROSAMOND | ROSAMOND | ROSAMOND | 2217298 | 5541 | 36 | ANTELOPE | Vincent Switch Center | ANTELOPE | Vincent Switch Center
WILMAR | 19440 | 4KV | RAMONA | RAMONA | RAMONA | 2219070 | 5138 | 22 | MESA | Mesa Switch Center | MESA | Mesa Switch Center
WILMINGTON | 19450 | 12KV | ALON | ALON | ALON | 2219924 | 5701 | 32 | LIGHTHIPE | Lighthipe Switch Center | LIGHTHIPE | Lighthipe Switch Center
WILSHIRE | 19470 | 4KV | BEVERLY | BEVERLY | BEVERLY | 2219196 | 5201 | 42 | LA CIENEGA | El Nido Switch Center | LA CIENEGA | El Nido Switch Center
WILSON CREEK | 19482 | 12KV | YUCAIPA | YUCAIPA | YUCAIPA | 2219838 | 5636 | 31 | SAN BERNARDINO | Vista Switch Center | SAN BERNARDINO | Vista Switch Center
WINARK | 19500 | 12KV | DALTON | DALTON | DALTON | 2216828 | 5188 | 27 | RIO HONDO | Mesa Switch Center | RIO HONDO | Mesa Switch Center
WIND TUNNEL | 19521 | 12KV | ALDER | ALDER | ALDER | 2213000 | 5672 | 30 | ETIWANDA | Vista Switch Center | ETIWANDA | Vista Switch Center
WINDHAM | 19507 | 12KV | PICO | PICO | PICO | 2219974 | 5722 | 46 | HINSON | Lighthipe Switch Center | HINSON | Lighthipe Switch Center
WINDING | 19505 | 4KV | WINDING P.T. | WINDING P.T. | WINDING P.T. | 2127020 | 7901 | 22 | EAGLE ROCK | Mesa Switch Center | EAGLE ROCK | Mesa Switch Center
WINDJAMMER | 19537 | 16KV | CHANNEL ISLANDS | NotFound | NotFound | 2217198 | 5506 | 39 | NotFound | NotFound | NotFound | NotFound
WINDT | 19520 | 12KV | LAUREL | LAUREL | LAUREL | 2212502 | 5315 | 51 | RECTOR | Rector Switch Center | RECTOR | Rector Switch Center
WINERY | 19528 | 12KV | PAUBA | PAUBA | PAUBA | 2220348 | 8003 | 88 | VALLEY | Valley Switch Center | VALLEY | Valley Switch Center
WINEVILLE | 19530 | 12KV | PEDLEY | PEDLEY | PEDLEY | 2212914 | 5626 | 34 | MIRA LOMA | Mira Loma Switch Center | MIRA LOMA | Mira Loma Switch Center
WINFORD | 19535 | 16KV | GONZALES | GONZALES | GONZALES | 2212826 | 5587 | 39 | SANTA CLARA | Ventura Switch Center | SANTA CLARA | Ventura Switch Center
WING | 19534 | 12KV | SAVAGE | SAVAGE | SAVAGE | 2220412 | 8020 | 73 | VICTOR | Lugo Switch Center | VICTOR | Lugo Switch Center
WINGATE | 19538 | 12KV | MACARTHUR | MACARTHUR | MACARTHUR | 2215638 | 5874 | 33 | SANTIAGO | Orange County Switch Ctr | SANTIAGO | Orange County Switch Ctr
WINGNUT | 19539 | 12KV | CHESTNUT | CHESTNUT | CHESTNUT | 2215608 | 5861 | 29 | JOHANNA | Orange County Switch Ctr | JOHANNA | Orange County Switch Ctr
WINLOCK | 19540 | 16KV | ROLLING HILLS | ROLLING_HILLS | ROLLING_HILLS | 2216994 | 5252 | 44 | LA FRESA | El Nido Switch Center | LA FRESA | El Nido Switch Center
WINNEBAGO | 19543 | 12KV | WEST RIVERSIDE | WEST_RIVERSIDE | WEST_RIVERSIDE | 2213806 | 8265 | 30 | VISTA | Vista Switch Center | VISTA | Vista Switch Center
WINNER | 19545 | 12KV | TROPHY | TROPHY | TROPHY | 2217418 | 5603 | 26 | CHINO | Mira Loma Switch Center | CHINO | Mira Loma Switch Center
WINONA | 19550 | 16KV | BULLIS | BULLIS | BULLIS | 2213136 | 5756 | 32 | LIGHTHIPE | Lighthipe Switch Center | LIGHTHIPE | Lighthipe Switch Center
WINTERHAVEN | 19568 | 4KV | BELDING | BELDING | BELDING | 2218346 | 8204 | 79 | DEVERS | Devers Switch Center | DEVERS | Devers Switch Center
WINTERS | 19569 | 12KV | DUNES | DUNES | DUNES | 2213680 | 8139 | 87 | BLYTHE WALC | Devers Switch Center | BLYTHE WALC | Devers Switch Center
WINTERSBURG | 19570 | 12KV | OCEANVIEW | OCEANVIEW | OCEANVIEW | 2215576 | 5842 | 33 | ELLIS | Orange County Switch Ctr | ELLIS | Orange County Switch Ctr
WINTHROP | 19573 | 12KV | LIVE OAK | LIVE_OAK | LIVE_OAK | 2217432 | 5611 | 26 | PADUA | Mira Loma Switch Center | PADUA | Mira Loma Switch Center
WISCONSIN | 19576 | 12KV | CAROLINA | CAROLINA | CAROLINA | 2217814 | 5813 | 48 | OLINDA | Orange County Switch Ctr | OLINDA | Orange County Switch Ctr
WISE | 19580 | 4KV | DAVIDSON CITY | DAVIDSON_CITY | DAVIDSON_CITY | 2217738 | 5779 | 46 | HINSON | Lighthipe Switch Center | HINSON | Lighthipe Switch Center
WISTARIA | 19585 | 4KV | ANITA | ANITA | ANITA | 2218988 | 5105 | 27 | RIO HONDO | Mesa Switch Center | RIO HONDO | Mesa Switch Center
WOBEGONE | 19586 | 12KV | LAKEVIEW | NotFound | NotFound | 31132986 | 8056 | 77 | NotFound | NotFound | NotFound | NotFound
WOLF | 19590 | 12KV | LUCAS | LUCAS | LUCAS | 2220062 | 5771 | 46 | DEL AMO | Lighthipe Switch Center | DEL AMO | Lighthipe Switch Center
WONDER PALMS | 19593 | 4.8KV | CATHEDRAL CITY | CATHEDRAL_CITY | CATHEDRAL_CITY | 2220614 | 8123 | 79 | DEVERS | Devers Switch Center | DEVERS | Devers Switch Center
WOODHAVEN | 19601 | 16KV | OAK PARK | OAK_PARK | OAK_PARK | 2217252 | 5525 | 35 | MOORPARK | Ventura Switch Center | MOORPARK | Ventura Switch Center
WOODLAND | 19599 | 12KV | LIBERTY | LIBERTY | LIBERTY | 2212500 | 5312 | 51 | RECTOR | Rector Switch Center | RECTOR | Rector Switch Center
WOODROAD | 19620 | 16KV | COLONIA | COLONIA | COLONIA | 2219578 | 5505 | 39 | SANTA CLARA | Ventura Switch Center | SANTA CLARA | Ventura Switch Center
WOODROW | 19610 | 4KV | BELMONT | BELMONT | BELMONT | 2219932 | 5706 | 46 | ALAMITOS | Lighthipe Switch Center | ALAMITOS | Lighthipe Switch Center
WOODSIDE | 19640 | 4KV | BADILLO | BADILLO | BADILLO | 2212190 | 5182 | 26 | RIO HONDO | Mesa Switch Center | RIO HONDO | Mesa Switch Center
WOODVIEW | 19655 | 12KV | PEYTON | PEYTON | PEYTON | 2215106 | 5614 | 34 | CHINO | Mira Loma Switch Center | CHINO | Mira Loma Switch Center
WOODWARD | 19650 | 4KV | ALHAMBRA | ALHAMBRA | ALHAMBRA | 2216666 | 5101 | 22 | EAGLE ROCK | Mesa Switch Center | EAGLE ROCK | Mesa Switch Center
WOOKIE | 19658 | 12KV | SHUTTLE | SHUTTLE | SHUTTLE | 2212678 | 5522 | 36 | ANTELOPE | Vincent Switch Center | ANTELOPE | Vincent Switch Center
WOOLLEY | 19660 | 4KV | MICHILLINDA | MICHILLINDA | MICHILLINDA | 2216732 | 5133 | 27 | MESA | Mesa Switch Center | MESA | Mesa Switch Center
WORTH | 19670 | 12KV | PORTERVILLE | PORTERVILLE | PORTERVILLE | 2212530 | 5323 | 51 | SPRINGVILLE | Rector Switch Center | SPRINGVILLE | Rector Switch Center
WRIGLEY | 19692 | 12KV | PEBBLY BEACH | PEBBLY_BEACH | PEBBLY_BEACH | 2273810 | 3064 | 61 | CATALINA | Lighthipe Switch Center | CATALINA | Lighthipe Switch Center
WUTCHUMNA | 19693 | 12KV | RECTOR | RECTOR | RECTOR | 2216322 | 5033 | 51 | RECTOR | Rector Switch Center | RECTOR | Rector Switch Center
WYLE | 19697 | 12KV | CHASE | CHASE | CHASE | 2213010 | 5679 | 34 | MIRA LOMA | Mira Loma Switch Center | MIRA LOMA | Mira Loma Switch Center
WYOMING | 19696 | 12KV | CAROLINA | CAROLINA | CAROLINA | 2217814 | 5813 | 48 | OLINDA | Orange County Switch Ctr | OLINDA | Orange County Switch Ctr
XEROX | 19699 | 12KV | CABRILLO | CABRILLO | CABRILLO | 2220290 | 5879 | 43 | JOHANNA | Orange County Switch Ctr | JOHANNA | Orange County Switch Ctr
XIMENO | 19700 | 12KV | HATHAWAY | HATHAWAY | HATHAWAY | 2217626 | 5726 | 46 | ALAMITOS | Lighthipe Switch Center | ALAMITOS | Lighthipe Switch Center
YACHT | 19701 | 4KV | YACHT P.T. | NotFound | NotFound | 29525475 | 7928 | 33 | NotFound | NotFound | NotFound | NotFound
YAHTZEE | 19703 | 12KV | JOHANNA | JOHANNA | JOHANNA | 2216608 | 5085 | 29 | JOHANNA | Orange County Switch Ctr | JOHANNA | Orange County Switch Ctr
YALE | 19720 | 4KV | COLORADO | COLORADO | COLORADO | 2212358 | 5242 | 42 | LA CIENEGA | El Nido Switch Center | LA CIENEGA | El Nido Switch Center
YANKEE | 19721 | 2.4KV | YANKEE P.T. | YANKEE P.T. | YANKEE P.T. | 2127216 | 7926 | 53 | VESTAL | Rector Switch Center | VESTAL | Rector Switch Center
YARBOROUGH | 19705 | 12KV | CUCAMONGA | CUCAMONGA | CUCAMONGA | 2219902 | 5677 | 34 | PADUA | Mira Loma Switch Center | PADUA | Mira Loma Switch Center
YATES | 19710 | 16KV | VAIL | VAIL | VAIL | 2216804 | 5175 | 32 | LAGUNA BELL | Lighthipe Switch Center | LAGUNA BELL | Lighthipe Switch Center
YEAGER | 19702 | 33KV | SOUTHBASE | SOUTHBASE | SOUTHBASE | 2216160 | 8344 | 36 | KRAMER | Lugo Switch Center | KRAMER | Lugo Switch Center
YELLOW | 19723 | 12KV | ORANGE | ORANGE | ORANGE | 2220224 | 5843 | 29 | VILLA PARK | Orange County Switch Ctr | VILLA PARK | Orange County Switch Ctr
YELLOWSTONE | 19726 | 12KV | RIVERWAY | RIVERWAY | RIVERWAY | 2214854 | 5374 | 51 | RECTOR | Rector Switch Center | RECTOR | Rector Switch Center
YELLOWTAIL | 19725 | 12KV | BAYSIDE | BAYSIDE | BAYSIDE | 2220126 | 5805 | 33 | ELLIS | Orange County Switch Ctr | ELLIS | Orange County Switch Ctr
YEN | 19727 | 12KV | SANTIAGO | SANTIAGO | SANTIAGO | 2211986 | 5088 | 43 | SANTIAGO | Orange County Switch Ctr | SANTIAGO | Orange County Switch Ctr
YNEZ | 19740 | 4KV | NEWMARK | NEWMARK | NEWMARK | 2212100 | 5136 | 22 | MESA | Mesa Switch Center | MESA | Mesa Switch Center
YODA | 19742 | 12KV | SHUTTLE | SHUTTLE | SHUTTLE | 2212678 | 5522 | 36 | ANTELOPE | Vincent Switch Center | ANTELOPE | Vincent Switch Center
YOGI | 19747 | 12KV | HAMILTON | HAMILTON | HAMILTON | 2217848 | 5825 | 33 | ELLIS | Orange County Switch Ctr | ELLIS | Orange County Switch Ctr
YORBA | 19751 | 4KV | PEREZ | PEREZ | PEREZ | 2216084 | 8263 | 34 | MIRA LOMA | Mira Loma Switch Center | MIRA LOMA | Mira Loma Switch Center
YORK | 19770 | 4KV | YUKON | YUKON | YUKON | 2214644 | 5241 | 44 | LA FRESA | El Nido Switch Center | LA FRESA | El Nido Switch Center
YORKTOWN | 19772 | 12KV | NARROWS | NARROWS | NARROWS | 2220218 | 5838 | 22 | MESA | Mesa Switch Center | MESA | Mesa Switch Center
YOSEMITE | 19776 | 16KV | SANTA SUSANA | SANTA_SUSANA | SANTA_SUSANA | 2214960 | 5532 | 35 | SAUGUS | Vincent Switch Center | SAUGUS | Vincent Switch Center
YOUNG | 19780 | 16KV | BEVERLY | BEVERLY | BEVERLY | 2216848 | 5201 | 42 | LA CIENEGA | El Nido Switch Center | LA CIENEGA | El Nido Switch Center
YOUNGER | 19781 | 12KV | BROOKHURST | BROOKHURST | BROOKHURST | 2213330 | 5854 | 33 | ELLIS | Orange County Switch Ctr | ELLIS | Orange County Switch Ctr
YOUNKIN | 19785 | 12KV | CHINO | CHINO | CHINO | 2214174 | 5062 | 34 | CHINO | Mira Loma Switch Center | CHINO | Mira Loma Switch Center
YUBAN | 19787 | 12KV | COFFEE | COFFEE | COFFEE | 2220662 | 8171 | 79 | DEVERS | Devers Switch Center | DEVERS | Devers Switch Center
YUCATAN | 19788 | 12KV | BREA | BREA | BREA | 2216194 | 8802 | 48 | OLINDA | Orange County Switch Ctr | OLINDA | Orange County Switch Ctr
YUCCA | 19790 | 4KV | LANCASTER | LANCASTER | LANCASTER | 2212654 | 5514 | 36 | ANTELOPE | Vincent Switch Center | ANTELOPE | Vincent Switch Center
YUCCA LOMA | 19789 | 12KV | RANCHO | RANCHO | RANCHO | 2218370 | 8222 | 73 | VICTOR | Lugo Switch Center | VICTOR | Lugo Switch Center
YUMA | 19791 | 12KV | SULLIVAN | SULLIVAN | SULLIVAN | 2213338 | 5862 | 29 | ELLIS | Orange County Switch Ctr | ELLIS | Orange County Switch Ctr
ZAMORA | 19796 | 16KV | FREMONT | FREMONT | FREMONT | 2217612 | 5720 | 32 | LIGHTHIPE | Lighthipe Switch Center | LIGHTHIPE | Lighthipe Switch Center
ZANE | 19798 | 12KV | SUNNYSIDE | SUNNYSIDE | SUNNYSIDE | 2217758 | 5785 | 46 | LIGHTHIPE | Lighthipe Switch Center | LIGHTHIPE | Lighthipe Switch Center
ZANTAR | 19801 | 12KV | MAXWELL | MAXWELL | MAXWELL | 2218074 | 8019 | 77 | VALLEY | Valley Switch Center | VALLEY | Valley Switch Center
ZANTE | 19800 | 12KV | STRATHMORE | STRATHMORE | STRATHMORE | 2217102 | 5325 | 51 | SPRINGVILLE | Rector Switch Center | SPRINGVILLE | Rector Switch Center
ZAPATA | 19805 | 12KV | CARDIFF | CARDIFF | CARDIFF | 2217428 | 5608 | 31 | SAN BERNARDINO | Vista Switch Center | SAN BERNARDINO | Vista Switch Center
ZAPPA | 19807 | 12KV | QUARTZ HILL | QUARTZ_HILL | QUARTZ_HILL | 2219714 | 5566 | 36 | ANTELOPE | Vincent Switch Center | ANTELOPE | Vincent Switch Center
ZASADNI | 19809 | 12KV | VICTOR | VICTOR | VICTOR | 2220516 | 8049 | 73 | VICTOR | Lugo Switch Center | VICTOR | Lugo Switch Center
ZEBRA | 19810 | 16KV | EL NIDO | EL_NIDO | EL_NIDO | 2218582 | 5023 | 44 | EL NIDO | El Nido Switch Center | EL NIDO | El Nido Switch Center
ZEBU | 19812 | 12KV | BOVINE | BOVINE | BOVINE | 2213188 | 5788 | 46 | DEL AMO | Lighthipe Switch Center | DEL AMO | Lighthipe Switch Center
ZENDA | 19820 | 12KV | LORAINE | LORAINE | LORAINE | 2217086 | 5318 | 52 | ANTELOPE | Vincent Switch Center | ANTELOPE | Vincent Switch Center
ZENO | 19822 | 16KV | CARSON | CARSON | CARSON | 2217602 | 5711 | 32 | LIGHTHIPE | Lighthipe Switch Center | LIGHTHIPE | Lighthipe Switch Center
ZEPHER | 19825 | 16KV | WALTERIA | WALTERIA | WALTERIA | 2219284 | 5233 | 44 | LA FRESA | El Nido Switch Center | LA FRESA | El Nido Switch Center
ZEPPELIN | 19827 | 16KV | NOLA | NOLA | NOLA | 2213126 | 5751 | 32 | LIGHTHIPE | Lighthipe Switch Center | LIGHTHIPE | Lighthipe Switch Center
ZEUS | 19898 | 12KV | PROCTOR | PROCTOR | PROCTOR | 2216690 | 5108 | 26 | WALNUT | Mira Loma Switch Center | WALNUT | Mira Loma Switch Center
ZEVO | 19826 | 12KV | MURRIETTA 2 | MURRIETTA_2 | MURRIETTA_2 | 2216012 | 8195 | 88 | VALLEY | Valley Switch Center | VALLEY | Valley Switch Center
ZIGGY | 19829 | 12KV | ZIGGY P.T. | ZIGGY P.T. | ZIGGY P.T. | 2125950 | 7975 | 86 | KRAMER | Lugo Switch Center | KRAMER | Lugo Switch Center
ZIMMER | 19828 | 12KV | RANDALL | RANDALL | RANDALL | 2215076 | 5601 | 30 | ETIWANDA | Vista Switch Center | ETIWANDA | Vista Switch Center
ZINC | 19890 | 16KV | CREST | CREST | CREST | 2217012 | 5264 | 44 | LA FRESA | El Nido Switch Center | LA FRESA | El Nido Switch Center
ZINFANDEL | 19894 | 12KV | PEPPER | PEPPER | PEPPER | 2215752 | 8021 | 30 | VISTA | Vista Switch Center | VISTA | Vista Switch Center
ZINSER | 19897 | 12KV | ARCHLINE | ARCHLINE | ARCHLINE | 2212994 | 5667 | 30 | ETIWANDA | Vista Switch Center | ETIWANDA | Vista Switch Center
ZION | 19830 | 12KV | TERRA BELLA | TERRA_BELLA | TERRA_BELLA | 2219476 | 5326 | 51 | VESTAL | Rector Switch Center | VESTAL | Rector Switch Center
ZIPPY | 19832 | 12KV | STETSON | STETSON | STETSON | 2218248 | 8095 | 77 | VALLEY | Valley Switch Center | VALLEY | Valley Switch Center
ZIRCON | 19835 | 16KV | CREST | CREST | CREST | 2217012 | 5264 | 44 | LA FRESA | El Nido Switch Center | LA FRESA | El Nido Switch Center
ZODIAC | 19838 | 12KV | ESTRELLA | ESTRELLA | ESTRELLA | 2213342 | 5865 | 43 | SANTIAGO | Orange County Switch Ctr | SANTIAGO | Orange County Switch Ctr
ZOE | 19840 | 16KV | RANDOLPH | RANDOLPH | RANDOLPH | 2217662 | 5739 | 32 | LAGUNA BELL | Lighthipe Switch Center | LAGUNA BELL | Lighthipe Switch Center
ZONE | 19850 | 16KV | MOORPARK | MOORPARK | MOORPARK | 2211770 | 5056 | 35 | MOORPARK | Ventura Switch Center | MOORPARK | Ventura Switch Center
ZUNI | 19870 | 33KV | VICTOR | VICTOR | VICTOR | 2218168 | 8049 | 73 | VICTOR | Lugo Switch Center | VICTOR | Lugo Switch Center

## Mapping.BSub_to_DMS.BSub
BSub_Mapping | BSub_DMS [calc] | BSub_DMS [value]
ACTON | ACTON | ACTON
AFG | AFG | AFG
AHA P.T. | AHA P.T. | AHA P.T.
ALBURY P.T. | ALBURY P.T. | ALBURY P.T.
ALDER | ALDER | ALDER
ALESSANDRO | ALESSANDRO | ALESSANDRO
ALHAMBRA | ALHAMBRA | ALHAMBRA
ALLEN | ALLEN | ALLEN
ALLVIEW P.T. | ALLVIEW P.T. | ALLVIEW P.T.
ALOLA | ALOLA | ALOLA
ALON | ALON | ALON
ALPINE P.T. | ALPINE P.T. | ALPINE P.T.
AMADOR | AMADOR | AMADOR
AMALIA | AMALIA | AMALIA
AMARGO | AMARGO | AMARGO
AMBOY | AMBOY | AMBOY
ANAVERDE | ANAVERDE | ANAVERDE
ANITA | ANITA | ANITA
APPLE VALLEY | NotFound | APPLE_VALLEY
AQUEDUCT | AQUEDUCT | AQUEDUCT
ARCADIA | ARCADIA | ARCADIA
ARCH BEACH | NotFound | ARCH_BEACH
ARCHIBALD | ARCHIBALD | ARCHIBALD
ARCHLINE | ARCHLINE | ARCHLINE
ARMIJO P.T. | ARMIJO P.T. | ARMIJO P.T.
ARRINGTON P.T. | ARRINGTON P.T. | ARRINGTON P.T.
ARRO | ARRO | ARRO
ARROWHEAD | ARROWHEAD | ARROWHEAD
ARROYO | ARROYO | ARROYO
ARTESIA | ARTESIA | ARTESIA
ASHLEY P.T. | ASHLEY P.T. | ASHLEY P.T.
ATHENS | ATHENS | ATHENS
ATWOOD | ATWOOD | ATWOOD
AULD | AULD | AULD
AUTOBODY P.T. | NotFound | NotFound
AVENTURA P.T. | AVENTURA P.T. | AVENTURA P.T.
AVOCADO P.T. | AVOCADO P.T. | AVOCADO P.T.
AYERSMAN P.T. | AYERSMAN P.T. | AYERSMAN P.T.
BADILLO | BADILLO | BADILLO
BADWATER P.T. | BADWATER P.T. | BADWATER P.T.
BAIN | BAIN | BAIN
BAKER | BAKER | BAKER
BALLARAT P.T. | NotFound | NotFound
BANDINI | BANDINI | BANDINI
BANNING | BANNING | BANNING
BARD P.T. | BARD P.T. | BARD P.T.
BARRE | BARRE | BARRE
BARSTOW | BARSTOW | BARSTOW
BARTOLO | BARTOLO | BARTOLO
BARWICK P.T. | BARWICK P.T. | BARWICK P.T.
BASSETT | BASSETT | BASSETT
BASTA | BASTA | BASTA
BAYSIDE | BAYSIDE | BAYSIDE
BEAUMONT | BEAUMONT | BEAUMONT
BEDFORD | BEDFORD | BEDFORD
BELDING | BELDING | BELDING
BELMONT | BELMONT | BELMONT
BELVEDERE | BELVEDERE | BELVEDERE
BELVEDERE P.T. | BELVEDERE P.T. | BELVEDERE P.T.
BESSEMER P.T. | BESSEMER P.T. | BESSEMER P.T.
BEVERLY | BEVERLY | BEVERLY
BICKNELL | BICKNELL | BICKNELL
BIG BEND BIA | NotFound | BIG_BEND_BIA
BIG CREEK 2 | NotFound | BIG_CREEK_2
BIG CREEK 3 | NotFound | BIG_CREEK_3
BIG CREEK 4 | NotFound | NotFound
BIG CREEK 8 | NotFound | BIG_CREEK_8
BIG CREEK NO.1 | NotFound | BIG_CREEK_NO.1
BIGFOOT P.T. | BIGFOOT P.T. | BIGFOOT P.T.
BIGGS P.T. | BIGGS P.T. | BIGGS P.T.
BIRD SPRINGS P.T. | NotFound | NotFound
BISHOP CREEK NO.2 | NotFound | BISHOP_CREEK_NO.2
BISHOP CREEK NO.4 | NotFound | BISHOP_CREEK_NO.4
BIXBY | BIXBY | BIXBY
BLACK MEADOWS | NotFound | BLACK_MEADOWS
BLISS | BLISS | BLISS
BLOOMINGTON | BLOOMINGTON | BLOOMINGTON
BLUE CUT P.T. | NotFound | NotFound
BLUE RIDGE P.T. | NotFound | NotFound
BLUFF COVE | NotFound | BLUFF_COVE
BLYTHE | NotFound | NotFound
BLYTHE CITY | NotFound | NotFound
BOLSA | BOLSA | BOLSA
BOOST | BOOST | BOOST
BOOTH ROAD (BIA) | NotFound | BOOTH_ROAD_(BIA)
BORREGO | BORREGO | BORREGO
BOVINE | BOVINE | BOVINE
BOWL | BOWL | BOWL
BOXWOOD | BOXWOOD | BOXWOOD
BRADBURY | BRADBURY | BRADBURY
BREA | BREA | BREA
BREEZE | BREEZE | BREEZE
BREWSTER | BREWSTER | BREWSTER
BRIDGE | BRIDGE | BRIDGE
BRIDGEPORT | BRIDGEPORT | BRIDGEPORT
BRIGHTON | BRIGHTON | BRIGHTON
BRISTOL | BRISTOL | BRISTOL
BROADCOM P.T. | BROADCOM P.T. | BROADCOM P.T.
BROADWAY | BROADWAY | BROADWAY
BROOKHURST | BROOKHURST | BROOKHURST
BROOKINGS P.T. | BROOKINGS P.T. | BROOKINGS P.T.
BROWN P.T. | BROWN P.T. | BROWN P.T.
BROWNING | BROWNING | BROWNING
BRYAN | BRYAN | BRYAN
BRYMAN | BRYMAN | BRYMAN
BULLIS | BULLIS | BULLIS
BUNKER | BUNKER | BUNKER
BURNT MILL | NotFound | BURNT_MILL
BURRIS PIT (BURPIT) | NotFound | BURRIS_PIT_(BURPIT)
CABAZON | CABAZON | CABAZON
CABRILLO | CABRILLO | CABRILLO
CADY | CADY | CADY
CAIN RANCH P.T. | NotFound | NotFound
CAJALCO | CAJALCO | CAJALCO
CALAMAR P.T. | CALAMAR P.T. | CALAMAR P.T.
CALCADIA P.T. | CALCADIA P.T. | CALCADIA P.T.
CALCITY | CALCITY | CALCITY
CALDEN | CALDEN | CALDEN
CALECTRIC | CALECTRIC | CALECTRIC
CAMARILLO | CAMARILLO | CAMARILLO
CAMDEN | CAMDEN | CAMDEN
CAMERON | CAMERON | CAMERON
CAMINO | CAMINO | CAMINO
CAMP 10 | CAMP 10 | CAMP 10
CAMP ANGELUS P.T. | NotFound | NotFound
CAMP BALDY P.T. | NotFound | NotFound
CAMP NELSON P.T. | NotFound | NotFound
CANADIAN | CANADIAN | CANADIAN
CANALINO P.T. | NotFound | NotFound
CANTIL | CANTIL | CANTIL
CANYON | CANYON | CANYON
CANYON LAKE | NotFound | CANYON_LAKE
CAPANERO P.T. | CAPANERO P.T. | CAPANERO P.T.
CAPITAN | CAPITAN | CAPITAN
CAPTIVE | CAPTIVE | CAPTIVE
CAR WASH P.T. | NotFound | NotFound
CARANCHO P.T. | CARANCHO P.T. | CARANCHO P.T.
CARDIFF | CARDIFF | CARDIFF
CARDINAL P.T. | CARDINAL P.T. | CARDINAL P.T.
CARMENITA | CARMENITA | CARMENITA
CARODEAN | CARODEAN | CARODEAN
CAROLINA | CAROLINA | CAROLINA
CARPINTERIA | CARPINTERIA | CARPINTERIA
CARSON | CARSON | CARSON
CASA DIABLO | NotFound | CASA_DIABLO
CASCADE P.T. | CASCADE P.T. | CASCADE P.T.
CASITAS | CASITAS | CASITAS
CASPER P.T. | CASPER P.T. | CASPER P.T.
CASTLE P.T. | CASTLE P.T. | CASTLE P.T.
CASTRO PEAK | NotFound | CASTRO_PEAK
CATHEDRAL CITY | NotFound | CATHEDRAL_CITY
CAVALRY P.T. | CAVALRY P.T. | CAVALRY P.T.
CEDAR PINES P.T. | NotFound | NotFound
CEDARWOOD | CEDARWOOD | CEDARWOOD
CENTER | CENTER | CENTER
CHALET P.T. | CHALET P.T. | CHALET P.T.
CHALON P.T. | CHALON P.T. | CHALON P.T.
CHANNEL ISLANDS | NotFound | NotFound
CHASE | CHASE | CHASE
CHATHAM | CHATHAM | CHATHAM
CHATSWORTH | CHATSWORTH | CHATSWORTH
CHERRY | CHERRY | CHERRY
CHESTNUT | CHESTNUT | CHESTNUT
CHILLON P.T. | CHILLON P.T. | CHILLON P.T.
CHINA RANCH P.T. | NotFound | NotFound
CHINO | CHINO | CHINO
CHINO TRAINING P.T. | NotFound | NotFound
CHIQUITA | CHIQUITA | CHIQUITA
CHOLLITA P.T. | CHOLLITA P.T. | CHOLLITA P.T.
CIMA | CIMA | CIMA
CITRUS | CITRUS | CITRUS
CLARK | CLARK | CLARK
CLOUD P.T. | CLOUD P.T. | CLOUD P.T.
COFFEE | COFFEE | COFFEE
COLDBROOK P.T. | COLDBROOK P.T. | COLDBROOK P.T.
COLONIA | COLONIA | COLONIA
COLORADO | COLORADO | COLORADO
COLOSSUS | COLOSSUS | COLOSSUS
COLTON | COLTON | COLTON
COLUMBINE | COLUMBINE | COLUMBINE
COMMUNITY P.T. | COMMUNITY P.T. | COMMUNITY P.T.
COMPRESS | COMPRESS | COMPRESS
COMPTON | COMPTON | COMPTON
CONCHO | CONCHO | CONCHO
CONVERSE FLATS | NotFound | CONVERSE_FLATS
COPY P.T. | COPY P.T. | COPY P.T.
CORNUTA | CORNUTA | CORNUTA
CORONA | CORONA | CORONA
CORRECTION | CORRECTION | CORRECTION
CORRIGAN P.T. | CORRIGAN P.T. | CORRIGAN P.T.
CORTEZ | CORTEZ | CORTEZ
CORUM | CORUM | CORUM
COSO | COSO | COSO
COSTA MESA | NotFound | COSTA_MESA
COTTAGE GROVE | NotFound | COTTAGE_GROVE
COTTONWOOD | COTTONWOOD | COTTONWOOD
COULTER P.T. | COULTER P.T. | COULTER P.T.
COUNTS P.T. | COUNTS P.T. | COUNTS P.T.
COURT HOUSE P.T. | NotFound | NotFound
COVE | COVE | COVE
COVINA | COVINA | COVINA
CRATER | CRATER | CRATER
CRAWFORD P.T. | CRAWFORD P.T. | CRAWFORD P.T.
CREST | CREST | CREST
CRESTWIND U.G.S. | NotFound | CRESTWIND_U.G.S.
CROWN | CROWN | CROWN
CRUMP P.T. | CRUMP P.T. | CRUMP P.T.
CUCAMONGA | CUCAMONGA | CUCAMONGA
CUDAHY | CUDAHY | CUDAHY
CULVER | CULVER | CULVER
CUMMINGS | CUMMINGS | CUMMINGS
CYPRESS | CYPRESS | CYPRESS
DAELEY P.T. | DAELEY P.T. | DAELEY P.T.
DAGGETT | DAGGETT | DAGGETT
DAISY | DAISY | DAISY
DALBA P.T. | DALBA P.T. | DALBA P.T.
DALTON | DALTON | DALTON
DATABANK | DATABANK | DATABANK
DAVIDSON CITY | NotFound | DAVIDSON_CITY
DECLEZ | DECLEZ | DECLEZ
DEEP SPRINGS | NotFound | DEEP_SPRINGS
DEFRAIN | DEFRAIN | DEFRAIN
DEIGAARD P.T. | DEIGAARD P.T. | DEIGAARD P.T.
DEL AMO | NotFound | NotFound
DEL ROSA | NotFound | DEL_ROSA
DEL SUR | NotFound | DEL_SUR
DELANO | DELANO | DELANO
DELUZ P.T. | DELUZ P.T. | DELUZ P.T.
DESAL | DESAL | DESAL
DESERT OUTPOST | NotFound | DESERT_OUTPOST
DEVERS | DEVERS | DEVERS
DIAMOND BAR | NotFound | DIAMOND_BAR
DIKE | DIKE | DIKE
DINKEY CREEK P.T. | NotFound | NotFound
DITMAR | DITMAR | DITMAR
DOCK | DOCK | DOCK
DOHENY | DOHENY | DOHENY
DOLORES P.T. | DOLORES P.T. | DOLORES P.T.
DOLPHIN P.T. | NotFound | NotFound
DOMELAND P.T. | DOMELAND P.T. | DOMELAND P.T.
DOS LAGOS P.M. | NotFound | NotFound
DOWNEY | DOWNEY | DOWNEY
DOWNS | DOWNS | DOWNS
DRINKWATER P.T. | DRINKWATER P.T. | DRINKWATER P.T.
DRYDEN P.T. | DRYDEN P.T. | DRYDEN P.T.
DUARTE | DUARTE | DUARTE
DUHON P.T. | DUHON P.T. | DUHON P.T.
DUNES | DUNES | DUNES
DUNN SIDING | NotFound | DUNN_SIDING
DWP POWER PLANT 1 | NotFound | DWP_POWER_PLANT_1
DYSART P.T. | DYSART P.T. | DYSART P.T.
EAGLE CREST P.T. | NotFound | NotFound
EAGLE MOUNTAIN | NotFound | EAGLE_MOUNTAIN
EARLIMART | EARLIMART | EARLIMART
EAST BARSTOW | NotFound | EAST_BARSTOW
EATON | EATON | EATON
EDINGER | EDINGER | EDINGER
EDWARDS | EDWARDS | EDWARDS
EISENHOWER | EISENHOWER | EISENHOWER
EL CASCO | NotFound | EL_CASCO
EL NIDO | NotFound | EL_NIDO
EL SOBRANTE | NotFound | EL_SOBRANTE
ELAINE P.T. | ELAINE P.T. | ELAINE P.T.
ELEMENTARY P.T. | ELEMENTARY P.T. | ELEMENTARY P.T.
ELIZABETH LAKE | NotFound | ELIZABETH_LAKE
ELLIS | ELLIS | ELLIS
ELSINORE | ELSINORE | ELSINORE
ELY | ELY | ELY
EMIGRANT P.T. | EMIGRANT P.T. | EMIGRANT P.T.
ENCINAS P.T. | ENCINAS P.T. | ENCINAS P.T.
ERIC | ERIC | ERIC
ESCALA P.T. | ESCALA P.T. | ESCALA P.T.
ESTERO | ESTERO | ESTERO
ESTRELLA | ESTRELLA | ESTRELLA
ETIWANDA | ETIWANDA | ETIWANDA
ETTALEE P.T. | ETTALEE P.T. | ETTALEE P.T.
EUCLID | EUCLID | EUCLID
FAIR OAKS | NotFound | FAIR_OAKS
FAIRFAX | FAIRFAX | FAIRFAX
FAIRVIEW | FAIRVIEW | FAIRVIEW
FALLS P.T. | FALLS P.T. | FALLS P.T.
FARRELL | FARRELL | FARRELL
FELTON | FELTON | FELTON
FERNWOOD | FERNWOOD | FERNWOOD
FILLMORE | FILLMORE | FILLMORE
FIREHOUSE | FIREHOUSE | FIREHOUSE
FLAGSTONE P.T. | FLAGSTONE P.T. | FLAGSTONE P.T.
FLANCO | FLANCO | FLANCO
FLORADAY | FLORADAY | FLORADAY
FOGARTY | FOGARTY | FOGARTY
FOREST HOME | NotFound | FOREST_HOME
FORGE | FORGE | FORGE
FORT IRWIN | NotFound | FORT_IRWIN
FORTY EIGHT ST. P.T. | NotFound | NotFound
FOUNDERS P.T. | FOUNDERS P.T. | FOUNDERS P.T.
FRANCIS | FRANCIS | FRANCIS
FRAZIER PARK | NotFound | FRAZIER_PARK
FREMONT | FREMONT | FREMONT
FRIENDLY HILLS | NotFound | FRIENDLY_HILLS
FRUITLAND | FRUITLAND | FRUITLAND
FULLERTON | FULLERTON | FULLERTON
GABRIELINO P.T. | GABRIELINO P.T. | GABRIELINO P.T.
GAFFEY P.T. | GAFFEY P.T. | GAFFEY P.T.
GAGE | GAGE | GAGE
GALE | GALE | GALE
GALILEO P.T. | GALILEO P.T. | GALILEO P.T.
GALLATIN | GALLATIN | GALLATIN
GANESHA | GANESHA | GANESHA
GARFIELD | GARFIELD | GARFIELD
GARNET | GARNET | GARNET
GARVEY | GARVEY | GARVEY
GAVILAN | GAVILAN | GAVILAN
GAVIOTA | GAVIOTA | GAVIOTA
GENAMIC | GENAMIC | GENAMIC
GEORGE A.F.B. | NotFound | GEORGE_A.F.B.
GILBERT | GILBERT | GILBERT
GISLER | GISLER | GISLER
GLEN AVON | NotFound | GLEN_AVON
GLEN IVY | NotFound | GLEN_IVY
GLENNVILLE | GLENNVILLE | GLENNVILLE
GOLDHILL | GOLDHILL | GOLDHILL
GOLDMINER P.T. | NotFound | NotFound
GOLDSTONE | GOLDSTONE | GOLDSTONE
GOLDTOWN | GOLDTOWN | GOLDTOWN
GOLETA | GOLETA | GOLETA
GONZALES | GONZALES | GONZALES
GORMAN | GORMAN | GORMAN
GOSHEN | GOSHEN | GOSHEN
GOULD | GOULD | GOULD
GRAHAM | GRAHAM | GRAHAM
GRANADA | GRANADA | GRANADA
GRAPEVINE P.T. | GRAPEVINE P.T. | GRAPEVINE P.T.
GRAPEVINE PEAK P.T. | NotFound | NotFound
GREAT LAKES | NotFound | GREAT_LAKES
GREEN BEAR P.T. | NotFound | NotFound
GREEN VALLEY P.T. | NotFound | NotFound
GREENHORN | GREENHORN | GREENHORN
GREENING | GREENING | GREENING
GRIMSHAW P.T. | GRIMSHAW P.T. | GRIMSHAW P.T.
GUNSITE P.T. | GUNSITE P.T. | GUNSITE P.T.
HAIWEE | HAIWEE | HAIWEE
HAMILTON | HAMILTON | HAMILTON
HANFORD | HANFORD | HANFORD
HANJIN | HANJIN | HANJIN
HARDING | HARDING | HARDING
HARPER LAKE | NotFound | HARPER_LAKE
HARVARD | HARVARD | HARVARD
HASKELL | HASKELL | HASKELL
HATHAWAY | HATHAWAY | HATHAWAY
HAVASU | HAVASU | HAVASU
HAVEDA | HAVEDA | HAVEDA
HAVILAH | HAVILAH | HAVILAH
HEADLEY P.T. | HEADLEY P.T. | HEADLEY P.T.
HEARTWELL P.T. | HEARTWELL P.T. | HEARTWELL P.T.
HEDDA | HEDDA | HEDDA
HELENDALE | HELENDALE | HELENDALE
HELIJET | HELIJET | HELIJET
HEMET | HEMET | HEMET
HESPERIA | HESPERIA | HESPERIA
HESSION P.T. | HESSION P.T. | HESSION P.T.
HI DESERT | NotFound | HI_DESERT
HIGH P.T. | HIGH P.T. | HIGH P.T.
HIGH SCHOOL P.T. | NotFound | NotFound
HIGHLAND | HIGHLAND | HIGHLAND
HILLGREEN P.T. | NotFound | NotFound
HINKLEY | HINKLEY | HINKLEY
HOLGATE | HOLGATE | HOLGATE
HOLIDAY | HOLIDAY | HOLIDAY
HOMART | HOMART | HOMART
HOMEWOOD P.T. | HOMEWOOD P.T. | HOMEWOOD P.T.
HOOK CREEK P.T. | NotFound | NotFound
HOSSACK P.T. | HOSSACK P.T. | HOSSACK P.T.
HOT WATER P.T. | NotFound | NotFound
HOWARD | HOWARD | HOWARD
HOYT | HOYT | HOYT
HUNTINGTON PARK | NotFound | HUNTINGTON_PARK
HUSTON | HUSTON | HUSTON
HUTT P.T. | HUTT P.T. | HUTT P.T.
ICE HOUSE P.T. | NotFound | NotFound
IDYLLBROOK P.T. | IDYLLBROOK P.T. | IDYLLBROOK P.T.
IDYLLWILD | IDYLLWILD | IDYLLWILD
IMPERIAL | IMPERIAL | IMPERIAL
INDIAN WELLS | NotFound | INDIAN_WELLS
INDUSTRY | INDUSTRY | INDUSTRY
INGLEWOOD | INGLEWOOD | INGLEWOOD
INYOKERN | INYOKERN | INYOKERN
INYOKERN TOWN | NotFound | INYOKERN_TOWN
IRON MT. SCE | NotFound | NotFound
IRVINE | IRVINE | IRVINE
IRVINE PARK P.T. | NotFound | NotFound
ISABELLA | ISABELLA | ISABELLA
ISLA VISTA | NotFound | ISLA_VISTA
IVAR | IVAR | IVAR
IVYGLEN | IVYGLEN | IVYGLEN
JACKNORTHROP P.T. | NotFound | NotFound
JAPANESE MESA | NotFound | JAPANESE_MESA
JAY P.T. | JAY P.T. | JAY P.T.
JEFFERSON | JEFFERSON | JEFFERSON
JERSEY | JERSEY | JERSEY
JESSIE P.T. | JESSIE P.T. | JESSIE P.T.
JOB P.T. | JOB P.T. | JOB P.T.
JOBURG P.T. | JOBURG P.T. | JOBURG P.T.
JOCLYN P.T. | JOCLYN P.T. | JOCLYN P.T.
JOHANNA | JOHANNA | JOHANNA
JOHNSONDALE P.T. | JOHNSONDALE P.T. | JOHNSONDALE P.T.
JOSHUA TREE | NotFound | JOSHUA_TREE
JUNCTION | JUNCTION | JUNCTION
JUNE LAKE | NotFound | JUNE_LAKE
KAGLE CANYON P.T. | NotFound | NotFound
KEARNEY P.T. | KEARNEY P.T. | KEARNEY P.T.
KEELER P.T. | KEELER P.T. | KEELER P.T.
KEMPSTER | KEMPSTER | KEMPSTER
KERN RIVER 1 | NotFound | KERN_RIVER_1
KERNVILLE | KERNVILLE | KERNVILLE
KIMBALL | KIMBALL | KIMBALL
KIMBERLY P.T. | KIMBERLY P.T. | KIMBERLY P.T.
KINGSBURG (PGAE) | NotFound | KINGSBURG_(PGAE)
KLISS P.T. | KLISS P.T. | KLISS P.T.
KNEELAND P.T. | KNEELAND P.T. | KNEELAND P.T.
KOEFLER P.T. | KOEFLER P.T. | KOEFLER P.T.
KOKANEE | KOKANEE | KOKANEE
KRAMER | KRAMER | KRAMER
KUFFEL P.T. | KUFFEL P.T. | KUFFEL P.T.
LA CANADA | NotFound | LA_CANADA
LA COLINA | NotFound | LA_COLINA
LA CUMBRE P.T. | NotFound | NotFound
LA FRESA | NotFound | LA_FRESA
LA HABRA | NotFound | LA_HABRA
LA MIRADA | NotFound | LA_MIRADA
LA PALMA | NotFound | LA_PALMA
LA VETA | NotFound | LA_VETA
LACRESTA P.T. | LACRESTA P.T. | LACRESTA P.T.
LAFAYETTE | LAFAYETTE | LAFAYETTE
LAGUNA BELL | NotFound | LAGUNA_BELL
LAKESIDE P.T. | LAKESIDE P.T. | LAKESIDE P.T.
LAKEVIEW | NotFound | NotFound
LAKEWOOD | LAKEWOOD | LAKEWOOD
LAMPSON | LAMPSON | LAMPSON
LANCASTER | LANCASTER | LANCASTER
LANDING | LANDING | LANDING
LANGFORD P.T. | LANGFORD P.T. | LANGFORD P.T.
LARDER | LARDER | LARDER
LARK ELLEN | NotFound | LARK_ELLEN
LAS LOMAS | NotFound | NotFound
LATHROP WELLS P.T. | NotFound | NotFound
LATIGO | LATIGO | LATIGO
LAUREL | LAUREL | LAUREL
LAWNDALE | LAWNDALE | LAWNDALE
LAYFAIR | LAYFAIR | LAYFAIR
LB NETWORK | NotFound | NotFound
LEE VINING | NotFound | LEE_VINING
LEMON COVE | NotFound | LEMON_COVE
LENNOX | LENNOX | LENNOX
LEVY | LEVY | LEVY
LIBERTY | LIBERTY | LIBERTY
LIGHTHIPE | LIGHTHIPE | LIGHTHIPE
LIMESTONE | LIMESTONE | LIMESTONE
LINDEN | LINDEN | LINDEN
LINDSAY | LINDSAY | LINDSAY
LINE CREEK | NotFound | LINE_CREEK
LITTLE ROCK | NotFound | LITTLE_ROCK
LITTLE TUJUNGA P.T. | NotFound | NotFound
LIVE OAK | NotFound | LIVE_OAK
LIZARD P.T. | LIZARD P.T. | LIZARD P.T.
LOCKHEED | LOCKHEED | LOCKHEED
LOCUST | LOCUST | LOCUST
LOMA VISTA P.T. | NotFound | NotFound
LONG P.T. | LONG P.T. | LONG P.T.
LONGDON | LONGDON | LONGDON
LORAINE | LORAINE | LORAINE
LOS CERRITOS | NotFound | LOS_CERRITOS
LOUCKS P.T. | NotFound | NotFound
LUCAS | LUCAS | LUCAS
LUCERNE | LUCERNE | LUCERNE
LUNADA | LUNADA | LUNADA
LUNAR | LUNAR | LUNAR
LUNDY | LUNDY | LUNDY
LURING P.T. | LURING P.T. | LURING P.T.
LYNWOOD | LYNWOOD | LYNWOOD
MACARTHUR | MACARTHUR | MACARTHUR
MADRID | MADRID | MADRID
MADRONE P.T. | MADRONE P.T. | MADRONE P.T.
MAIDEN P.T. | MAIDEN P.T. | MAIDEN P.T.
MALIBU | MALIBU | MALIBU
MANHATTAN | MANHATTAN | MANHATTAN
MARASCHINO | MARASCHINO | MARASCHINO
MARINA P.T. | MARINA P.T. | MARINA P.T.
MARINE | MARINE | MARINE
MARION | MARION | MARION
MARIPOSA | MARIPOSA | MARIPOSA
MARYMOUNT | MARYMOUNT | MARYMOUNT
MASCOT | NotFound | NotFound
MAXWELL | MAXWELL | MAXWELL
MAYBERRY | MAYBERRY | MAYBERRY
MAYFLOWER | MAYFLOWER | MAYFLOWER
MC CLARY P.T. | NotFound | NotFound
MCCLENNY P.T. | MCCLENNY P.T. | MCCLENNY P.T.
MCKEVETT P.T. | MCKEVETT P.T. | MCKEVETT P.T.
MEBANE P.T. | MEBANE P.T. | MEBANE P.T.
MENTONE | MENTONE | MENTONE
MERCED | MERCED | MERCED
MESA | MESA | MESA
MESCALERO P.T. | MESCALERO P.T. | MESCALERO P.T.
MICHILLINDA | MICHILLINDA | MICHILLINDA
MIDWIND | MIDWIND | MIDWIND
MILITARY | MILITARY | MILITARY
MILLIKEN | MILLIKEN | MILLIKEN
MINARET | MINARET | MINARET
MINNEOLA | MINNEOLA | MINNEOLA
MIRA LOMA | NotFound | MIRA_LOMA
MOAB P.T. | MOAB P.T. | MOAB P.T.
MOBILOIL | MOBILOIL | MOBILOIL
MOCKINGBIRD P.T. | MOCKINGBIRD P.T. | MOCKINGBIRD P.T.
MODEL P.T. | MODEL P.T. | MODEL P.T.
MODENA | MODENA | MODENA
MODOC | MODOC | MODOC
MONACO U.G.S. | NotFound | MONACO_U.G.S.
MONETA | MONETA | MONETA
MONOLITH | MONOLITH | MONOLITH
MONROVIA | MONROVIA | MONROVIA
MONTEBELLO | MONTEBELLO | MONTEBELLO
MONTECITO | MONTECITO | MONTECITO
MOORPARK | MOORPARK | MOORPARK
MORAGA | MORAGA | MORAGA
MORAGA33 | MORAGA33 | MORAGA33
MORENO | MORENO | MORENO
MORNINGSIDE | MORNINGSIDE | MORNINGSIDE
MORONGO P.T. | MORONGO P.T. | MORONGO P.T.
MORRO | MORRO | MORRO
MOULTON | MOULTON | MOULTON
MOUNTAIN PASS | NotFound | MOUNTAIN_PASS
MOVIE | MOVIE | MOVIE
MOYNIER P.T. | MOYNIER P.T. | MOYNIER P.T.
MT. GIVENS P.T. | MT. GIVENS P.T. | MT. GIVENS P.T.
MT. TOM | MT. TOM | MT. TOM
MT. VERNON | MT. VERNON | MT. VERNON
MT. WILSON P.T. | MT. WILSON P.T. | MT. WILSON P.T.
MURPHY | MURPHY | MURPHY
MURRIETTA 2 | NotFound | MURRIETTA_2
MUSCOY | MUSCOY | MUSCOY
MWD LAKE MATHEWS | NotFound | MWD_LAKE_MATHEWS
NAOMI | NAOMI | NAOMI
NAPLES | NAPLES | NAPLES
NAROD | NAROD | NAROD
NARROWS | NARROWS | NARROWS
NAVY MOLE | NotFound | NAVY_MOLE
NEENACH | NEENACH | NEENACH
NELSON | NELSON | NELSON
NEPTUNE | NEPTUNE | NEPTUNE
NEWBURY | NEWBURY | NEWBURY
NEWCOMB | NEWCOMB | NEWCOMB
NEWHALL | NEWHALL | NEWHALL
NEWMARK | NEWMARK | NEWMARK
NIDEVER P.T. | NIDEVER P.T. | NIDEVER P.T.
NIGUEL | NIGUEL | NIGUEL
NOBLE P.T. | NOBLE P.T. | NOBLE P.T.
NOGAL P.T. | NOGAL P.T. | NOGAL P.T.
NOGALES | NOGALES | NOGALES
NOLA | NOLA | NOLA
NORCO | NORCO | NORCO
NORTH BAY P.T. | NotFound | NotFound
NORTH INTAKE | NotFound | NORTH_INTAKE
NORTH MUROC | NotFound | NORTH_MUROC
NORTH OAKS | NotFound | NORTH_OAKS
NORTHSTAR P.T. | NORTHSTAR P.T. | NORTHSTAR P.T.
NORTHWIND | NORTHWIND | NORTHWIND
NUEVO | NUEVO | NUEVO
NUGGET | NUGGET | NUGGET
NURSERY P.T. | NotFound | NotFound
OAK GROVE | NotFound | OAK_GROVE
OAK KNOLL P.T. | NotFound | NotFound
OAK PARK | NotFound | OAK_PARK
OAK SPRINGS P.T. | NotFound | NotFound
OAKTREE P.T. | OAKTREE P.T. | OAKTREE P.T.
OASIS | OASIS | OASIS
OBSERVATORY P.T. | OBSERVATORY P.T. | OBSERVATORY P.T.
OCEAN PARK | NotFound | OCEAN_PARK
OCEANVIEW | OCEANVIEW | OCEANVIEW
OCTOL | OCTOL | OCTOL
OJAI | OJAI | OJAI
OLDFIELD | OLDFIELD | OLDFIELD
OLINDA | OLINDA | OLINDA
OLIVE LAKE | NotFound | OLIVE_LAKE
OLYMPIC | OLYMPIC | OLYMPIC
ONEILL | ONEILL | ONEILL
ONTARIO | ONTARIO | ONTARIO
ORANGE | ORANGE | ORANGE
ORDWAY | ORDWAY | ORDWAY
ORO GRANDE | NotFound | ORO_GRANDE
ORTEGA | ORTEGA | ORTEGA
OUTLAW P.T. | OUTLAW P.T. | OUTLAW P.T.
OUTLET P.T. | OUTLET P.T. | OUTLET P.T.
OXNARD | OXNARD | OXNARD
PACHAPPA P.T. | PACHAPPA P.T. | PACHAPPA P.T.
PADUA | PADUA | PADUA
PAINTED CAVE P.T. | NotFound | NotFound
PALM CANYON | NotFound | PALM_CANYON
PALM SPRINGS | NotFound | PALM_SPRINGS
PALM VILLAGE | NotFound | PALM_VILLAGE
PALMDALE | PALMDALE | PALMDALE
PALOS VERDES | NotFound | PALOS_VERDES
PANCHITO P.T. | PANCHITO P.T. | PANCHITO P.T.
PAPAYA P.T. | PAPAYA P.T. | PAPAYA P.T.
PAPER | PAPER | PAPER
PAR P.T. | PAR P.T. | PAR P.T.
PARKER STRIP | NotFound | PARKER_STRIP
PARKWOOD | PARKWOOD | PARKWOOD
PASSONS | PASSONS | PASSONS
PAUBA | PAUBA | PAUBA
PAULARINO | PAULARINO | PAULARINO
PEACOCK U.G.S. | NotFound | PEACOCK_U.G.S.
PEACOR P.T. | PEACOR P.T. | PEACOR P.T.
PEARL | PEARL | PEARL
PEBBLY BEACH | NotFound | PEBBLY_BEACH
PECHANGA | PECHANGA | PECHANGA
PEDESTRIAN P.T. | NotFound | NotFound
PEDLEY | PEDLEY | PEDLEY
PEERLESS | PEERLESS | PEERLESS
PEPPER | PEPPER | PEPPER
PEREZ | PEREZ | PEREZ
PERRIS P.T. | PERRIS P.T. | PERRIS P.T.
PERRY | PERRY | PERRY
PEYTON | PEYTON | PEYTON
PHARMACY | PHARMACY | PHARMACY
PHEASANT P.T. | PHEASANT P.T. | PHEASANT P.T.
PHELAN | PHELAN | PHELAN
PICO | PICO | PICO
PIER | NotFound | NotFound
PIERPONT | PIERPONT | PIERPONT
PIMIENTO P.T. | PIMIENTO P.T. | PIMIENTO P.T.
PIONEER | PIONEER | PIONEER
PITMAN | PITMAN | PITMAN
PIUTE | PIUTE | PIUTE
PIXLEY | PIXLEY | PIXLEY
PLACENTIA | PLACENTIA | PLACENTIA
PLASTIC | PLASTIC | PLASTIC
PLAYA | PLAYA | PLAYA
PLAZA P.T. | PLAZA P.T. | PLAZA P.T.
POLARIS | POLARIS | POLARIS
POMONA | POMONA | POMONA
POOLE | POOLE | POOLE
POPLAR | POPLAR | POPLAR
PORTERVILLE | PORTERVILLE | PORTERVILLE
PORTUGUESE BEND P.T. | NotFound | NotFound
POSO PARK P.T. | NotFound | NotFound
POSTON (BIA) | NotFound | NotFound
POTRERO | POTRERO | POTRERO
PROCESS | NotFound | NotFound
PROCTOR | PROCTOR | PROCTOR
PRUITT P.T. | NotFound | NotFound
PUENTE | PUENTE | PUENTE
QUARTZ HILL | NotFound | QUARTZ_HILL
QUEEN MARY U.G.S. | NotFound | QUEEN_MARY_U.G.S.
QUINN | QUINN | QUINN
RAILROAD | RAILROAD | RAILROAD
RAMONA | RAMONA | RAMONA
RANCHERIA P.T. | RANCHERIA P.T. | RANCHERIA P.T.
RANCHO | RANCHO | RANCHO
RANDALL | RANDALL | RANDALL
RANDOLPH | RANDOLPH | RANDOLPH
RANDSBURG | RANDSBURG | RANDSBURG
RANGER P.T. | RANGER P.T. | RANGER P.T.
RAVENDALE | RAVENDALE | RAVENDALE
RCHO MSN VIEJO (SDGE) | NotFound | NotFound
RECOVERY | RECOVERY | RECOVERY
RECTIFIER | RECTIFIER | RECTIFIER
RECTOR | RECTOR | RECTOR
RED BOX P.T. | NotFound | NotFound
REDLANDS | REDLANDS | REDLANDS
REDMAN | REDMAN | REDMAN
REDONDO | REDONDO | REDONDO
REMBOLT P.T. | REMBOLT P.T. | REMBOLT P.T.
REPETTO | REPETTO | REPETTO
REPRO | REPRO | REPRO
RETREAT P.T. | RETREAT P.T. | RETREAT P.T.
RIALTO | RIALTO | RIALTO
RICHUSON P.T. | RICHUSON P.T. | RICHUSON P.T.
RIDGECREST | RIDGECREST | RIDGECREST
RIDGEVIEW P.T. | RIDGEVIEW P.T. | RIDGEVIEW P.T.
RINCON P.T. | RINCON P.T. | RINCON P.T.
RIO HONDO | NotFound | RIO_HONDO
RIPLEY | RIPLEY | RIPLEY
RITTER RANCH | NotFound | RITTER_RANCH
RIVERA | RIVERA | RIVERA
RIVERTEX | RIVERTEX | RIVERTEX
RIVERWAY | RIVERWAY | RIVERWAY
ROADWAY | ROADWAY | ROADWAY
ROLLING HILLS | NotFound | ROLLING_HILLS
RONNIE P.T. | RONNIE P.T. | RONNIE P.T.
ROSAMOND | ROSAMOND | ROSAMOND
ROSEMEAD | ROSEMEAD | ROSEMEAD
ROXIE P.T. | ROXIE P.T. | ROXIE P.T.
ROYAL | ROYAL | ROYAL
RUBIDOUX | RUBIDOUX | RUBIDOUX
RUNNING SPRINGS | NotFound | RUNNING_SPRINGS
RUSH | RUSH | RUSH
RUSH CREEK | NotFound | RUSH_CREEK
SAN ANTONIO | NotFound | SAN_ANTONIO
SAN BERNARDINO | NotFound | SAN_BERNARDINO
SAN DIMAS | NotFound | SAN_DIMAS
SAN FERNANDO | NotFound | SAN_FERNANDO
SAN GABRIEL | NotFound | SAN_GABRIEL
SAN JACINTO | NotFound | SAN_JACINTO
SAN MARCOS | NotFound | SAN_MARCOS
SAN MARINO | NotFound | SAN_MARINO
SAN MIGUEL | SAN MIGUEL | SAN MIGUEL
SAN ONOFRE | NotFound | NotFound
SAN VICENTE | NotFound | SAN_VICENTE
SAN YSIDRO P.T. | NotFound | NotFound
SANGAR | SANGAR | SANGAR
SANTA ANA RIVER 1 | NotFound | NotFound
SANTA BARBARA | NotFound | SANTA_BARBARA
SANTA FE SPRINGS | NotFound | SANTA_FE_SPRINGS
SANTA MONICA | NotFound | SANTA_MONICA
SANTA ROSA | NotFound | SANTA_ROSA
SANTA SUSANA | NotFound | SANTA_SUSANA
SANTEE | SANTEE | SANTEE
SANTIAGO | SANTIAGO | SANTIAGO
SATICOY | SATICOY | SATICOY
SAUGUS | SAUGUS | SAUGUS
SAVAGE | SAVAGE | SAVAGE
SAWTELLE | SAWTELLE | SAWTELLE
SCORPION P.T. | SCORPION P.T. | SCORPION P.T.
SCOUT P.T. | SCOUT P.T. | SCOUT P.T.
SDGE AVOCADO | NotFound | SDGE_AVOCADO
SEABRIGHT | SEABRIGHT | SEABRIGHT
SEARLES | SEARLES | SEARLES
SECOND AVENUE | NotFound | SECOND_AVENUE
SEPULVEDA | SEPULVEDA | SEPULVEDA
SESPE P.T. | SESPE P.T. | SESPE P.T.
SHANDIN | SHANDIN | SHANDIN
SHARON | SHARON | SHARON
SHAWNEE | SHAWNEE | SHAWNEE
SHERWIN | SHERWIN | SHERWIN
SHERWOOD P.T. | SHERWOOD P.T. | SHERWOOD P.T.
SHIP | NotFound | NotFound
SHRED | SHRED | SHRED
SHULTZ | SHULTZ | SHULTZ
SHUTTLE | SHUTTLE | SHUTTLE
SIERRA MADRE | NotFound | SIERRA_MADRE
SIGGEN | SIGGEN | SIGGEN
SIGNAL HILL | NotFound | SIGNAL_HILL
SILVER SPUR | NotFound | SILVER_SPUR
SIPHON P.T. | SIPHON P.T. | SIPHON P.T.
SIXTEENTH STREET | NotFound | SIXTEENTH_STREET
SKILAND | SKILAND | SKILAND
SKYBORNE P.T. | SKYBORNE P.T. | SKYBORNE P.T.
SKYLARK | SKYLARK | SKYLARK
SLATER | SLATER | SLATER
SMILEY | SMILEY | SMILEY
SNAKE P.T. | SNAKE P.T. | SNAKE P.T.
SNOWCREEK P.T. | SNOWCREEK P.T. | SNOWCREEK P.T.
SOCO | SOCO | SOCO
SOLEMINT | SOLEMINT | SOLEMINT
SOMERSET | SOMERSET | SOMERSET
SOMIS | SOMIS | SOMIS
SONRISA P.T. | SONRISA P.T. | SONRISA P.T.
SONY | SONY | SONY
SOPER P.T. | SOPER P.T. | SOPER P.T.
SOQUEL | SOQUEL | SOQUEL
SOUTH GATE | NotFound | SOUTH_GATE
SOUTHBASE | SOUTHBASE | SOUTHBASE
SOUTHRIDGE P.T. | SOUTHRIDGE P.T. | SOUTHRIDGE P.T.
SOUTHWIND | SOUTHWIND | SOUTHWIND
SPACEX P.T. | NotFound | NotFound
STADIUM | STADIUM | STADIUM
STADLER | STADLER | STADLER
STATE STREET | NotFound | STATE_STREET
STETSON | STETSON | STETSON
STEVEDORE | NotFound | NotFound
STEWART | STEWART | STEWART
STEWVAL P.T. | STEWVAL P.T. | STEWVAL P.T.
STIRRUP | STIRRUP | STIRRUP
STODDARD | STODDARD | STODDARD
STRATHMORE | STRATHMORE | STRATHMORE
STROH P.T. | STROH P.T. | STROH P.T.
STYX P.T. | STYX P.T. | STYX P.T.
SUBSTATION 72 | NotFound | SUBSTATION_72
SUGARLOAF P.T. | SUGARLOAF P.T. | SUGARLOAF P.T.
SULLIVAN | SULLIVAN | SULLIVAN
SUN CITY | NotFound | SUN_CITY
SUNLIGHT P.T. | SUNLIGHT P.T. | SUNLIGHT P.T.
SUNNY DUNES | NotFound | SUNNY_DUNES
SUNNYSIDE | SUNNYSIDE | SUNNYSIDE
SURREY U.G.S. | NotFound | SURREY_U.G.S.
TAFT | TAFT | TAFT
TAHITI | TAHITI | TAHITI
TAHQUITZ P.T. | TAHQUITZ P.T. | TAHQUITZ P.T.
TALBERT | TALBERT | TALBERT
TAMARISK | TAMARISK | TAMARISK
TAPIA | TAPIA | TAPIA
TATANKA P.T. | TATANKA P.T. | TATANKA P.T.
TEAM | TEAM | TEAM
TEJON (PGAE) | NotFound | TEJON_(PGAE)
TEJON PEAK P.T. | NotFound | NotFound
TELEGRAPH | TELEGRAPH | TELEGRAPH
TEMESCAL P.T. | TEMESCAL P.T. | TEMESCAL P.T.
TEMPLE | TEMPLE | TEMPLE
TENAJA | TENAJA | TENAJA
TENNESSEE | TENNESSEE | TENNESSEE
TERRA BELLA | NotFound | TERRA_BELLA
TERRACE | TERRACE | TERRACE
THORNHILL | THORNHILL | THORNHILL
THOUSAND OAKS | NotFound | THOUSAND_OAKS
THREE RIVERS | NotFound | THREE_RIVERS
THRIVE | THRIVE | THRIVE
THUMSGEN | THUMSGEN | THUMSGEN
THUNDERBIRD | THUNDERBIRD | THUNDERBIRD
TIEFORT | TIEFORT | TIEFORT
TIMBERWINE | TIMBERWINE | TIMBERWINE
TIMOTEO | TIMOTEO | TIMOTEO
TIPPECANOE | TIPPECANOE | TIPPECANOE
TIPTON | TIPTON | TIPTON
TOLLHOUSE P.T. | TOLLHOUSE P.T. | TOLLHOUSE P.T.
TOPANGA | TOPANGA | TOPANGA
TOPAZ | TOPAZ | TOPAZ
TORRANCE | TORRANCE | TORRANCE
TORTILLA | TORTILLA | TORTILLA
TRASK | TRASK | TRASK
TREATMENT P.T. | NotFound | NotFound
TRITON | NotFound | NotFound
TRONA | TRONA | TRONA
TROPHY | TROPHY | TROPHY
TULARE | TULARE | TULARE
TULE (PGAE) | NotFound | TULE_(PGAE)
TUMBLEWEED P.T. | TUMBLEWEED P.T. | TUMBLEWEED P.T.
TWENTY THREE ST P.T. | NotFound | NotFound
TWENTY TWO ST P.T. | NotFound | NotFound
TWENTYNINE PALMS | NotFound | TWENTYNINE_PALMS
TYBURN P.T. | TYBURN P.T. | TYBURN P.T.
UNIVERSAL | UNIVERSAL | UNIVERSAL
UPLAND | UPLAND | UPLAND
VAIL | VAIL | VAIL
VALDEZ | VALDEZ | VALDEZ
VALENCIA | VALENCIA | VALENCIA
VALENTINE P.T. | VALENTINE P.T. | VALENTINE P.T.
VALLEY | VALLEY | VALLEY
VALLEY ELECT. ASSOC. | NotFound | VALLEY_ELECT._ASSOC.
VALLEY OF THE MOON P.T. | NotFound | NotFound
VANDERLIP P.T. | VANDERLIP P.T. | VANDERLIP P.T.
VEGAS | VEGAS | VEGAS
VENICE HILL | NotFound | VENICE_HILL
VENIDA | VENIDA | VENIDA
VENTURA | VENTURA | VENTURA
VENWIND | VENWIND | VENWIND
VERA | VERA | VERA
VERDANT | VERDANT | VERDANT
VESTAL | VESTAL | VESTAL
VIA HUERTO P.T. | NotFound | NotFound
VICTOR | VICTOR | VICTOR
VICTORIA | VICTORIA | VICTORIA
VICTORVILLE | VICTORVILLE | VICTORVILLE
VIEJO | VIEJO | VIEJO
VILLA PARK | NotFound | VILLA_PARK
VISALIA | VISALIA | VISALIA
VOGAN P.T. | VOGAN P.T. | VOGAN P.T.
VONI P.T. | VONI P.T. | VONI P.T.
WABASH | WABASH | WABASH
WAKEFIELD | WAKEFIELD | WAKEFIELD
WALKER BASIN | NotFound | WALKER_BASIN
WALNUT | WALNUT | WALNUT
WALTERIA | WALTERIA | WALTERIA
WASHINGTON | WASHINGTON | WASHINGTON
WASTEWATER | WASTEWATER | WASTEWATER
WATSON | WATSON | WATSON
WAVE | WAVE | WAVE
WEESHA P.T. | WEESHA P.T. | WEESHA P.T.
WELDON | WELDON | WELDON
WELLINGTON P.T. | WELLINGTON P.T. | WELLINGTON P.T.
WESBASIN | WESBASIN | WESBASIN
WEST BARSTOW | NotFound | WEST_BARSTOW
WEST RIVERSIDE | NotFound | WEST_RIVERSIDE
WESTEND P.T. | WESTEND P.T. | WESTEND P.T.
WESTFALL P.M. | NotFound | WESTFALL_P.M.
WESTGATE | WESTGATE | WESTGATE
WESTMONT P.T. | WESTMONT P.T. | WESTMONT P.T.
WHARF | NotFound | NotFound
WHEATLAND | WHEATLAND | WHEATLAND
WHIPPLE | WHIPPLE | WHIPPLE
WHITE MT. | NotFound | WHITE_MT.
WHITEWATER | WHITEWATER | WHITEWATER
WILDERNESS P.T. | WILDERNESS P.T. | WILDERNESS P.T.
WILSONA | WILSONA | WILSONA
WIMBLEDON | WIMBLEDON | WIMBLEDON
WINDING P.T. | WINDING P.T. | WINDING P.T.
WINDSOR HILLS | NotFound | WINDSOR_HILLS
WOODRUFF | WOODRUFF | WOODRUFF
WOODVILLE | WOODVILLE | WOODVILLE
WRIGHTWOOD | WRIGHTWOOD | WRIGHTWOOD
YACHT P.T. | NotFound | NotFound
YANKEE P.T. | YANKEE P.T. | YANKEE P.T.
YERMO | YERMO | YERMO
YORBA LINDA | NotFound | YORBA_LINDA
YUCAIPA | YUCAIPA | YUCAIPA
YUCCA | YUCCA | YUCCA
YUKON | YUKON | YUKON
ZACK | ZACK | ZACK
ZANJA | ZANJA | ZANJA
ZIGGY P.T. | ZIGGY P.T. | ZIGGY P.T.

## BSub_to_SwCtr
BSub | Asub_AOR_[values] | SwCtr_[values] | Asub_DMS | Asub_AOR_[formula] | SwCtr_[formula]
ACTON | ANTELOPE | Vincent Switch Center | ANTELOPE | ANTELOPE | Vincent Switch Center
AFG | VICTOR | Lugo Switch Center | VICTOR | VICTOR | Lugo Switch Center
AHA P.T. | BLYTHE WALC | Devers Switch Center | BLYTHE_WALC | BLYTHE WALC | Devers Switch Center
ALBURY P.T. | DEL AMO | Lighthipe Switch Center | DEL_AMO | DEL AMO | Lighthipe Switch Center
ALDER | ETIWANDA | Vista Switch Center | ETIWANDA | ETIWANDA | Vista Switch Center
ALESSANDRO | VALLEY | Valley Switch Center | VALLEY | VALLEY | Valley Switch Center
ALHAMBRA | EAGLE ROCK | Mesa Switch Center | EAGLE_ROCK | EAGLE ROCK | Mesa Switch Center
ALLEN | MESA | Mesa Switch Center | MESA | MESA | Mesa Switch Center
ALLVIEW P.T. | VISTA | Vista Switch Center | VISTA | VISTA | Vista Switch Center
ALOLA | null | null | TESTING | null | null
ALON | LIGHTHIPE | Lighthipe Switch Center | LIGHTHIPE | LIGHTHIPE | Lighthipe Switch Center
ALPINE P.T. | VISTA | Vista Switch Center | VISTA | VISTA | Vista Switch Center
AMADOR | RIO HONDO | Mesa Switch Center | RIO_HONDO | RIO HONDO | Mesa Switch Center
AMALIA | MESA | Mesa Switch Center | MESA | MESA | Mesa Switch Center
AMARGO | KRAMER | Lugo Switch Center | KRAMER | KRAMER | Lugo Switch Center
AMBOY | DEVERS | Devers Switch Center | DEVERS | DEVERS | Devers Switch Center
ANAVERDE | ANTELOPE | Vincent Switch Center | ANTELOPE | ANTELOPE | Vincent Switch Center
ANITA | RIO HONDO | Mesa Switch Center | RIO_HONDO | RIO HONDO | Mesa Switch Center
APPLE_VALLEY | VICTOR | Lugo Switch Center | VICTOR | VICTOR | Lugo Switch Center
AQUEDUCT | VALLEY | Valley Switch Center | VALLEY | VALLEY | Valley Switch Center
ARCADIA | RIO HONDO | Mesa Switch Center | RIO_HONDO | RIO HONDO | Mesa Switch Center
ARCH_BEACH | SANTIAGO | Orange County Switch Ctr | SANTIAGO | SANTIAGO | Orange County Switch Ctr
ARCHIBALD | MIRA LOMA | Mira Loma Switch Center | MIRA_LOMA | MIRA LOMA | Mira Loma Switch Center
ARCHLINE | ETIWANDA | Vista Switch Center | ETIWANDA | ETIWANDA | Vista Switch Center
ARMIJO P.T. | VICTOR | Lugo Switch Center | VICTOR | VICTOR | Lugo Switch Center
ARRINGTON P.T. | DEL AMO | Lighthipe Switch Center | DEL_AMO | DEL AMO | Lighthipe Switch Center
ARRO | SAN BERNARDINO | Vista Switch Center | SAN_BERNARDINO | SAN BERNARDINO | Vista Switch Center
ARROWHEAD | VISTA | Vista Switch Center | VISTA | VISTA | Vista Switch Center
ARROYO | GOULD | Mesa Switch Center | GOULD | GOULD | Mesa Switch Center
ARTESIA | DEL AMO | Lighthipe Switch Center | DEL_AMO | DEL AMO | Lighthipe Switch Center
ASHLEY P.T. | GOLETA | Ventura Switch Center | GOLETA | GOLETA | Ventura Switch Center
ATHENS | LIGHTHIPE | Lighthipe Switch Center | LIGHTHIPE | LIGHTHIPE | Lighthipe Switch Center
ATWOOD | VILLA PARK | Orange County Switch Ctr | VILLA_PARK | VILLA PARK | Orange County Switch Ctr
AULD | VALLEY | Valley Switch Center | VALLEY | VALLEY | Valley Switch Center
AVENTURA P.T. | DEVERS | Devers Switch Center | DEVERS | DEVERS | Devers Switch Center
AVOCADO P.T. | SANTA CLARA | Ventura Switch Center | SANTA_CLARA | SANTA CLARA | Ventura Switch Center
AYERSMAN P.T. | GOLETA | Ventura Switch Center | GOLETA | GOLETA | Ventura Switch Center
AZBUILT P.T. | LA FRESA | El Nido Switch Center | LA_FRESA | LA FRESA | El Nido Switch Center
BADILLO | RIO HONDO | Mesa Switch Center | RIO_HONDO | RIO HONDO | Mesa Switch Center
BADWATER P.T. | NEVADA POWER | Eldorado Switch Center | NEVADA_POWER | NEVADA POWER | Eldorado Switch Center
BAIN | MIRA LOMA | Mira Loma Switch Center | MIRA_LOMA | MIRA LOMA | Mira Loma Switch Center
BAKER | ELDORADO | Eldorado Switch Center | ELDORADO | ELDORADO | Eldorado Switch Center
BANDINI | LAGUNA BELL | Lighthipe Switch Center | LAGUNA_BELL | LAGUNA BELL | Lighthipe Switch Center
BANNING | DEVERS | Devers Switch Center | DEVERS | DEVERS | Devers Switch Center
BARD P.T. | SANTA CLARA | Ventura Switch Center | SANTA_CLARA | SANTA CLARA | Ventura Switch Center
BARRE | BARRE | Orange County Switch Ctr | BARRE | BARRE | Orange County Switch Ctr
BARSTOW | ELDORADO | Eldorado Switch Center | ELDORADO | ELDORADO | Eldorado Switch Center
BARTOLO | MESA | Mesa Switch Center | MESA | MESA | Mesa Switch Center
BARWICK P.T. | GOLETA | Ventura Switch Center | GOLETA | GOLETA | Ventura Switch Center
BASSETT | WALNUT | Mira Loma Switch Center | WALNUT | WALNUT | Mira Loma Switch Center
BASTA | BARRE | Orange County Switch Ctr | BARRE | BARRE | Orange County Switch Ctr
BAYEND P.T. | LA FRESA | El Nido Switch Center | LA_FRESA | LA FRESA | El Nido Switch Center
BAYSIDE | ELLIS | Orange County Switch Ctr | ELLIS | ELLIS | Orange County Switch Ctr
BEAUMONT | VISTA | Vista Switch Center | VISTA | VISTA | Vista Switch Center
BEDFORD | LA CIENEGA | El Nido Switch Center | LA_CIENEGA | LA CIENEGA | El Nido Switch Center
BELDING | DEVERS | Devers Switch Center | DEVERS | DEVERS | Devers Switch Center
BELMONT | ALAMITOS | Lighthipe Switch Center | ALAMITOS | ALAMITOS | Lighthipe Switch Center
BELVEDERE | MESA | Mesa Switch Center | MESA | MESA | Mesa Switch Center
BELVEDERE P.T. | SAN BERNARDINO | Vista Switch Center | SAN_BERNARDINO | SAN BERNARDINO | Vista Switch Center
BESSEMER P.T. | VICTOR | Lugo Switch Center | VICTOR | VICTOR | Lugo Switch Center
BEVERLY | LA CIENEGA | El Nido Switch Center | LA_CIENEGA | LA CIENEGA | El Nido Switch Center
BICKNELL | MESA | Mesa Switch Center | MESA | MESA | Mesa Switch Center
BIG_BEND_BIA | PARKER | Devers Switch Center | PARKER | PARKER | Devers Switch Center
BIG_CREEK_2 | BIG CREEK SYSTEM | Rector Switch Center | BIG_CREEK_SYSTEM | BIG CREEK SYSTEM | Rector Switch Center
BIG_CREEK_3 | BIG CREEK SYSTEM | Rector Switch Center | BIG_CREEK_SYSTEM | BIG CREEK SYSTEM | Rector Switch Center
BIG_CREEK_8 | BIG CREEK SYSTEM | Rector Switch Center | BIG_CREEK_SYSTEM | BIG CREEK SYSTEM | Rector Switch Center
BIG_CREEK_NO.1 | BIG CREEK SYSTEM | Rector Switch Center | BIG_CREEK_SYSTEM | BIG CREEK SYSTEM | Rector Switch Center
BIGFOOT P.T. | RECTOR | Rector Switch Center | RECTOR | RECTOR | Rector Switch Center
BIGGS P.T. | MIRA LOMA | Mira Loma Switch Center | MIRA_LOMA | MIRA LOMA | Mira Loma Switch Center
BIRD_SPRINGS P.T. | VESTAL | Rector Switch Center | VESTAL | VESTAL | Rector Switch Center
BISHOP_CREEK_NO.2 | INYO SCE | Control Switch Center | INYO_SCE | INYO SCE | Control Switch Center
BISHOP_CREEK_NO.4 | INYO SCE | Control Switch Center | INYO_SCE | INYO SCE | Control Switch Center
BIXBY | ALAMITOS | Lighthipe Switch Center | ALAMITOS | ALAMITOS | Lighthipe Switch Center
BLACK_MEADOWS | PARKER | Devers Switch Center | PARKER | PARKER | Devers Switch Center
BLISS | SPRINGVILLE | Rector Switch Center | SPRINGVILLE | SPRINGVILLE | Rector Switch Center
BLOOMINGTON | VISTA | Vista Switch Center | VISTA | VISTA | Vista Switch Center
BLUE_CUT P.T. | VISTA | Vista Switch Center | VISTA | VISTA | Vista Switch Center
BLUE_RIDGE P.T. | VICTOR | Lugo Switch Center | VICTOR | VICTOR | Lugo Switch Center
BLUFF_COVE | LA FRESA | El Nido Switch Center | LA_FRESA | LA FRESA | El Nido Switch Center
BLYTHE_SCE | BLYTHE WALC | Devers Switch Center | BLYTHE_WALC | BLYTHE WALC | Devers Switch Center
BLYTHE_WALC | WALC SYSTEM | Devers Switch Center | WALC_SYSTEM | WALC SYSTEM | Devers Switch Center
BOLSA | BARRE | Orange County Switch Ctr | BARRE | BARRE | Orange County Switch Ctr
BOOST | DEL AMO | Lighthipe Switch Center | DEL_AMO | DEL AMO | Lighthipe Switch Center
BOOTH_ROAD_(BIA) | BLACK PEAK | Devers Switch Center | BLACK_PEAK | BLACK PEAK | Devers Switch Center
BOOTS P.T. | VIEJO | Orange County Switch Ctr | VIEJO | VIEJO | Orange County Switch Ctr
BORREGO | SANTIAGO | Orange County Switch Ctr | SANTIAGO | SANTIAGO | Orange County Switch Ctr
BOVINE | DEL AMO | Lighthipe Switch Center | DEL_AMO | DEL AMO | Lighthipe Switch Center
BOWL | HINSON | Lighthipe Switch Center | HINSON | HINSON | Lighthipe Switch Center
BOXWOOD | SPRINGVILLE | Rector Switch Center | SPRINGVILLE | SPRINGVILLE | Rector Switch Center
BRADBURY | RIO HONDO | Mesa Switch Center | RIO_HONDO | RIO HONDO | Mesa Switch Center
BREA | OLINDA | Orange County Switch Ctr | OLINDA | OLINDA | Orange County Switch Ctr
BREEZE | ANTELOPE | Vincent Switch Center | ANTELOPE | ANTELOPE | Vincent Switch Center
BREWSTER | LIGHTHIPE | Lighthipe Switch Center | LIGHTHIPE | LIGHTHIPE | Lighthipe Switch Center
BRIDGE | LA FRESA | El Nido Switch Center | LA_FRESA | LA FRESA | El Nido Switch Center
BRIDGEPORT | INYO SCE | Control Switch Center | INYO_SCE | INYO SCE | Control Switch Center
BRIGHTON | LA FRESA | El Nido Switch Center | LA_FRESA | LA FRESA | El Nido Switch Center
BRISTOL | ELLIS | Orange County Switch Ctr | ELLIS | ELLIS | Orange County Switch Ctr
BROADCOM P.T. | JOHANNA | Orange County Switch Ctr | JOHANNA | JOHANNA | Orange County Switch Ctr
BROADWAY | ALAMITOS | Lighthipe Switch Center | ALAMITOS | ALAMITOS | Lighthipe Switch Center
BROOKHURST | ELLIS | Orange County Switch Ctr | ELLIS | ELLIS | Orange County Switch Ctr
BROOKINGS P.T. | VISTA | Vista Switch Center | VISTA | VISTA | Vista Switch Center
BROWN P.T. | VICTOR | Lugo Switch Center | VICTOR | VICTOR | Lugo Switch Center
BROWNING | VESTAL | Rector Switch Center | VESTAL | VESTAL | Rector Switch Center
BRYAN | VILLA PARK | Orange County Switch Ctr | VILLA_PARK | VILLA PARK | Orange County Switch Ctr
BRYMAN | VICTOR | Lugo Switch Center | VICTOR | VICTOR | Lugo Switch Center
BUGGY_U.G.S. | LA FRESA | El Nido Switch Center | LA_FRESA | LA FRESA | El Nido Switch Center
BULLIS | LIGHTHIPE | Lighthipe Switch Center | LIGHTHIPE | LIGHTHIPE | Lighthipe Switch Center
BUNKER | VALLEY | Valley Switch Center | VALLEY | VALLEY | Valley Switch Center
BURNT_MILL | VISTA | Vista Switch Center | VISTA | VISTA | Vista Switch Center
BURRIS_PIT_(BURPIT) | VILLA PARK | Orange County Switch Ctr | VILLA_PARK | VILLA PARK | Orange County Switch Ctr
CABAZON | DEVERS | Devers Switch Center | DEVERS | DEVERS | Devers Switch Center
CABRILLO | JOHANNA | Orange County Switch Ctr | JOHANNA | JOHANNA | Orange County Switch Ctr
CADY | ELDORADO | Eldorado Switch Center | ELDORADO | ELDORADO | Eldorado Switch Center
CAIN_RANCH P.T. | INYO SCE | Control Switch Center | INYO_SCE | INYO SCE | Control Switch Center
CAJALCO | VALLEY | Valley Switch Center | VALLEY | VALLEY | Valley Switch Center
CALAMAR P.T. | VALLEY | Valley Switch Center | VALLEY | VALLEY | Valley Switch Center
CALCADIA P.T. | ELDORADO | Eldorado Switch Center | ELDORADO | ELDORADO | Eldorado Switch Center
CALCITY | KRAMER | Lugo Switch Center | KRAMER | KRAMER | Lugo Switch Center
CALDEN | LAGUNA BELL | Lighthipe Switch Center | LAGUNA_BELL | LAGUNA BELL | Lighthipe Switch Center
CALECTRIC | VISTA | Vista Switch Center | VISTA | VISTA | Vista Switch Center
CAMAR | SANTA CLARA | Ventura Switch Center | SANTA_CLARA | SANTA CLARA | Ventura Switch Center
CAMARILLO | SANTA CLARA | Ventura Switch Center | SANTA_CLARA | SANTA CLARA | Ventura Switch Center
CAMDEN | JOHANNA | Orange County Switch Ctr | JOHANNA | JOHANNA | Orange County Switch Ctr
CAMERON | HINSON | Lighthipe Switch Center | HINSON | HINSON | Lighthipe Switch Center
CAMINO | MWD SYSTEM | Devers Switch Center | MWD_SYSTEM | MWD SYSTEM | Devers Switch Center
CAMP 10 | BIG CREEK SYSTEM | Rector Switch Center | BIG_CREEK_SYSTEM | BIG CREEK SYSTEM | Rector Switch Center
CAMP_ANGELUS P.T. | VISTA | Vista Switch Center | VISTA | VISTA | Vista Switch Center
CAMP_BALDY P.T. | PADUA | Mira Loma Switch Center | PADUA | PADUA | Mira Loma Switch Center
CAMP_NELSON P.T. | SPRINGVILLE | Rector Switch Center | SPRINGVILLE | SPRINGVILLE | Rector Switch Center
CANADIAN | VISTA | Vista Switch Center | VISTA | VISTA | Vista Switch Center
CANINE P.T. | VALLEY | Valley Switch Center | VALLEY | VALLEY | Valley Switch Center
CANTIL | KRAMER | Lugo Switch Center | KRAMER | KRAMER | Lugo Switch Center
CANYON | VILLA PARK | Orange County Switch Ctr | VILLA_PARK | VILLA PARK | Orange County Switch Ctr
CANYON_LAKE | VALLEY | Valley Switch Center | VALLEY | VALLEY | Valley Switch Center
CAPANERO P.T. | VESTAL | Rector Switch Center | VESTAL | VESTAL | Rector Switch Center
CAPISTRANO_SDGE | PGAE SYSTEM | Vincent Switch Center | PGAE_SYSTEM | PGAE SYSTEM | Vincent Switch Center
CAPITAN | GOLETA | Ventura Switch Center | GOLETA | GOLETA | Ventura Switch Center
CAPTIVE | VESTAL | Rector Switch Center | VESTAL | VESTAL | Rector Switch Center
CAR_WASH P.T. | DEL AMO | Lighthipe Switch Center | DEL_AMO | DEL AMO | Lighthipe Switch Center
CARANCHO P.T. | VALLEY | Valley Switch Center | VALLEY | VALLEY | Valley Switch Center
CARDIFF | SAN BERNARDINO | Vista Switch Center | SAN_BERNARDINO | SAN BERNARDINO | Vista Switch Center
CARDINAL P.T. | VICTOR | Lugo Switch Center | VICTOR | VICTOR | Lugo Switch Center
CARMENITA | DEL AMO | Lighthipe Switch Center | DEL_AMO | DEL AMO | Lighthipe Switch Center
CARODEAN | DEVERS | Devers Switch Center | DEVERS | DEVERS | Devers Switch Center
CAROLINA | OLINDA | Orange County Switch Ctr | OLINDA | OLINDA | Orange County Switch Ctr
CARPINTERIA | GOLETA | Ventura Switch Center | GOLETA | GOLETA | Ventura Switch Center
CARSON | LIGHTHIPE | Lighthipe Switch Center | LIGHTHIPE | LIGHTHIPE | Lighthipe Switch Center
CARTVILLE P.T. | MOORPARK | Ventura Switch Center | MOORPARK | MOORPARK | Ventura Switch Center
CASA_DIABLO | INYO SCE | Control Switch Center | INYO_SCE | INYO SCE | Control Switch Center
CASCADE P.T. | VALLEY | Valley Switch Center | VALLEY | VALLEY | Valley Switch Center
CASITAS | SANTA CLARA | Ventura Switch Center | SANTA_CLARA | SANTA CLARA | Ventura Switch Center
CASPER P.T. | SANTA CLARA | Ventura Switch Center | SANTA_CLARA | SANTA CLARA | Ventura Switch Center
CASTLE P.T. | MOORPARK | Ventura Switch Center | MOORPARK | MOORPARK | Ventura Switch Center
CASTRO_PEAK | MOORPARK | Ventura Switch Center | MOORPARK | MOORPARK | Ventura Switch Center
CATHEDRAL_CITY | DEVERS | Devers Switch Center | DEVERS | DEVERS | Devers Switch Center
CAVALRY P.T. | KRAMER | Lugo Switch Center | KRAMER | KRAMER | Lugo Switch Center
CEDAR_PINES P.T. | VISTA | Vista Switch Center | VISTA | VISTA | Vista Switch Center
CEDARWOOD | BARRE | Orange County Switch Ctr | BARRE | BARRE | Orange County Switch Ctr
CENTER | CENTER | Lighthipe Switch Center | CENTER | CENTER | Lighthipe Switch Center
CHALET P.T. | VALLEY | Valley Switch Center | VALLEY | VALLEY | Valley Switch Center
CHALON P.T. | VALLEY | Valley Switch Center | VALLEY | VALLEY | Valley Switch Center
CHANNEL_ISLAND | SANTA CLARA | Ventura Switch Center | SANTA_CLARA | SANTA CLARA | Ventura Switch Center
CHASE | MIRA LOMA | Mira Loma Switch Center | MIRA_LOMA | MIRA LOMA | Mira Loma Switch Center
CHATHAM | RECTOR | Rector Switch Center | RECTOR | RECTOR | Rector Switch Center
CHATSWORTH | MOORPARK | Ventura Switch Center | MOORPARK | MOORPARK | Ventura Switch Center
CHERRY | HINSON | Lighthipe Switch Center | HINSON | HINSON | Lighthipe Switch Center
CHESTNUT | JOHANNA | Orange County Switch Ctr | JOHANNA | JOHANNA | Orange County Switch Ctr
CHEVY P.T. | GOULD | Mesa Switch Center | GOULD | GOULD | Mesa Switch Center
CHILLON P.T. | VISTA | Vista Switch Center | VISTA | VISTA | Vista Switch Center
CHINA_RANCH P.T. | VICTOR | Lugo Switch Center | VICTOR | VICTOR | Lugo Switch Center
CHINO | CHINO | Mira Loma Switch Center | CHINO | CHINO | Mira Loma Switch Center
CHINO_TRAINING P.T. | CHINO | Mira Loma Switch Center | CHINO | CHINO | Mira Loma Switch Center
CHIQUITA | VIEJO | Orange County Switch Ctr | VIEJO | VIEJO | Orange County Switch Ctr
CHOLLITA P.T. | DEVERS | Devers Switch Center | DEVERS | DEVERS | Devers Switch Center
CHOVY P.T. | MOORPARK | Ventura Switch Center | MOORPARK | MOORPARK | Ventura Switch Center
CIMA | ELDORADO | Eldorado Switch Center | ELDORADO | ELDORADO | Eldorado Switch Center
CITRUS | RIO HONDO | Mesa Switch Center | RIO_HONDO | RIO HONDO | Mesa Switch Center
CLARK | ALAMITOS | Lighthipe Switch Center | ALAMITOS | ALAMITOS | Lighthipe Switch Center
CLOG P.T. | LUGO | Lugo Switch Center | LUGO | LUGO | Lugo Switch Center
CLOUD P.T. | GOULD | Mesa Switch Center | GOULD | GOULD | Mesa Switch Center
COFFEE | DEVERS | Devers Switch Center | DEVERS | DEVERS | Devers Switch Center
COLD_SPRINGS P.T. | GOLETA | Ventura Switch Center | GOLETA | GOLETA | Ventura Switch Center
COLDBROOK P.T. | DEL AMO | Lighthipe Switch Center | DEL_AMO | DEL AMO | Lighthipe Switch Center
COLONIA | SANTA CLARA | Ventura Switch Center | SANTA_CLARA | SANTA CLARA | Ventura Switch Center
COLORADO | LA CIENEGA | El Nido Switch Center | LA_CIENEGA | LA CIENEGA | El Nido Switch Center
COLOSSUS | SAUGUS | Vincent Switch Center | SAUGUS | SAUGUS | Vincent Switch Center
COLTON | VISTA | Vista Switch Center | VISTA | VISTA | Vista Switch Center
COLUMBINE | VESTAL | Rector Switch Center | VESTAL | VESTAL | Rector Switch Center
COMMUNITY P.T. | GOULD | Mesa Switch Center | GOULD | GOULD | Mesa Switch Center
COMPRESS | LA FRESA | El Nido Switch Center | LA_FRESA | LA FRESA | El Nido Switch Center
COMPTON | LIGHTHIPE | Lighthipe Switch Center | LIGHTHIPE | LIGHTHIPE | Lighthipe Switch Center
CONCHO | DEVERS | Devers Switch Center | DEVERS | DEVERS | Devers Switch Center
CONVERSE_FLATS | VISTA | Vista Switch Center | VISTA | VISTA | Vista Switch Center
COPY P.T. | GOLETA | Ventura Switch Center | GOLETA | GOLETA | Ventura Switch Center
CORNUTA | DEL AMO | Lighthipe Switch Center | DEL_AMO | DEL AMO | Lighthipe Switch Center
CORONA | MIRA LOMA | Mira Loma Switch Center | MIRA_LOMA | MIRA LOMA | Mira Loma Switch Center
CORRECTION | ANTELOPE | Vincent Switch Center | ANTELOPE | ANTELOPE | Vincent Switch Center
CORRIGAN P.T. | MOORPARK | Ventura Switch Center | MOORPARK | MOORPARK | Ventura Switch Center
CORTEZ | WALNUT | Mira Loma Switch Center | WALNUT | WALNUT | Mira Loma Switch Center
CORUM | ANTELOPE | Vincent Switch Center | ANTELOPE | ANTELOPE | Vincent Switch Center
COSO | KRAMER | Lugo Switch Center | KRAMER | KRAMER | Lugo Switch Center
COSTA_MESA | ELLIS | Orange County Switch Ctr | ELLIS | ELLIS | Orange County Switch Ctr
COTTAGE_GROVE | VISTA | Vista Switch Center | VISTA | VISTA | Vista Switch Center
COTTONWOOD | VICTOR | Lugo Switch Center | VICTOR | VICTOR | Lugo Switch Center
COULTER P.T. | VISTA | Vista Switch Center | VISTA | VISTA | Vista Switch Center
COUNTS P.T. | SPRINGVILLE | Rector Switch Center | SPRINGVILLE | SPRINGVILLE | Rector Switch Center
COURT_HOUSE P.T. | GOLETA | Ventura Switch Center | GOLETA | GOLETA | Ventura Switch Center
COVE | DEVERS | Devers Switch Center | DEVERS | DEVERS | Devers Switch Center
COVINA | WALNUT | Mira Loma Switch Center | WALNUT | WALNUT | Mira Loma Switch Center
CRATER | MOORPARK | Ventura Switch Center | MOORPARK | MOORPARK | Ventura Switch Center
CRAWFORD P.T. | INYO SCE | Control Switch Center | INYO_SCE | INYO SCE | Control Switch Center
CREST | LA FRESA | El Nido Switch Center | LA_FRESA | LA FRESA | El Nido Switch Center
CRESTWIND_U.G.S. | LA FRESA | El Nido Switch Center | LA_FRESA | LA FRESA | El Nido Switch Center
CROWN | SANTIAGO | Orange County Switch Ctr | SANTIAGO | SANTIAGO | Orange County Switch Ctr
CRUMP P.T. | VISTA | Vista Switch Center | VISTA | VISTA | Vista Switch Center
CUCAMONGA | PADUA | Mira Loma Switch Center | PADUA | PADUA | Mira Loma Switch Center
CUDAHY | LAGUNA BELL | Lighthipe Switch Center | LAGUNA_BELL | LAGUNA BELL | Lighthipe Switch Center
CULVER | LA CIENEGA | El Nido Switch Center | LA_CIENEGA | LA CIENEGA | El Nido Switch Center
CUMMINGS | ANTELOPE | Vincent Switch Center | ANTELOPE | ANTELOPE | Vincent Switch Center
CYPRESS | DEL AMO | Lighthipe Switch Center | DEL_AMO | DEL AMO | Lighthipe Switch Center
DAELEY P.T. | CENTER | Lighthipe Switch Center | CENTER | CENTER | Lighthipe Switch Center
DAGGETT | ELDORADO | Eldorado Switch Center | ELDORADO | ELDORADO | Eldorado Switch Center
DAISY | HINSON | Lighthipe Switch Center | HINSON | HINSON | Lighthipe Switch Center
DALBA P.T. | VISTA | Vista Switch Center | VISTA | VISTA | Vista Switch Center
DALTON | RIO HONDO | Mesa Switch Center | RIO_HONDO | RIO HONDO | Mesa Switch Center
DATABANK | MIRA LOMA | Mira Loma Switch Center | MIRA_LOMA | MIRA LOMA | Mira Loma Switch Center
DAVIDSON_CITY | HINSON | Lighthipe Switch Center | HINSON | HINSON | Lighthipe Switch Center
DECKER P.T. | MOORPARK | Ventura Switch Center | MOORPARK | MOORPARK | Ventura Switch Center
DECLEZ | ETIWANDA | Vista Switch Center | ETIWANDA | ETIWANDA | Vista Switch Center
DEEP_SPRINGS | INYO SCE | Control Switch Center | INYO_SCE | INYO SCE | Control Switch Center
DEFRAIN | BLYTHE WALC | Devers Switch Center | BLYTHE_WALC | BLYTHE WALC | Devers Switch Center
DEIGAARD P.T. | GOLETA | Ventura Switch Center | GOLETA | GOLETA | Ventura Switch Center
DEL_ROSA | SAN BERNARDINO | Vista Switch Center | SAN_BERNARDINO | SAN BERNARDINO | Vista Switch Center
DEL_SUR | ANTELOPE | Vincent Switch Center | ANTELOPE | ANTELOPE | Vincent Switch Center
DELANO | VESTAL | Rector Switch Center | VESTAL | VESTAL | Rector Switch Center
DELUZ P.T. | VALLEY | Valley Switch Center | VALLEY | VALLEY | Valley Switch Center
DESAL | GOLETA | Ventura Switch Center | GOLETA | GOLETA | Ventura Switch Center
DESERT_OUTPOST | DEVERS | Devers Switch Center | DEVERS | DEVERS | Devers Switch Center
DEVERS | DEVERS | Devers Switch Center | DEVERS | DEVERS | Devers Switch Center
DEWEY P.T. | SANTIAGO | Orange County Switch Ctr | SANTIAGO | SANTIAGO | Orange County Switch Ctr
DIAMOND_BAR | CHINO | Mira Loma Switch Center | CHINO | CHINO | Mira Loma Switch Center
DIKE | HINSON | Lighthipe Switch Center | HINSON | HINSON | Lighthipe Switch Center
DINKEY_CREEK P.T. | BIG CREEK SYSTEM | Rector Switch Center | BIG_CREEK_SYSTEM | BIG CREEK SYSTEM | Rector Switch Center
DITMAR | LA FRESA | El Nido Switch Center | LA_FRESA | LA FRESA | El Nido Switch Center
DIVISADERO | RECTOR | Rector Switch Center | RECTOR | RECTOR | Rector Switch Center
DOCK | HINSON | Lighthipe Switch Center | HINSON | HINSON | Lighthipe Switch Center
DOHENY | LA CIENEGA | El Nido Switch Center | LA_CIENEGA | LA CIENEGA | El Nido Switch Center
DOLORES P.T. | GOULD | Mesa Switch Center | GOULD | GOULD | Mesa Switch Center
DOMELAND P.T. | KRAMER | Lugo Switch Center | KRAMER | KRAMER | Lugo Switch Center
DOS LAGOS_P.M. | MIRA LOMA | Mira Loma Switch Center | MIRA_LOMA | MIRA LOMA | Mira Loma Switch Center
DOWNEY | CENTER | Lighthipe Switch Center | CENTER | CENTER | Lighthipe Switch Center
DOWNS | KRAMER | Lugo Switch Center | KRAMER | KRAMER | Lugo Switch Center
DRINKWATER P.T. | LDWP SYSTEM | Control Switch Center | LDWP_SYSTEM | LDWP SYSTEM | Control Switch Center
DRYDEN P.T. | VALLEY | Valley Switch Center | VALLEY | VALLEY | Valley Switch Center
DUARTE | RIO HONDO | Mesa Switch Center | RIO_HONDO | RIO HONDO | Mesa Switch Center
DUHON P.T. | LA FRESA | El Nido Switch Center | LA_FRESA | LA FRESA | El Nido Switch Center
DUNES | BLYTHE WALC | Devers Switch Center | BLYTHE_WALC | BLYTHE WALC | Devers Switch Center
DUNN_SIDING | ELDORADO | Eldorado Switch Center | ELDORADO | ELDORADO | Eldorado Switch Center
DWP_POWER_PLANT_1 | LDWP SYSTEM | Control Switch Center | LDWP_SYSTEM | LDWP SYSTEM | Control Switch Center
DYSART P.T. | DEVERS | Devers Switch Center | DEVERS | DEVERS | Devers Switch Center
EAGLE_MOUNTAIN | EAGLE MOUNTAIN | Devers Switch Center | EAGLE_MOUNTAIN | EAGLE MOUNTAIN | Devers Switch Center
EARLIMART | VESTAL | Rector Switch Center | VESTAL | VESTAL | Rector Switch Center
EAST_BARSTOW | KRAMER | Lugo Switch Center | KRAMER | KRAMER | Lugo Switch Center
EATON | MESA | Mesa Switch Center | MESA | MESA | Mesa Switch Center
EDGEMONT | VALLEY | Valley Switch Center | VALLEY | VALLEY | Valley Switch Center
EDGEWATE | SANTIAGO | Orange County Switch Ctr | SANTIAGO | SANTIAGO | Orange County Switch Ctr
EDINGER | JOHANNA | Orange County Switch Ctr | JOHANNA | JOHANNA | Orange County Switch Ctr
EDWARDS | KRAMER | Lugo Switch Center | KRAMER | KRAMER | Lugo Switch Center
EISENHOWER | DEVERS | Devers Switch Center | DEVERS | DEVERS | Devers Switch Center
EL_CASCO | SAN BERNARDINO | Vista Switch Center | SAN_BERNARDINO | SAN BERNARDINO | Vista Switch Center
EL_NIDO | EL NIDO | El Nido Switch Center | EL_NIDO | EL NIDO | El Nido Switch Center
EL_PORTO | EL NIDO | El Nido Switch Center | EL_NIDO | EL NIDO | El Nido Switch Center
EL_SOBRANTE | MIRA LOMA | Mira Loma Switch Center | MIRA_LOMA | MIRA LOMA | Mira Loma Switch Center
EL_SOBRANTE P.T. | MIRA LOMA | Mira Loma Switch Center | MIRA_LOMA | MIRA LOMA | Mira Loma Switch Center
ELAINE P.T. | SANTA CLARA | Ventura Switch Center | SANTA_CLARA | SANTA CLARA | Ventura Switch Center
ELEMENTARY P.T. | MESA | Mesa Switch Center | MESA | MESA | Mesa Switch Center
ELIZABETH_LAKE | SAUGUS | Vincent Switch Center | SAUGUS | SAUGUS | Vincent Switch Center
ELLIS | ELLIS | Orange County Switch Ctr | ELLIS | ELLIS | Orange County Switch Ctr
ELSINORE | VALLEY | Valley Switch Center | VALLEY | VALLEY | Valley Switch Center
ELY | BARRE | Orange County Switch Ctr | BARRE | BARRE | Orange County Switch Ctr
EMIGRANT P.T. | LDWP SYSTEM | Control Switch Center | LDWP_SYSTEM | LDWP SYSTEM | Control Switch Center
ENCINAS P.T. | GOULD | Mesa Switch Center | GOULD | GOULD | Mesa Switch Center
ERIC | DEL AMO | Lighthipe Switch Center | DEL_AMO | DEL AMO | Lighthipe Switch Center
ESCALA P.T. | VALLEY | Valley Switch Center | VALLEY | VALLEY | Valley Switch Center
ESCONDIDO P.T. | SAUGUS | Vincent Switch Center | SAUGUS | SAUGUS | Vincent Switch Center
ESTERBROOK P.T. | ELLIS | Orange County Switch Ctr | ELLIS | ELLIS | Orange County Switch Ctr
ESTERO | SANTA CLARA | Ventura Switch Center | SANTA_CLARA | SANTA CLARA | Ventura Switch Center
ESTRELLA | SANTIAGO | Orange County Switch Ctr | SANTIAGO | SANTIAGO | Orange County Switch Ctr
ETIWANDA | ETIWANDA | Vista Switch Center | ETIWANDA | ETIWANDA | Vista Switch Center
ETTALEE P.T. | NEVADA POWER | Eldorado Switch Center | NEVADA_POWER | NEVADA POWER | Eldorado Switch Center
EUCLID | PADUA | Mira Loma Switch Center | PADUA | PADUA | Mira Loma Switch Center
EXETER | RECTOR | Rector Switch Center | RECTOR | RECTOR | Rector Switch Center
FAIR_OAKS | GOULD | Mesa Switch Center | GOULD | GOULD | Mesa Switch Center
FAIRFAX | EAGLE ROCK | Mesa Switch Center | EAGLE_ROCK | EAGLE ROCK | Mesa Switch Center
FAIRVIEW | JOHANNA | Orange County Switch Ctr | JOHANNA | JOHANNA | Orange County Switch Ctr
FALLS P.T. | INYO SCE | Control Switch Center | INYO_SCE | INYO SCE | Control Switch Center
FARRELL | DEVERS | Devers Switch Center | DEVERS | DEVERS | Devers Switch Center
FELTON | EL NIDO | El Nido Switch Center | EL_NIDO | EL NIDO | El Nido Switch Center
FERNWOOD | LIGHTHIPE | Lighthipe Switch Center | LIGHTHIPE | LIGHTHIPE | Lighthipe Switch Center
FILLMORE | SAUGUS | Vincent Switch Center | SAUGUS | SAUGUS | Vincent Switch Center
FIREHOUSE | CHINO | Mira Loma Switch Center | CHINO | CHINO | Mira Loma Switch Center
FLAGSTONE P.T. | DEL AMO | Lighthipe Switch Center | DEL_AMO | DEL AMO | Lighthipe Switch Center
FLANCO | ETIWANDA | Vista Switch Center | ETIWANDA | ETIWANDA | Vista Switch Center
FLORADAY | CENTER | Lighthipe Switch Center | CENTER | CENTER | Lighthipe Switch Center
FOGARTY | DEVERS | Devers Switch Center | DEVERS | DEVERS | Devers Switch Center
FOREST_HOME | VISTA | Vista Switch Center | VISTA | VISTA | Vista Switch Center
FORGE | ETIWANDA | Vista Switch Center | ETIWANDA | ETIWANDA | Vista Switch Center
FORT_IRWIN | ELDORADO | Eldorado Switch Center | ELDORADO | ELDORADO | Eldorado Switch Center
FORTY_EIGHT_ST. P.T. | LA CIENEGA | El Nido Switch Center | LA_CIENEGA | LA CIENEGA | El Nido Switch Center
FOUNDERS P.T. | MESA | Mesa Switch Center | MESA | MESA | Mesa Switch Center
FRANCIS | CHINO | Mira Loma Switch Center | CHINO | CHINO | Mira Loma Switch Center
FRAZIER_PARK | BAILEY | Vincent Switch Center | BAILEY | BAILEY | Vincent Switch Center
FREMONT | LIGHTHIPE | Lighthipe Switch Center | LIGHTHIPE | LIGHTHIPE | Lighthipe Switch Center
FRIENDLY_HILLS | OLINDA | Orange County Switch Ctr | OLINDA | OLINDA | Orange County Switch Ctr
FRUITLAND | LAGUNA BELL | Lighthipe Switch Center | LAGUNA_BELL | LAGUNA BELL | Lighthipe Switch Center
FULLERTON | BARRE | Orange County Switch Ctr | BARRE | BARRE | Orange County Switch Ctr
GABRIELINO P.T. | MESA | Mesa Switch Center | MESA | MESA | Mesa Switch Center
GAFFEY P.T. | LA FRESA | El Nido Switch Center | LA_FRESA | LA FRESA | El Nido Switch Center
GAGE | LAGUNA BELL | Lighthipe Switch Center | LAGUNA_BELL | LAGUNA BELL | Lighthipe Switch Center
GALE | ELDORADO | Eldorado Switch Center | ELDORADO | ELDORADO | Eldorado Switch Center
GALILEO P.T. | KRAMER | Lugo Switch Center | KRAMER | KRAMER | Lugo Switch Center
GALLATIN | CENTER | Lighthipe Switch Center | CENTER | CENTER | Lighthipe Switch Center
GANESHA | CHINO | Mira Loma Switch Center | CHINO | CHINO | Mira Loma Switch Center
GARFIELD | MESA | Mesa Switch Center | MESA | MESA | Mesa Switch Center
GARNET | DEVERS | Devers Switch Center | DEVERS | DEVERS | Devers Switch Center
GARVEY | MESA | Mesa Switch Center | MESA | MESA | Mesa Switch Center
GAVILAN | VALLEY | Valley Switch Center | VALLEY | VALLEY | Valley Switch Center
GAVIOTA | GOLETA | Ventura Switch Center | GOLETA | GOLETA | Ventura Switch Center
GENAMIC | ETIWANDA | Vista Switch Center | ETIWANDA | ETIWANDA | Vista Switch Center
GEORGE_A.F.B. | VICTOR | Lugo Switch Center | VICTOR | VICTOR | Lugo Switch Center
GILBERT | BARRE | Orange County Switch Ctr | BARRE | BARRE | Orange County Switch Ctr
GISLER | ELLIS | Orange County Switch Ctr | ELLIS | ELLIS | Orange County Switch Ctr
GLEN_AVON | VISTA | Vista Switch Center | VISTA | VISTA | Vista Switch Center
GLEN_IVY | VALLEY | Valley Switch Center | VALLEY | VALLEY | Valley Switch Center
GLENNVILLE | VESTAL | Rector Switch Center | VESTAL | VESTAL | Rector Switch Center
GOLDHILL | VICTOR | Lugo Switch Center | VICTOR | VICTOR | Lugo Switch Center
GOLDSTONE | KRAMER | Lugo Switch Center | KRAMER | KRAMER | Lugo Switch Center
GOLDTOWN | ANTELOPE | Vincent Switch Center | ANTELOPE | ANTELOPE | Vincent Switch Center
GOLETA | GOLETA | Ventura Switch Center | GOLETA | GOLETA | Ventura Switch Center
GONZALES | SANTA CLARA | Ventura Switch Center | SANTA_CLARA | SANTA CLARA | Ventura Switch Center
GORMAN | BAILEY | Vincent Switch Center | BAILEY | BAILEY | Vincent Switch Center
GOSHEN | RECTOR | Rector Switch Center | RECTOR | RECTOR | Rector Switch Center
GOULD | GOULD | Mesa Switch Center | GOULD | GOULD | Mesa Switch Center
GRAHAM | LAGUNA BELL | Lighthipe Switch Center | LAGUNA_BELL | LAGUNA BELL | Lighthipe Switch Center
GRANADA | EAGLE ROCK | Mesa Switch Center | EAGLE_ROCK | EAGLE ROCK | Mesa Switch Center
GRANGEVILLE | RECTOR | Rector Switch Center | RECTOR | RECTOR | Rector Switch Center
GRAPEVINE P.T. | NEVADA POWER | Eldorado Switch Center | NEVADA_POWER | NEVADA POWER | Eldorado Switch Center
GRAPEVINE_PEAK P.T. | PGAE SYSTEM | Vincent Switch Center | PGAE_SYSTEM | PGAE SYSTEM | Vincent Switch Center
GREAT_LAKES | ANTELOPE | Vincent Switch Center | ANTELOPE | ANTELOPE | Vincent Switch Center
GREEN_BEAR P.T. | VISTA | Vista Switch Center | VISTA | VISTA | Vista Switch Center
GREEN_VALLEY P.T. | ANTELOPE | Vincent Switch Center | ANTELOPE | ANTELOPE | Vincent Switch Center
GREENHORN | VESTAL | Rector Switch Center | VESTAL | VESTAL | Rector Switch Center
GREENING | DEL AMO | Lighthipe Switch Center | DEL_AMO | DEL AMO | Lighthipe Switch Center
GRIMSHAW P.T. | PGAE SYSTEM | Vincent Switch Center | PGAE_SYSTEM | PGAE SYSTEM | Vincent Switch Center
GRISWOLD | SAUGUS | Vincent Switch Center | SAUGUS | SAUGUS | Vincent Switch Center
GROVEDALE P.T. | OLINDA | Orange County Switch Ctr | OLINDA | OLINDA | Orange County Switch Ctr
GUNSITE P.T. | DEVERS | Devers Switch Center | DEVERS | DEVERS | Devers Switch Center
HAIWEE | MWD SYSTEM | Devers Switch Center | MWD_SYSTEM | MWD SYSTEM | Devers Switch Center
HAMILTON | ELLIS | Orange County Switch Ctr | ELLIS | ELLIS | Orange County Switch Ctr
HANFORD | RECTOR | Rector Switch Center | RECTOR | RECTOR | Rector Switch Center
HANJIN | HINSON | Lighthipe Switch Center | HINSON | HINSON | Lighthipe Switch Center
HARDING | LAGUNA BELL | Lighthipe Switch Center | LAGUNA_BELL | LAGUNA BELL | Lighthipe Switch Center
HARPER_LAKE | KRAMER | Lugo Switch Center | KRAMER | KRAMER | Lugo Switch Center
HARVARD | ELDORADO | Eldorado Switch Center | ELDORADO | ELDORADO | Eldorado Switch Center
HASKELL | SAUGUS | Vincent Switch Center | SAUGUS | SAUGUS | Vincent Switch Center
HATHAWAY | ALAMITOS | Lighthipe Switch Center | ALAMITOS | ALAMITOS | Lighthipe Switch Center
HAVASU | PARKER | Devers Switch Center | PARKER | PARKER | Devers Switch Center
HAVEDA | LA FRESA | El Nido Switch Center | LA_FRESA | LA FRESA | El Nido Switch Center
HAVILAH | RECTOR | Rector Switch Center | RECTOR | RECTOR | Rector Switch Center
HEADLEY P.T. | LIGHTHIPE | Lighthipe Switch Center | LIGHTHIPE | LIGHTHIPE | Lighthipe Switch Center
HEARTWELL P.T. | DEL AMO | Lighthipe Switch Center | DEL_AMO | DEL AMO | Lighthipe Switch Center
HEDDA | DEL AMO | Lighthipe Switch Center | DEL_AMO | DEL AMO | Lighthipe Switch Center
HELENDALE | VICTOR | Lugo Switch Center | VICTOR | VICTOR | Lugo Switch Center
HELIJET | ANTELOPE | Vincent Switch Center | ANTELOPE | ANTELOPE | Vincent Switch Center
HEMET | VALLEY | Valley Switch Center | VALLEY | VALLEY | Valley Switch Center
HESPERIA | VICTOR | Lugo Switch Center | VICTOR | VICTOR | Lugo Switch Center
HESSION P.T. | INYO SCE | Control Switch Center | INYO_SCE | INYO SCE | Control Switch Center
HI_DESERT | DEVERS | Devers Switch Center | DEVERS | DEVERS | Devers Switch Center
HIGH P.T. | ELDORADO | Eldorado Switch Center | ELDORADO | ELDORADO | Eldorado Switch Center
HIGH_SCHOOL P.T. | VISTA | Vista Switch Center | VISTA | VISTA | Vista Switch Center
HIGHLAND | SAN BERNARDINO | Vista Switch Center | SAN_BERNARDINO | SAN BERNARDINO | Vista Switch Center
HINKLEY | ELDORADO | Eldorado Switch Center | ELDORADO | ELDORADO | Eldorado Switch Center
HOLGATE | KRAMER | Lugo Switch Center | KRAMER | KRAMER | Lugo Switch Center
HOLIDAY | DEVERS | Devers Switch Center | DEVERS | DEVERS | Devers Switch Center
HOMART | VISTA | Vista Switch Center | VISTA | VISTA | Vista Switch Center
HOMEWOOD P.T. | KRAMER | Lugo Switch Center | KRAMER | KRAMER | Lugo Switch Center
HOOK_CREEK P.T. | VISTA | Vista Switch Center | VISTA | VISTA | Vista Switch Center
HOSSACK P.T. | SPRINGVILLE | Rector Switch Center | SPRINGVILLE | SPRINGVILLE | Rector Switch Center
HOT_WATER P.T. | NEVADA POWER | Eldorado Switch Center | NEVADA_POWER | NEVADA POWER | Eldorado Switch Center
HOWARD | LA FRESA | El Nido Switch Center | LA_FRESA | LA FRESA | El Nido Switch Center
HOYT | MESA | Mesa Switch Center | MESA | MESA | Mesa Switch Center
HUEY P.T. | SANTIAGO | Orange County Switch Ctr | SANTIAGO | SANTIAGO | Orange County Switch Ctr
HUNTINGTON_PARK | LAGUNA BELL | Lighthipe Switch Center | LAGUNA_BELL | LAGUNA BELL | Lighthipe Switch Center
HUSTON | VISTA | Vista Switch Center | VISTA | VISTA | Vista Switch Center
HUTT P.T. | ELDORADO | Eldorado Switch Center | ELDORADO | ELDORADO | Eldorado Switch Center
ICE_HOUSE P.T. | PADUA | Mira Loma Switch Center | PADUA | PADUA | Mira Loma Switch Center
IDYLLBROOK P.T. | VALLEY | Valley Switch Center | VALLEY | VALLEY | Valley Switch Center
IDYLLWILD | VALLEY | Valley Switch Center | VALLEY | VALLEY | Valley Switch Center
IMPERIAL | CENTER | Lighthipe Switch Center | CENTER | CENTER | Lighthipe Switch Center
INDIAN_WELLS | DEVERS | Devers Switch Center | DEVERS | DEVERS | Devers Switch Center
INDUSTRY | WALNUT | Mira Loma Switch Center | WALNUT | WALNUT | Mira Loma Switch Center
INGLEWOOD | EL NIDO | El Nido Switch Center | EL_NIDO | EL NIDO | El Nido Switch Center
INYOKERN | KRAMER | Lugo Switch Center | KRAMER | KRAMER | Lugo Switch Center
INYOKERN_TOWN | KRAMER | Lugo Switch Center | KRAMER | KRAMER | Lugo Switch Center
IRON_MT. SCE | MWD SYSTEM | Devers Switch Center | MWD_SYSTEM | MWD SYSTEM | Devers Switch Center
IRVINE | SANTIAGO | Orange County Switch Ctr | SANTIAGO | SANTIAGO | Orange County Switch Ctr
IRVINE_PARK P.T. | VILLA PARK | Orange County Switch Ctr | VILLA_PARK | VILLA PARK | Orange County Switch Ctr
ISABELLA | RECTOR | Rector Switch Center | RECTOR | RECTOR | Rector Switch Center
ISLA_VISTA | GOLETA | Ventura Switch Center | GOLETA | GOLETA | Ventura Switch Center
IVAR | MESA | Mesa Switch Center | MESA | MESA | Mesa Switch Center
IVYGLEN | VALLEY | Valley Switch Center | VALLEY | VALLEY | Valley Switch Center
JAPANESE_MESA | SDGE SYSTEM | Valley Switch Center | SDGE_SYSTEM | SDGE SYSTEM | Valley Switch Center
JAY P.T. | LIGHTHIPE | Lighthipe Switch Center | LIGHTHIPE | LIGHTHIPE | Lighthipe Switch Center
JEFFERSON | MIRA LOMA | Mira Loma Switch Center | MIRA_LOMA | MIRA LOMA | Mira Loma Switch Center
JERSEY | LIGHTHIPE | Lighthipe Switch Center | LIGHTHIPE | LIGHTHIPE | Lighthipe Switch Center
JESSIE P.T. | KRAMER | Lugo Switch Center | KRAMER | KRAMER | Lugo Switch Center
JOB P.T. | VISTA | Vista Switch Center | VISTA | VISTA | Vista Switch Center
JOBURG P.T. | KRAMER | Lugo Switch Center | KRAMER | KRAMER | Lugo Switch Center
JOCLYN P.T. | BARRE | Orange County Switch Ctr | BARRE | BARRE | Orange County Switch Ctr
JOHANNA | JOHANNA | Orange County Switch Ctr | JOHANNA | JOHANNA | Orange County Switch Ctr
JOHNSONDALE P.T. | VESTAL | Rector Switch Center | VESTAL | VESTAL | Rector Switch Center
JOSHUA_TREE | DEVERS | Devers Switch Center | DEVERS | DEVERS | Devers Switch Center
JUMPER P.T. | VALLEY | Valley Switch Center | VALLEY | VALLEY | Valley Switch Center
JUNCTION | SDGE SYSTEM | Valley Switch Center | SDGE_SYSTEM | SDGE SYSTEM | Valley Switch Center
JUNE_LAKE | INYO SCE | Control Switch Center | INYO_SCE | INYO SCE | Control Switch Center
KAGLE_CANYON P.T. | SAUGUS | Vincent Switch Center | SAUGUS | SAUGUS | Vincent Switch Center
KEARNEY P.T. | LA CIENEGA | El Nido Switch Center | LA_CIENEGA | LA CIENEGA | El Nido Switch Center
KEELER P.T. | INYO SCE | Control Switch Center | INYO_SCE | INYO SCE | Control Switch Center
KEMPSTER | VISTA | Vista Switch Center | VISTA | VISTA | Vista Switch Center
KERN_RIVER_1 | RECTOR | Rector Switch Center | RECTOR | RECTOR | Rector Switch Center
KERNVILLE | VESTAL | Rector Switch Center | VESTAL | VESTAL | Rector Switch Center
KIMBALL | CHINO | Mira Loma Switch Center | CHINO | CHINO | Mira Loma Switch Center
KIMBERLY P.T. | SAN BERNARDINO | Vista Switch Center | SAN_BERNARDINO | SAN BERNARDINO | Vista Switch Center
KINGSBURG_(PGAE) | PGAE SYSTEM | Vincent Switch Center | PGAE_SYSTEM | PGAE SYSTEM | Vincent Switch Center
KLEMM P.T. | LAGUNA BELL | Lighthipe Switch Center | LAGUNA_BELL | LAGUNA BELL | Lighthipe Switch Center
KLISS P.T. | DEL AMO | Lighthipe Switch Center | DEL_AMO | DEL AMO | Lighthipe Switch Center
KNEELAND P.T. | DEL AMO | Lighthipe Switch Center | DEL_AMO | DEL AMO | Lighthipe Switch Center
KOEFLER P.T. | KRAMER | Lugo Switch Center | KRAMER | KRAMER | Lugo Switch Center
KOKANEE | BIG CREEK SYSTEM | Rector Switch Center | BIG_CREEK_SYSTEM | BIG CREEK SYSTEM | Rector Switch Center
KRAMER | KRAMER | Lugo Switch Center | KRAMER | KRAMER | Lugo Switch Center
KUFFEL P.T. | VISTA | Vista Switch Center | VISTA | VISTA | Vista Switch Center
LA_CANADA | GOULD | Mesa Switch Center | GOULD | GOULD | Mesa Switch Center
LA_COLINA | VISTA | Vista Switch Center | VISTA | VISTA | Vista Switch Center
LA_CRESCENTA P.T. | GOULD | Mesa Switch Center | GOULD | GOULD | Mesa Switch Center
LA_CUARTA P.T. | OLINDA | Orange County Switch Ctr | OLINDA | OLINDA | Orange County Switch Ctr
LA_CUMBRE P.T. | GOLETA | Ventura Switch Center | GOLETA | GOLETA | Ventura Switch Center
LA_FRESA | LA FRESA | El Nido Switch Center | LA_FRESA | LA FRESA | El Nido Switch Center
LA_HABRA | OLINDA | Orange County Switch Ctr | OLINDA | OLINDA | Orange County Switch Ctr
LA_MIRADA | DEL AMO | Lighthipe Switch Center | DEL_AMO | DEL AMO | Lighthipe Switch Center
LA_PALMA | BARRE | Orange County Switch Ctr | BARRE | BARRE | Orange County Switch Ctr
LA_VETA | VILLA PARK | Orange County Switch Ctr | VILLA_PARK | VILLA PARK | Orange County Switch Ctr
LACRESTA P.T. | VALLEY | Valley Switch Center | VALLEY | VALLEY | Valley Switch Center
LAFAYETTE | ELLIS | Orange County Switch Ctr | ELLIS | ELLIS | Orange County Switch Ctr
LAGUNA_BELL | LAGUNA BELL | Lighthipe Switch Center | LAGUNA_BELL | LAGUNA BELL | Lighthipe Switch Center
LAKESIDE P.T. | MOORPARK | Ventura Switch Center | MOORPARK | MOORPARK | Ventura Switch Center
LAKEWOOD | DEL AMO | Lighthipe Switch Center | DEL_AMO | DEL AMO | Lighthipe Switch Center
LAMPSON | BARRE | Orange County Switch Ctr | BARRE | BARRE | Orange County Switch Ctr
LANCASTER | ANTELOPE | Vincent Switch Center | ANTELOPE | ANTELOPE | Vincent Switch Center
LANDING | PARKER | Devers Switch Center | PARKER | PARKER | Devers Switch Center
LANGFORD P.T. | ELDORADO | Eldorado Switch Center | ELDORADO | ELDORADO | Eldorado Switch Center
LARDER | HINSON | Lighthipe Switch Center | HINSON | HINSON | Lighthipe Switch Center
LARK_ELLEN | RIO HONDO | Mesa Switch Center | RIO_HONDO | RIO HONDO | Mesa Switch Center
LATHROP_WELLS P.T. | NEVADA POWER | Eldorado Switch Center | NEVADA_POWER | NEVADA POWER | Eldorado Switch Center
LATIGO | MOORPARK | Ventura Switch Center | MOORPARK | MOORPARK | Ventura Switch Center
LAUREL | RECTOR | Rector Switch Center | RECTOR | RECTOR | Rector Switch Center
LAWNDALE | EL NIDO | El Nido Switch Center | EL_NIDO | EL NIDO | El Nido Switch Center
LAYFAIR | PADUA | Mira Loma Switch Center | PADUA | PADUA | Mira Loma Switch Center
LEE_VINING | INYO SCE | Control Switch Center | INYO_SCE | INYO SCE | Control Switch Center
LEMON_COVE | RECTOR | Rector Switch Center | RECTOR | RECTOR | Rector Switch Center
LENNOX | EL NIDO | El Nido Switch Center | EL_NIDO | EL NIDO | El Nido Switch Center
LEVY | SANTA CLARA | Ventura Switch Center | SANTA_CLARA | SANTA CLARA | Ventura Switch Center
LIBERTY | RECTOR | Rector Switch Center | RECTOR | RECTOR | Rector Switch Center
LIGHTHIPE | LIGHTHIPE | Lighthipe Switch Center | LIGHTHIPE | LIGHTHIPE | Lighthipe Switch Center
LIMESTONE | VIEJO | Orange County Switch Ctr | VIEJO | VIEJO | Orange County Switch Ctr
LINDEN | LIGHTHIPE | Lighthipe Switch Center | LIGHTHIPE | LIGHTHIPE | Lighthipe Switch Center
LINDSAY | SPRINGVILLE | Rector Switch Center | SPRINGVILLE | SPRINGVILLE | Rector Switch Center
LINE_CREEK | BIG CREEK SYSTEM | Rector Switch Center | BIG_CREEK_SYSTEM | BIG CREEK SYSTEM | Rector Switch Center
LITTLE P.T. | LIGHTHIPE | Lighthipe Switch Center | LIGHTHIPE | LIGHTHIPE | Lighthipe Switch Center
LITTLE_ROCK | ANTELOPE | Vincent Switch Center | ANTELOPE | ANTELOPE | Vincent Switch Center
LITTLE_TUJUNGA P.T. | SAUGUS | Vincent Switch Center | SAUGUS | SAUGUS | Vincent Switch Center
LIVE_OAK | PADUA | Mira Loma Switch Center | PADUA | PADUA | Mira Loma Switch Center
LIZARD P.T. | DEVERS | Devers Switch Center | DEVERS | DEVERS | Devers Switch Center
LOBSTER P.T. | LA FRESA | El Nido Switch Center | LA_FRESA | LA FRESA | El Nido Switch Center
LOCKHEED | SAUGUS | Vincent Switch Center | SAUGUS | SAUGUS | Vincent Switch Center
LOCUST | HINSON | Lighthipe Switch Center | HINSON | HINSON | Lighthipe Switch Center
LOMA_VISTA P.T. | SANTA CLARA | Ventura Switch Center | SANTA_CLARA | SANTA CLARA | Ventura Switch Center
LONG P.T. | DEL AMO | Lighthipe Switch Center | DEL_AMO | DEL AMO | Lighthipe Switch Center
LONGDON | LIGHTHIPE | Lighthipe Switch Center | LIGHTHIPE | LIGHTHIPE | Lighthipe Switch Center
LORAINE | ANTELOPE | Vincent Switch Center | ANTELOPE | ANTELOPE | Vincent Switch Center
LOS_CERRITOS | HINSON | Lighthipe Switch Center | HINSON | HINSON | Lighthipe Switch Center
LOUIE P.T. | ELLIS | Orange County Switch Ctr | ELLIS | ELLIS | Orange County Switch Ctr
LUCAS | DEL AMO | Lighthipe Switch Center | DEL_AMO | DEL AMO | Lighthipe Switch Center
LUCERNE | VICTOR | Lugo Switch Center | VICTOR | VICTOR | Lugo Switch Center
LUNADA | LA FRESA | El Nido Switch Center | LA_FRESA | LA FRESA | El Nido Switch Center
LUNAR | BIG CREEK SYSTEM | Rector Switch Center | BIG_CREEK_SYSTEM | BIG CREEK SYSTEM | Rector Switch Center
LUNDY | INYO SCE | Control Switch Center | INYO_SCE | INYO SCE | Control Switch Center
LURING P.T. | VISTA | Vista Switch Center | VISTA | VISTA | Vista Switch Center
LYNWOOD | LIGHTHIPE | Lighthipe Switch Center | LIGHTHIPE | LIGHTHIPE | Lighthipe Switch Center
MACARTHUR | SANTIAGO | Orange County Switch Ctr | SANTIAGO | SANTIAGO | Orange County Switch Ctr
MADRID | LA FRESA | El Nido Switch Center | LA_FRESA | LA FRESA | El Nido Switch Center
MADRONE P.T. | BARRE | Orange County Switch Ctr | BARRE | BARRE | Orange County Switch Ctr
MAIDEN P.T. | MESA | Mesa Switch Center | MESA | MESA | Mesa Switch Center
MALIBU | MOORPARK | Ventura Switch Center | MOORPARK | MOORPARK | Ventura Switch Center
MANHATTAN | LA FRESA | El Nido Switch Center | LA_FRESA | LA FRESA | El Nido Switch Center
MARASCHINO | VISTA | Vista Switch Center | VISTA | VISTA | Vista Switch Center
MARGARTH P.T. | VALLEY | Valley Switch Center | VALLEY | VALLEY | Valley Switch Center
MARINA P.T. | ALAMITOS | Lighthipe Switch Center | ALAMITOS | ALAMITOS | Lighthipe Switch Center
MARINE | LA CIENEGA | El Nido Switch Center | LA_CIENEGA | LA CIENEGA | El Nido Switch Center
MARION | BARRE | Orange County Switch Ctr | BARRE | BARRE | Orange County Switch Ctr
MARIPOSA | VESTAL | Rector Switch Center | VESTAL | VESTAL | Rector Switch Center
MARYMOUNT | EL NIDO | El Nido Switch Center | EL_NIDO | EL NIDO | El Nido Switch Center
MAXWELL | VALLEY | Valley Switch Center | VALLEY | VALLEY | Valley Switch Center
MAYBERRY | VALLEY | Valley Switch Center | VALLEY | VALLEY | Valley Switch Center
MAYFLOWER | RIO HONDO | Mesa Switch Center | RIO_HONDO | RIO HONDO | Mesa Switch Center
MAYWOOD | LAGUNA BELL | Lighthipe Switch Center | LAGUNA_BELL | LAGUNA BELL | Lighthipe Switch Center
MC_CALL P.T. | VALLEY | Valley Switch Center | VALLEY | VALLEY | Valley Switch Center
MC_CLARY P.T. | VICTOR | Lugo Switch Center | VICTOR | VICTOR | Lugo Switch Center
MCCLENNY P.T. | VESTAL | Rector Switch Center | VESTAL | VESTAL | Rector Switch Center
MCKEVETT P.T. | SANTA CLARA | Ventura Switch Center | SANTA_CLARA | SANTA CLARA | Ventura Switch Center
MEBANE P.T. | ANTELOPE | Vincent Switch Center | ANTELOPE | ANTELOPE | Vincent Switch Center
MENTONE | VISTA | Vista Switch Center | VISTA | VISTA | Vista Switch Center
MERCED | WALNUT | Mira Loma Switch Center | WALNUT | WALNUT | Mira Loma Switch Center
MESA | MESA | Mesa Switch Center | MESA | MESA | Mesa Switch Center
MESCALERO P.T. | DEVERS | Devers Switch Center | DEVERS | DEVERS | Devers Switch Center
MICHILLINDA | MESA | Mesa Switch Center | MESA | MESA | Mesa Switch Center
MIDWIND | ANTELOPE | Vincent Switch Center | ANTELOPE | ANTELOPE | Vincent Switch Center
MILITARY | ELDORADO | Eldorado Switch Center | ELDORADO | ELDORADO | Eldorado Switch Center
MILLIKEN | MIRA LOMA | Mira Loma Switch Center | MIRA_LOMA | MIRA LOMA | Mira Loma Switch Center
MINARET | INYO SCE | Control Switch Center | INYO_SCE | INYO SCE | Control Switch Center
MINNEOLA | ELDORADO | Eldorado Switch Center | ELDORADO | ELDORADO | Eldorado Switch Center
MIRA_LOMA | MIRA LOMA | Mira Loma Switch Center | MIRA_LOMA | MIRA LOMA | Mira Loma Switch Center
MOAB P.T. | PADUA | Mira Loma Switch Center | PADUA | PADUA | Mira Loma Switch Center
MOBILOIL | LA FRESA | El Nido Switch Center | LA_FRESA | LA FRESA | El Nido Switch Center
MOCKINGBIRD P.T. | DEVERS | Devers Switch Center | DEVERS | DEVERS | Devers Switch Center
MODEL P.T. | VALLEY | Valley Switch Center | VALLEY | VALLEY | Valley Switch Center
MODENA | VILLA PARK | Orange County Switch Ctr | VILLA_PARK | VILLA PARK | Orange County Switch Ctr
MODOC | GOLETA | Ventura Switch Center | GOLETA | GOLETA | Ventura Switch Center
MONACO_U.G.S. | LA FRESA | El Nido Switch Center | LA_FRESA | LA FRESA | El Nido Switch Center
MONETA | LA FRESA | El Nido Switch Center | LA_FRESA | LA FRESA | El Nido Switch Center
MONOLITH | ANTELOPE | Vincent Switch Center | ANTELOPE | ANTELOPE | Vincent Switch Center
MONROVIA | RIO HONDO | Mesa Switch Center | RIO_HONDO | RIO HONDO | Mesa Switch Center
MONTEBELLO | LAGUNA BELL | Lighthipe Switch Center | LAGUNA_BELL | LAGUNA BELL | Lighthipe Switch Center
MONTECITO | GOLETA | Ventura Switch Center | GOLETA | GOLETA | Ventura Switch Center
MOONEY | RECTOR | Rector Switch Center | RECTOR | RECTOR | Rector Switch Center
MOORPARK | MOORPARK | Ventura Switch Center | MOORPARK | MOORPARK | Ventura Switch Center
MORAGA | VALLEY | Valley Switch Center | VALLEY | VALLEY | Valley Switch Center
MORAGA33 | VALLEY | Valley Switch Center | VALLEY | VALLEY | Valley Switch Center
MORENO | VALLEY | Valley Switch Center | VALLEY | VALLEY | Valley Switch Center
MORNINGSIDE | EL NIDO | El Nido Switch Center | EL_NIDO | EL NIDO | El Nido Switch Center
MORONGO P.T. | DEVERS | Devers Switch Center | DEVERS | DEVERS | Devers Switch Center
MORRO | SANTIAGO | Orange County Switch Ctr | SANTIAGO | SANTIAGO | Orange County Switch Ctr
MOULTON | SANTIAGO | Orange County Switch Ctr | SANTIAGO | SANTIAGO | Orange County Switch Ctr
MOUNTAIN_PASS | ELDORADO | Eldorado Switch Center | ELDORADO | ELDORADO | Eldorado Switch Center
MOVIE | EL NIDO | El Nido Switch Center | EL_NIDO | EL NIDO | El Nido Switch Center
MOYNIER P.T. | LA CIENEGA | El Nido Switch Center | LA_CIENEGA | LA CIENEGA | El Nido Switch Center
MT. GIVENS P.T. | BIG CREEK SYSTEM | Rector Switch Center | BIG_CREEK_SYSTEM | BIG CREEK SYSTEM | Rector Switch Center
MT. TOM | INYO SCE | Control Switch Center | INYO_SCE | INYO SCE | Control Switch Center
MT. VERNON | VISTA | Vista Switch Center | VISTA | VISTA | Vista Switch Center
MT. WILSON P.T. | MESA | Mesa Switch Center | MESA | MESA | Mesa Switch Center
MURPHY | CENTER | Lighthipe Switch Center | CENTER | CENTER | Lighthipe Switch Center
MURRIETTA_2 | VALLEY | Valley Switch Center | VALLEY | VALLEY | Valley Switch Center
MUSCOY | VISTA | Vista Switch Center | VISTA | VISTA | Vista Switch Center
MWD_LAKE_MATHEWS | MIRA LOMA | Mira Loma Switch Center | MIRA_LOMA | MIRA LOMA | Mira Loma Switch Center
NAOMI | LAGUNA BELL | Lighthipe Switch Center | LAGUNA_BELL | LAGUNA BELL | Lighthipe Switch Center
NAPLES | ALAMITOS | Lighthipe Switch Center | ALAMITOS | ALAMITOS | Lighthipe Switch Center
NAROD | CHINO | Mira Loma Switch Center | CHINO | CHINO | Mira Loma Switch Center
NARROWS | MESA | Mesa Switch Center | MESA | MESA | Mesa Switch Center
NAVY_HOUSING P.T. | LA FRESA | El Nido Switch Center | LA_FRESA | LA FRESA | El Nido Switch Center
NAVY_MOLE | HINSON | Lighthipe Switch Center | HINSON | HINSON | Lighthipe Switch Center
NEENACH | ANTELOPE | Vincent Switch Center | ANTELOPE | ANTELOPE | Vincent Switch Center
NELSON | VALLEY | Valley Switch Center | VALLEY | VALLEY | Valley Switch Center
NEPTUNE | HINSON | Lighthipe Switch Center | HINSON | HINSON | Lighthipe Switch Center
NEWBURY | MOORPARK | Ventura Switch Center | MOORPARK | MOORPARK | Ventura Switch Center
NEWCOMB | VALLEY | Valley Switch Center | VALLEY | VALLEY | Valley Switch Center
NEWHALL | SAUGUS | Vincent Switch Center | SAUGUS | SAUGUS | Vincent Switch Center
NEWMARK | MESA | Mesa Switch Center | MESA | MESA | Mesa Switch Center
NIDEVER P.T. | GOLETA | Ventura Switch Center | GOLETA | GOLETA | Ventura Switch Center
NIGUEL | SANTIAGO | Orange County Switch Ctr | SANTIAGO | SANTIAGO | Orange County Switch Ctr
NOBLE P.T. | ELDORADO | Eldorado Switch Center | ELDORADO | ELDORADO | Eldorado Switch Center
NOGAL P.T. | GOLETA | Ventura Switch Center | GOLETA | GOLETA | Ventura Switch Center
NOGALES | WALNUT | Mira Loma Switch Center | WALNUT | WALNUT | Mira Loma Switch Center
NOLA | LIGHTHIPE | Lighthipe Switch Center | LIGHTHIPE | LIGHTHIPE | Lighthipe Switch Center
NORCO | MIRA LOMA | Mira Loma Switch Center | MIRA_LOMA | MIRA LOMA | Mira Loma Switch Center
NORTH_BAY P.T. | VISTA | Vista Switch Center | VISTA | VISTA | Vista Switch Center
NORTH_INTAKE | BLYTHE WALC | Devers Switch Center | BLYTHE_WALC | BLYTHE WALC | Devers Switch Center
NORTH_MUROC | KRAMER | Lugo Switch Center | KRAMER | KRAMER | Lugo Switch Center
NORTH_OAKS | SAUGUS | Vincent Switch Center | SAUGUS | SAUGUS | Vincent Switch Center
NORTHSTAR P.T. | DEVERS | Devers Switch Center | DEVERS | DEVERS | Devers Switch Center
NORTHWIND | ANTELOPE | Vincent Switch Center | ANTELOPE | ANTELOPE | Vincent Switch Center
NUEVO | VALLEY | Valley Switch Center | VALLEY | VALLEY | Valley Switch Center
NUGGET | DEVERS | Devers Switch Center | DEVERS | DEVERS | Devers Switch Center
OAK_GROVE | RECTOR | Rector Switch Center | RECTOR | RECTOR | Rector Switch Center
OAK_KNOLL P.T. | VISTA | Vista Switch Center | VISTA | VISTA | Vista Switch Center
OAK_PARK | MOORPARK | Ventura Switch Center | MOORPARK | MOORPARK | Ventura Switch Center
OAK_SPRINGS P.T. | VICTOR | Lugo Switch Center | VICTOR | VICTOR | Lugo Switch Center
OAKTREE P.T. | GOULD | Mesa Switch Center | GOULD | GOULD | Mesa Switch Center
OASIS | ANTELOPE | Vincent Switch Center | ANTELOPE | ANTELOPE | Vincent Switch Center
OBSERVATORY P.T. | MESA | Mesa Switch Center | MESA | MESA | Mesa Switch Center
OCEAN_PARK | LA CIENEGA | El Nido Switch Center | LA_CIENEGA | LA CIENEGA | El Nido Switch Center
OCEANVIEW | ELLIS | Orange County Switch Ctr | ELLIS | ELLIS | Orange County Switch Ctr
OCTOL | RECTOR | Rector Switch Center | RECTOR | RECTOR | Rector Switch Center
OJAI | SANTA CLARA | Ventura Switch Center | SANTA_CLARA | SANTA CLARA | Ventura Switch Center
OLDFIELD | LIGHTHIPE | Lighthipe Switch Center | LIGHTHIPE | LIGHTHIPE | Lighthipe Switch Center
OLINDA | OLINDA | Orange County Switch Ctr | OLINDA | OLINDA | Orange County Switch Ctr
OLIVE_LAKE | BLYTHE WALC | Devers Switch Center | BLYTHE_WALC | BLYTHE WALC | Devers Switch Center
OLYMPIC | LA CIENEGA | El Nido Switch Center | LA_CIENEGA | LA CIENEGA | El Nido Switch Center
ONEILL | VIEJO | Orange County Switch Ctr | VIEJO | VIEJO | Orange County Switch Ctr
ONTARIO | CHINO | Mira Loma Switch Center | CHINO | CHINO | Mira Loma Switch Center
ORANGE | VILLA PARK | Orange County Switch Ctr | VILLA_PARK | VILLA PARK | Orange County Switch Ctr
ORDWAY | ELDORADO | Eldorado Switch Center | ELDORADO | ELDORADO | Eldorado Switch Center
ORO_GRANDE | VICTOR | Lugo Switch Center | VICTOR | VICTOR | Lugo Switch Center
ORTEGA | GOLETA | Ventura Switch Center | GOLETA | GOLETA | Ventura Switch Center
OUTLAW P.T. | VALLEY | Valley Switch Center | VALLEY | VALLEY | Valley Switch Center
OUTLET P.T. | DEVERS | Devers Switch Center | DEVERS | DEVERS | Devers Switch Center
OXNARD | SANTA CLARA | Ventura Switch Center | SANTA_CLARA | SANTA CLARA | Ventura Switch Center
PACHAPPA P.T. | VISTA | Vista Switch Center | VISTA | VISTA | Vista Switch Center
PADUA | PADUA | Mira Loma Switch Center | PADUA | PADUA | Mira Loma Switch Center
PAINTED_CAVE P.T. | GOLETA | Ventura Switch Center | GOLETA | GOLETA | Ventura Switch Center
PALM_CANYON | DEVERS | Devers Switch Center | DEVERS | DEVERS | Devers Switch Center
PALM_SPRINGS | DEVERS | Devers Switch Center | DEVERS | DEVERS | Devers Switch Center
PALM_VILLAGE | DEVERS | Devers Switch Center | DEVERS | DEVERS | Devers Switch Center
PALMDALE | ANTELOPE | Vincent Switch Center | ANTELOPE | ANTELOPE | Vincent Switch Center
PALOS_VERDES | LA FRESA | El Nido Switch Center | LA_FRESA | LA FRESA | El Nido Switch Center
PANCHITO P.T. | SANTA CLARA | Ventura Switch Center | SANTA_CLARA | SANTA CLARA | Ventura Switch Center
PAPAYA P.T. | MIRA LOMA | Mira Loma Switch Center | MIRA_LOMA | MIRA LOMA | Mira Loma Switch Center
PAPER | VILLA PARK | Orange County Switch Ctr | VILLA_PARK | VILLA PARK | Orange County Switch Ctr
PAPERMATE | LA CIENEGA | El Nido Switch Center | LA_CIENEGA | LA CIENEGA | El Nido Switch Center
PAR P.T. | GOLETA | Ventura Switch Center | GOLETA | GOLETA | Ventura Switch Center
PARKER_STRIP | PARKER | Devers Switch Center | PARKER | PARKER | Devers Switch Center
PARKWOOD | OLINDA | Orange County Switch Ctr | OLINDA | OLINDA | Orange County Switch Ctr
PASSONS | CENTER | Lighthipe Switch Center | CENTER | CENTER | Lighthipe Switch Center
PAUBA | VALLEY | Valley Switch Center | VALLEY | VALLEY | Valley Switch Center
PAULARINO | ELLIS | Orange County Switch Ctr | ELLIS | ELLIS | Orange County Switch Ctr
PEACOCK_U.G.S. | LA FRESA | El Nido Switch Center | LA_FRESA | LA FRESA | El Nido Switch Center
PEACOR P.T. | DEVERS | Devers Switch Center | DEVERS | DEVERS | Devers Switch Center
PEARL | LA CIENEGA | El Nido Switch Center | LA_CIENEGA | LA CIENEGA | El Nido Switch Center
PEBBLY_BEACH | CATALINA | Lighthipe Switch Center | CATALINA | CATALINA | Lighthipe Switch Center
PECHANGA | VALLEY | Valley Switch Center | VALLEY | VALLEY | Valley Switch Center
PEDLEY | MIRA LOMA | Mira Loma Switch Center | MIRA_LOMA | MIRA LOMA | Mira Loma Switch Center
PEERLESS | KRAMER | Lugo Switch Center | KRAMER | KRAMER | Lugo Switch Center
PEPPER | VISTA | Vista Switch Center | VISTA | VISTA | Vista Switch Center
PEREZ | MIRA LOMA | Mira Loma Switch Center | MIRA_LOMA | MIRA LOMA | Mira Loma Switch Center
PERRIS P.T. | VALLEY | Valley Switch Center | VALLEY | VALLEY | Valley Switch Center
PERRY | LA FRESA | El Nido Switch Center | LA_FRESA | LA FRESA | El Nido Switch Center
PEYTON | CHINO | Mira Loma Switch Center | CHINO | CHINO | Mira Loma Switch Center
PHARMACY | MOORPARK | Ventura Switch Center | MOORPARK | MOORPARK | Ventura Switch Center
PHEASANT P.T. | DEVERS | Devers Switch Center | DEVERS | DEVERS | Devers Switch Center
PHELAN | VICTOR | Lugo Switch Center | VICTOR | VICTOR | Lugo Switch Center
PICO | HINSON | Lighthipe Switch Center | HINSON | HINSON | Lighthipe Switch Center
PIERPONT | SANTA CLARA | Ventura Switch Center | SANTA_CLARA | SANTA CLARA | Ventura Switch Center
PIMIENTO P.T. | GOLETA | Ventura Switch Center | GOLETA | GOLETA | Ventura Switch Center
PIONEER | CENTER | Lighthipe Switch Center | CENTER | CENTER | Lighthipe Switch Center
PITMAN | BIG CREEK SYSTEM | Rector Switch Center | BIG_CREEK_SYSTEM | BIG CREEK SYSTEM | Rector Switch Center
PIUTE | ANTELOPE | Vincent Switch Center | ANTELOPE | ANTELOPE | Vincent Switch Center
PIXLEY | VESTAL | Rector Switch Center | VESTAL | VESTAL | Rector Switch Center
PLACENTIA | VILLA PARK | Orange County Switch Ctr | VILLA_PARK | VILLA PARK | Orange County Switch Ctr
PLASTIC | CHINO | Mira Loma Switch Center | CHINO | CHINO | Mira Loma Switch Center
PLAYA | GOLETA | Ventura Switch Center | GOLETA | GOLETA | Ventura Switch Center
PLAZA P.T. | GOULD | Mesa Switch Center | GOULD | GOULD | Mesa Switch Center
POLARIS | EL NIDO | El Nido Switch Center | EL_NIDO | EL NIDO | El Nido Switch Center
POMONA | CHINO | Mira Loma Switch Center | CHINO | CHINO | Mira Loma Switch Center
POOLE | INYO SCE | Control Switch Center | INYO_SCE | INYO SCE | Control Switch Center
POPLAR | VESTAL | Rector Switch Center | VESTAL | VESTAL | Rector Switch Center
PORTER | SAUGUS | Vincent Switch Center | SAUGUS | SAUGUS | Vincent Switch Center
PORTERVILLE | SPRINGVILLE | Rector Switch Center | SPRINGVILLE | SPRINGVILLE | Rector Switch Center
PORTUGUESE_BEND P.T. | LA FRESA | El Nido Switch Center | LA_FRESA | LA FRESA | El Nido Switch Center
POSO_PARK P.T. | VESTAL | Rector Switch Center | VESTAL | VESTAL | Rector Switch Center
POTRERO | MOORPARK | Ventura Switch Center | MOORPARK | MOORPARK | Ventura Switch Center
PROCTOR | WALNUT | Mira Loma Switch Center | WALNUT | WALNUT | Mira Loma Switch Center
PUENTE | WALNUT | Mira Loma Switch Center | WALNUT | WALNUT | Mira Loma Switch Center
QUARTZ_HILL | ANTELOPE | Vincent Switch Center | ANTELOPE | ANTELOPE | Vincent Switch Center
QUEEN_MARY_U.G.S. | HINSON | Lighthipe Switch Center | HINSON | HINSON | Lighthipe Switch Center
QUINN | VESTAL | Rector Switch Center | VESTAL | VESTAL | Rector Switch Center
RAILROAD | WALNUT | Mira Loma Switch Center | WALNUT | WALNUT | Mira Loma Switch Center
RAMONA | MESA | Mesa Switch Center | MESA | MESA | Mesa Switch Center
RANCHERIA P.T. | BIG CREEK SYSTEM | Rector Switch Center | BIG_CREEK_SYSTEM | BIG CREEK SYSTEM | Rector Switch Center
RANCHO | VICTOR | Lugo Switch Center | VICTOR | VICTOR | Lugo Switch Center
RANDALL | ETIWANDA | Vista Switch Center | ETIWANDA | ETIWANDA | Vista Switch Center
RANDOLPH | LAGUNA BELL | Lighthipe Switch Center | LAGUNA_BELL | LAGUNA BELL | Lighthipe Switch Center
RANDSBURG | KRAMER | Lugo Switch Center | KRAMER | KRAMER | Lugo Switch Center
RANGER P.T. | VISTA | Vista Switch Center | VISTA | VISTA | Vista Switch Center
RAVENDALE | MESA | Mesa Switch Center | MESA | MESA | Mesa Switch Center
RECOVERY | ELLIS | Orange County Switch Ctr | ELLIS | ELLIS | Orange County Switch Ctr
RECTIFIER | VALLEY | Valley Switch Center | VALLEY | VALLEY | Valley Switch Center
RECTOR | RECTOR | Rector Switch Center | RECTOR | RECTOR | Rector Switch Center
RED_BOX P.T. | GOULD | Mesa Switch Center | GOULD | GOULD | Mesa Switch Center
REDLANDS | SAN BERNARDINO | Vista Switch Center | SAN_BERNARDINO | SAN BERNARDINO | Vista Switch Center
REDMAN | ANTELOPE | Vincent Switch Center | ANTELOPE | ANTELOPE | Vincent Switch Center
REDONDO | LA FRESA | El Nido Switch Center | LA_FRESA | LA FRESA | El Nido Switch Center
REEF P.T. | MOORPARK | Ventura Switch Center | MOORPARK | MOORPARK | Ventura Switch Center
REMBOLT P.T. | SANTA CLARA | Ventura Switch Center | SANTA_CLARA | SANTA CLARA | Ventura Switch Center
REPETTO | MESA | Mesa Switch Center | MESA | MESA | Mesa Switch Center
REPRO | EL NIDO | El Nido Switch Center | EL_NIDO | EL NIDO | El Nido Switch Center
RETREAT P.T. | MIRA LOMA | Mira Loma Switch Center | MIRA_LOMA | MIRA LOMA | Mira Loma Switch Center
RIALTO | VISTA | Vista Switch Center | VISTA | VISTA | Vista Switch Center
RICHUSON P.T. | LIGHTHIPE | Lighthipe Switch Center | LIGHTHIPE | LIGHTHIPE | Lighthipe Switch Center
RIDGECREST | KRAMER | Lugo Switch Center | KRAMER | KRAMER | Lugo Switch Center
RIDGEVIEW P.T. | VALLEY | Valley Switch Center | VALLEY | VALLEY | Valley Switch Center
RINCON P.T. | GOLETA | Ventura Switch Center | GOLETA | GOLETA | Ventura Switch Center
RIO_HONDO | RIO HONDO | Mesa Switch Center | RIO_HONDO | RIO HONDO | Mesa Switch Center
RIPLEY | BLYTHE WALC | Devers Switch Center | BLYTHE_WALC | BLYTHE WALC | Devers Switch Center
RITTER_RANCH | ANTELOPE | Vincent Switch Center | ANTELOPE | ANTELOPE | Vincent Switch Center
RIVERA | CENTER | Lighthipe Switch Center | CENTER | CENTER | Lighthipe Switch Center
RIVERTEX | VICTOR | Lugo Switch Center | VICTOR | VICTOR | Lugo Switch Center
RIVERWAY | RECTOR | Rector Switch Center | RECTOR | RECTOR | Rector Switch Center
ROADWAY | KRAMER | Lugo Switch Center | KRAMER | KRAMER | Lugo Switch Center
ROCKY P.T. | SAUGUS | Vincent Switch Center | SAUGUS | SAUGUS | Vincent Switch Center
ROLLING_HILLS | LA FRESA | El Nido Switch Center | LA_FRESA | LA FRESA | El Nido Switch Center
RONNIE P.T. | CENTER | Lighthipe Switch Center | CENTER | CENTER | Lighthipe Switch Center
ROSAMOND | ANTELOPE | Vincent Switch Center | ANTELOPE | ANTELOPE | Vincent Switch Center
ROSEMEAD | MESA | Mesa Switch Center | MESA | MESA | Mesa Switch Center
ROXIE P.T. | RIO HONDO | Mesa Switch Center | RIO_HONDO | RIO HONDO | Mesa Switch Center
ROYAL | MOORPARK | Ventura Switch Center | MOORPARK | MOORPARK | Ventura Switch Center
RUBIDOUX | VISTA | Vista Switch Center | VISTA | VISTA | Vista Switch Center
RUNNING_SPRINGS | VISTA | Vista Switch Center | VISTA | VISTA | Vista Switch Center
RUSH | MESA | Mesa Switch Center | MESA | MESA | Mesa Switch Center
RUSH_CREEK | INYO SCE | Control Switch Center | INYO_SCE | INYO SCE | Control Switch Center
SAN MIGUEL | SANTA CLARA | Ventura Switch Center | SANTA_CLARA | SANTA CLARA | Ventura Switch Center
SAN_ANTONIO | PADUA | Mira Loma Switch Center | PADUA | PADUA | Mira Loma Switch Center
SAN_BERNARDINO | SAN BERNARDINO | Vista Switch Center | SAN_BERNARDINO | SAN BERNARDINO | Vista Switch Center
SAN_DIMAS | PADUA | Mira Loma Switch Center | PADUA | PADUA | Mira Loma Switch Center
SAN_FERNANDO | SAUGUS | Vincent Switch Center | SAUGUS | SAUGUS | Vincent Switch Center
SAN_GABRIEL | MESA | Mesa Switch Center | MESA | MESA | Mesa Switch Center
SAN_JACINTO | VALLEY | Valley Switch Center | VALLEY | VALLEY | Valley Switch Center
SAN_MARCOS | GOLETA | Ventura Switch Center | GOLETA | GOLETA | Ventura Switch Center
SAN_MARINO | MESA | Mesa Switch Center | MESA | MESA | Mesa Switch Center
SAN_MIGUEL | SANTA CLARA | Ventura Switch Center | SANTA_CLARA | SANTA CLARA | Ventura Switch Center
SAN_VICENTE | LA CIENEGA | El Nido Switch Center | LA_CIENEGA | LA CIENEGA | El Nido Switch Center
SAN_YSIDRO P.T. | GOLETA | Ventura Switch Center | GOLETA | GOLETA | Ventura Switch Center
SANGAR | MESA | Mesa Switch Center | MESA | MESA | Mesa Switch Center
SANTA_ANA_RIVER 1 | SAN BERNARDINO | Vista Switch Center | SAN_BERNARDINO | SAN BERNARDINO | Vista Switch Center
SANTA_BARBARA | GOLETA | Ventura Switch Center | GOLETA | GOLETA | Ventura Switch Center
SANTA_FE_SPRINGS | CENTER | Lighthipe Switch Center | CENTER | CENTER | Lighthipe Switch Center
SANTA_MONICA | LA CIENEGA | El Nido Switch Center | LA_CIENEGA | LA CIENEGA | El Nido Switch Center
SANTA_ROSA | DEVERS | Devers Switch Center | DEVERS | DEVERS | Devers Switch Center
SANTA_SUSANA | SAUGUS | Vincent Switch Center | SAUGUS | SAUGUS | Vincent Switch Center
SANTEE | WALNUT | Mira Loma Switch Center | WALNUT | WALNUT | Mira Loma Switch Center
SANTIAGO | SANTIAGO | Orange County Switch Ctr | SANTIAGO | SANTIAGO | Orange County Switch Ctr
SATICOY | SANTA CLARA | Ventura Switch Center | SANTA_CLARA | SANTA CLARA | Ventura Switch Center
SAUGUS | SAUGUS | Vincent Switch Center | SAUGUS | SAUGUS | Vincent Switch Center
SAVAGE | VICTOR | Lugo Switch Center | VICTOR | VICTOR | Lugo Switch Center
SAWTELLE | LA CIENEGA | El Nido Switch Center | LA_CIENEGA | LA CIENEGA | El Nido Switch Center
SCORPION P.T. | KRAMER | Lugo Switch Center | KRAMER | KRAMER | Lugo Switch Center
SCOUT P.T. | VICTOR | Lugo Switch Center | VICTOR | VICTOR | Lugo Switch Center
SDGE_AVOCADO | MWD SYSTEM | Devers Switch Center | MWD_SYSTEM | MWD SYSTEM | Devers Switch Center
SEABRIGHT | HINSON | Lighthipe Switch Center | HINSON | HINSON | Lighthipe Switch Center
SEARLES | KRAMER | Lugo Switch Center | KRAMER | KRAMER | Lugo Switch Center
SECOND_AVENUE | BLYTHE WALC | Devers Switch Center | BLYTHE_WALC | BLYTHE WALC | Devers Switch Center
SEPULVEDA | EL NIDO | El Nido Switch Center | EL_NIDO | EL NIDO | El Nido Switch Center
SESPE P.T. | SAUGUS | Vincent Switch Center | SAUGUS | SAUGUS | Vincent Switch Center
SHANDIN | VISTA | Vista Switch Center | VISTA | VISTA | Vista Switch Center
SHARON | GOULD | Mesa Switch Center | GOULD | GOULD | Mesa Switch Center
SHAWNEE | BARRE | Orange County Switch Ctr | BARRE | BARRE | Orange County Switch Ctr
SHERWIN | INYO SCE | Control Switch Center | INYO_SCE | INYO SCE | Control Switch Center
SHERWOOD P.T. | MOORPARK | Ventura Switch Center | MOORPARK | MOORPARK | Ventura Switch Center
SHORT_TERM P.T. | KRAMER | Lugo Switch Center | KRAMER | KRAMER | Lugo Switch Center
SHRED | LIGHTHIPE | Lighthipe Switch Center | LIGHTHIPE | LIGHTHIPE | Lighthipe Switch Center
SHULTZ | LAGUNA BELL | Lighthipe Switch Center | LAGUNA_BELL | LAGUNA BELL | Lighthipe Switch Center
SHUTTLE | ANTELOPE | Vincent Switch Center | ANTELOPE | ANTELOPE | Vincent Switch Center
SIERRA_MADRE | RIO HONDO | Mesa Switch Center | RIO_HONDO | RIO HONDO | Mesa Switch Center
SIGGEN | CENTER | Lighthipe Switch Center | CENTER | CENTER | Lighthipe Switch Center
SIGNAL_HILL | LIGHTHIPE | Lighthipe Switch Center | LIGHTHIPE | LIGHTHIPE | Lighthipe Switch Center
SILVER_SPUR | DEVERS | Devers Switch Center | DEVERS | DEVERS | Devers Switch Center
SIPHON P.T. | BIG CREEK SYSTEM | Rector Switch Center | BIG_CREEK_SYSTEM | BIG CREEK SYSTEM | Rector Switch Center
SIXTEENTH_STREET | VISTA | Vista Switch Center | VISTA | VISTA | Vista Switch Center
SKILAND | INYO SCE | Control Switch Center | INYO_SCE | INYO SCE | Control Switch Center
SKYBORNE P.T. | DEVERS | Devers Switch Center | DEVERS | DEVERS | Devers Switch Center
SKYLARK | VALLEY | Valley Switch Center | VALLEY | VALLEY | Valley Switch Center
SLATER | ELLIS | Orange County Switch Ctr | ELLIS | ELLIS | Orange County Switch Ctr
SMILEY | SAN BERNARDINO | Vista Switch Center | SAN_BERNARDINO | SAN BERNARDINO | Vista Switch Center
SNAKE P.T. | DEVERS | Devers Switch Center | DEVERS | DEVERS | Devers Switch Center
SNOWCREEK P.T. | DEVERS | Devers Switch Center | DEVERS | DEVERS | Devers Switch Center
SOCO | ELLIS | Orange County Switch Ctr | ELLIS | ELLIS | Orange County Switch Ctr
SOLEMINT | SAUGUS | Vincent Switch Center | SAUGUS | SAUGUS | Vincent Switch Center
SOMERSET | DEL AMO | Lighthipe Switch Center | DEL_AMO | DEL AMO | Lighthipe Switch Center
SOMIS | SANTA CLARA | Ventura Switch Center | SANTA_CLARA | SANTA CLARA | Ventura Switch Center
SONRISA P.T. | DEL AMO | Lighthipe Switch Center | DEL_AMO | DEL AMO | Lighthipe Switch Center
SONY | LA CIENEGA | El Nido Switch Center | LA_CIENEGA | LA CIENEGA | El Nido Switch Center
SOPER P.T. | DEL AMO | Lighthipe Switch Center | DEL_AMO | DEL AMO | Lighthipe Switch Center
SOQUEL | CHINO | Mira Loma Switch Center | CHINO | CHINO | Mira Loma Switch Center
SOUTH_GATE | LAGUNA BELL | Lighthipe Switch Center | LAGUNA_BELL | LAGUNA BELL | Lighthipe Switch Center
SOUTHBASE | KRAMER | Lugo Switch Center | KRAMER | KRAMER | Lugo Switch Center
SOUTHRIDGE P.T. | DEVERS | Devers Switch Center | DEVERS | DEVERS | Devers Switch Center
SOUTHWIND | ANTELOPE | Vincent Switch Center | ANTELOPE | ANTELOPE | Vincent Switch Center
SPANKY P.T. | ELLIS | Orange County Switch Ctr | ELLIS | ELLIS | Orange County Switch Ctr
STADIUM | ALAMITOS | Lighthipe Switch Center | ALAMITOS | ALAMITOS | Lighthipe Switch Center
STADLER | VALLEY | Valley Switch Center | VALLEY | VALLEY | Valley Switch Center
STATE_STREET | HINSON | Lighthipe Switch Center | HINSON | HINSON | Lighthipe Switch Center
STETSON | VALLEY | Valley Switch Center | VALLEY | VALLEY | Valley Switch Center
STEWART | CENTER | Lighthipe Switch Center | CENTER | CENTER | Lighthipe Switch Center
STEWVAL P.T. | MWD SYSTEM | Devers Switch Center | MWD_SYSTEM | MWD SYSTEM | Devers Switch Center
STIRRUP | LA FRESA | El Nido Switch Center | LA_FRESA | LA FRESA | El Nido Switch Center
STODDARD | SAN BERNARDINO | Vista Switch Center | SAN_BERNARDINO | SAN BERNARDINO | Vista Switch Center
STRATHMORE | SPRINGVILLE | Rector Switch Center | SPRINGVILLE | SPRINGVILLE | Rector Switch Center
STROH P.T. | MIRA LOMA | Mira Loma Switch Center | MIRA_LOMA | MIRA LOMA | Mira Loma Switch Center
STYX P.T. | VICTOR | Lugo Switch Center | VICTOR | VICTOR | Lugo Switch Center
SUBSTATION_72 | WALC SYSTEM | Devers Switch Center | WALC_SYSTEM | WALC SYSTEM | Devers Switch Center
SUGARLOAF P.T. | VESTAL | Rector Switch Center | VESTAL | VESTAL | Rector Switch Center
SULLIVAN | ELLIS | Orange County Switch Ctr | ELLIS | ELLIS | Orange County Switch Ctr
SUN_CITY | VALLEY | Valley Switch Center | VALLEY | VALLEY | Valley Switch Center
SUNLIGHT P.T. | LIGHTHIPE | Lighthipe Switch Center | LIGHTHIPE | LIGHTHIPE | Lighthipe Switch Center
SUNNY_DUNES | DEVERS | Devers Switch Center | DEVERS | DEVERS | Devers Switch Center
SUNNYHILLS | BARRE | Orange County Switch Ctr | BARRE | BARRE | Orange County Switch Ctr
SUNNYSIDE | LIGHTHIPE | Lighthipe Switch Center | LIGHTHIPE | LIGHTHIPE | Lighthipe Switch Center
SURREY_U.G.S. | LA FRESA | El Nido Switch Center | LA_FRESA | LA FRESA | El Nido Switch Center
TAFT | PGAE SYSTEM | Vincent Switch Center | PGAE_SYSTEM | PGAE SYSTEM | Vincent Switch Center
TAHITI | LA CIENEGA | El Nido Switch Center | LA_CIENEGA | LA CIENEGA | El Nido Switch Center
TAHQUITZ P.T. | VALLEY | Valley Switch Center | VALLEY | VALLEY | Valley Switch Center
TALBERT | ELLIS | Orange County Switch Ctr | ELLIS | ELLIS | Orange County Switch Ctr
TAMARISK | DEVERS | Devers Switch Center | DEVERS | DEVERS | Devers Switch Center
TAPIA | MOORPARK | Ventura Switch Center | MOORPARK | MOORPARK | Ventura Switch Center
TATANKA P.T. | GOLETA | Ventura Switch Center | GOLETA | GOLETA | Ventura Switch Center
TEAM | BARRE | Orange County Switch Ctr | BARRE | BARRE | Orange County Switch Ctr
TEJON_(PGAE) | PGAE SYSTEM | Vincent Switch Center | PGAE_SYSTEM | PGAE SYSTEM | Vincent Switch Center
TEJON_PEAK P.T. | BAILEY | Vincent Switch Center | BAILEY | BAILEY | Vincent Switch Center
TELEGRAPH | OLINDA | Orange County Switch Ctr | OLINDA | OLINDA | Orange County Switch Ctr
TEMESCAL P.T. | MIRA LOMA | Mira Loma Switch Center | MIRA_LOMA | MIRA LOMA | Mira Loma Switch Center
TEMPLE | MESA | Mesa Switch Center | MESA | MESA | Mesa Switch Center
TENAJA | VALLEY | Valley Switch Center | VALLEY | VALLEY | Valley Switch Center
TENDERFOOT P.T. | VICTOR | Lugo Switch Center | VICTOR | VICTOR | Lugo Switch Center
TENNESSEE | SAN BERNARDINO | Vista Switch Center | SAN_BERNARDINO | SAN BERNARDINO | Vista Switch Center
TERRA_BELLA | VESTAL | Rector Switch Center | VESTAL | VESTAL | Rector Switch Center
TERRACE | MESA | Mesa Switch Center | MESA | MESA | Mesa Switch Center
THORNHILL | DEVERS | Devers Switch Center | DEVERS | DEVERS | Devers Switch Center
THOUSAND_OAKS | MOORPARK | Ventura Switch Center | MOORPARK | MOORPARK | Ventura Switch Center
THREE_RIVERS | RECTOR | Rector Switch Center | RECTOR | RECTOR | Rector Switch Center
THRIVE | VISTA | Vista Switch Center | VISTA | VISTA | Vista Switch Center
THUMSGEN | HINSON | Lighthipe Switch Center | HINSON | HINSON | Lighthipe Switch Center
THUNDERBIRD | DEVERS | Devers Switch Center | DEVERS | DEVERS | Devers Switch Center
TIEFORT | ELDORADO | Eldorado Switch Center | ELDORADO | ELDORADO | Eldorado Switch Center
TIMBERWINE | BIG CREEK SYSTEM | Rector Switch Center | BIG_CREEK_SYSTEM | BIG CREEK SYSTEM | Rector Switch Center
TIMOTEO | SAN BERNARDINO | Vista Switch Center | SAN_BERNARDINO | SAN BERNARDINO | Vista Switch Center
TIPPECANOE | SAN BERNARDINO | Vista Switch Center | SAN_BERNARDINO | SAN BERNARDINO | Vista Switch Center
TIPTON | null | null | SPRNGV | null | null
TOLLHOUSE P.T. | BIG CREEK SYSTEM | Rector Switch Center | BIG_CREEK_SYSTEM | BIG CREEK SYSTEM | Rector Switch Center
TOPANGA | MOORPARK | Ventura Switch Center | MOORPARK | MOORPARK | Ventura Switch Center
TOPAZ | LA FRESA | El Nido Switch Center | LA_FRESA | LA FRESA | El Nido Switch Center
TORRANCE | LA FRESA | El Nido Switch Center | LA_FRESA | LA FRESA | El Nido Switch Center
TORTILLA | ELDORADO | Eldorado Switch Center | ELDORADO | ELDORADO | Eldorado Switch Center
TRASK | BARRE | Orange County Switch Ctr | BARRE | BARRE | Orange County Switch Ctr
TRONA | KRAMER | Lugo Switch Center | KRAMER | KRAMER | Lugo Switch Center
TROPHY | CHINO | Mira Loma Switch Center | CHINO | CHINO | Mira Loma Switch Center
TULARE | RECTOR | Rector Switch Center | RECTOR | RECTOR | Rector Switch Center
TULE_(PGAE) | SPRINGVILLE | Rector Switch Center | SPRINGVILLE | SPRINGVILLE | Rector Switch Center
TUMBLEWEED P.T. | KRAMER | Lugo Switch Center | KRAMER | KRAMER | Lugo Switch Center
TWENTYNINE_PALMS | DEVERS | Devers Switch Center | DEVERS | DEVERS | Devers Switch Center
TYBURN P.T. | LA FRESA | El Nido Switch Center | LA_FRESA | LA FRESA | El Nido Switch Center
UNIVERSAL | EAGLE ROCK | Mesa Switch Center | EAGLE_ROCK | EAGLE ROCK | Mesa Switch Center
UPLAND | PADUA | Mira Loma Switch Center | PADUA | PADUA | Mira Loma Switch Center
VAIL | LAGUNA BELL | Lighthipe Switch Center | LAGUNA_BELL | LAGUNA BELL | Lighthipe Switch Center
VALDEZ | MOORPARK | Ventura Switch Center | MOORPARK | MOORPARK | Ventura Switch Center
VALENCIA | SAN BERNARDINO | Vista Switch Center | SAN_BERNARDINO | SAN BERNARDINO | Vista Switch Center
VALENTINE P.T. | INYO SCE | Control Switch Center | INYO_SCE | INYO SCE | Control Switch Center
VALLEY | VALLEY | Valley Switch Center | VALLEY | VALLEY | Valley Switch Center
VALLEY ELECT._ASSOC. | NEVADA POWER | Eldorado Switch Center | NEVADA_POWER | NEVADA POWER | Eldorado Switch Center
VALLEY_ELECT._ASSOC. | NEVADA POWER | Eldorado Switch Center | NEVADA_POWER | NEVADA POWER | Eldorado Switch Center
VALLEY_OF_THE_MOON_P | VISTA | Vista Switch Center | VISTA | VISTA | Vista Switch Center
VANDERLIP P.T. | LA FRESA | El Nido Switch Center | LA_FRESA | LA FRESA | El Nido Switch Center
VEGAS | GOLETA | Ventura Switch Center | GOLETA | GOLETA | Ventura Switch Center
VENICE_HILL | RECTOR | Rector Switch Center | RECTOR | RECTOR | Rector Switch Center
VENIDA | RECTOR | Rector Switch Center | RECTOR | RECTOR | Rector Switch Center
VENTURA | SANTA CLARA | Ventura Switch Center | SANTA_CLARA | SANTA CLARA | Ventura Switch Center
VENWIND | DEVERS | Devers Switch Center | DEVERS | DEVERS | Devers Switch Center
VERA | ELLIS | Orange County Switch Ctr | ELLIS | ELLIS | Orange County Switch Ctr
VERDANT | BLYTHE WALC | Devers Switch Center | BLYTHE_WALC | BLYTHE WALC | Devers Switch Center
VESTAL | VESTAL | Rector Switch Center | VESTAL | VESTAL | Rector Switch Center
VIA_HUERTO P.T. | GOLETA | Ventura Switch Center | GOLETA | GOLETA | Ventura Switch Center
VICTOR | VICTOR | Lugo Switch Center | VICTOR | VICTOR | Lugo Switch Center
VICTORIA | LA FRESA | El Nido Switch Center | LA_FRESA | LA FRESA | El Nido Switch Center
VICTORVILLE | VICTOR | Lugo Switch Center | VICTOR | VICTOR | Lugo Switch Center
VIEJO | VIEJO | Orange County Switch Ctr | VIEJO | VIEJO | Orange County Switch Ctr
VILLA_PARK | VILLA PARK | Orange County Switch Ctr | VILLA_PARK | VILLA PARK | Orange County Switch Ctr
VISALIA | RECTOR | Rector Switch Center | RECTOR | RECTOR | Rector Switch Center
VOGAN P.T. | DEL AMO | Lighthipe Switch Center | DEL_AMO | DEL AMO | Lighthipe Switch Center
VONI P.T. | BARRE | Orange County Switch Ctr | BARRE | BARRE | Orange County Switch Ctr
WABASH | MESA | Mesa Switch Center | MESA | MESA | Mesa Switch Center
WAKEFIELD | SANTA CLARA | Ventura Switch Center | SANTA_CLARA | SANTA CLARA | Ventura Switch Center
WALKER_BASIN | RECTOR | Rector Switch Center | RECTOR | RECTOR | Rector Switch Center
WALNUT | WALNUT | Mira Loma Switch Center | WALNUT | WALNUT | Mira Loma Switch Center
WALTERIA | LA FRESA | El Nido Switch Center | LA_FRESA | LA FRESA | El Nido Switch Center
WASHINGTON | VILLA PARK | Orange County Switch Ctr | VILLA_PARK | VILLA PARK | Orange County Switch Ctr
WASTEWATER | SANTA CLARA | Ventura Switch Center | SANTA_CLARA | SANTA CLARA | Ventura Switch Center
WATSON | HINSON | Lighthipe Switch Center | HINSON | HINSON | Lighthipe Switch Center
WAVE | ELLIS | Orange County Switch Ctr | ELLIS | ELLIS | Orange County Switch Ctr
WEESHA P.T. | VISTA | Vista Switch Center | VISTA | VISTA | Vista Switch Center
WELDON | VESTAL | Rector Switch Center | VESTAL | VESTAL | Rector Switch Center
WELLINGTON P.T. | VILLA PARK | Orange County Switch Ctr | VILLA_PARK | VILLA PARK | Orange County Switch Ctr
WENGE P.T. | ELLIS | Orange County Switch Ctr | ELLIS | ELLIS | Orange County Switch Ctr
WESBASIN | EL NIDO | El Nido Switch Center | EL_NIDO | EL NIDO | El Nido Switch Center
WEST_BARSTOW | KRAMER | Lugo Switch Center | KRAMER | KRAMER | Lugo Switch Center
WEST_RIVERSIDE | VISTA | Vista Switch Center | VISTA | VISTA | Vista Switch Center
WESTEND P.T. | KRAMER | Lugo Switch Center | KRAMER | KRAMER | Lugo Switch Center
WESTFALL_P.M. | GOLETA | Ventura Switch Center | GOLETA | GOLETA | Ventura Switch Center
WESTGATE | MESA | Mesa Switch Center | MESA | MESA | Mesa Switch Center
WESTMONT P.T. | GOLETA | Ventura Switch Center | GOLETA | GOLETA | Ventura Switch Center
WHEATLAND | VESTAL | Rector Switch Center | VESTAL | VESTAL | Rector Switch Center
WHIPPLE | PARKER | Devers Switch Center | PARKER | PARKER | Devers Switch Center
WHITE_MT. | INYO SCE | Control Switch Center | INYO_SCE | INYO SCE | Control Switch Center
WHITEWATER | DEVERS | Devers Switch Center | DEVERS | DEVERS | Devers Switch Center
WILDE | KRAMER | Lugo Switch Center | KRAMER | KRAMER | Lugo Switch Center
WILDERNESS P.T. | VISTA | Vista Switch Center | VISTA | VISTA | Vista Switch Center
WILSONA | ANTELOPE | Vincent Switch Center | ANTELOPE | ANTELOPE | Vincent Switch Center
WIMBLEDON | ETIWANDA | Vista Switch Center | ETIWANDA | ETIWANDA | Vista Switch Center
WINDING P.T. | EAGLE ROCK | Mesa Switch Center | EAGLE_ROCK | EAGLE ROCK | Mesa Switch Center
WINDSOR_HILLS | LA CIENEGA | El Nido Switch Center | LA_CIENEGA | LA CIENEGA | El Nido Switch Center
WOODRUFF | DEL AMO | Lighthipe Switch Center | DEL_AMO | DEL AMO | Lighthipe Switch Center
WOODVILLE | SPRINGVILLE | Rector Switch Center | SPRINGVILLE | SPRINGVILLE | Rector Switch Center
WRIGHTWOOD | VICTOR | Lugo Switch Center | VICTOR | VICTOR | Lugo Switch Center
YANKEE P.T. | VESTAL | Rector Switch Center | VESTAL | VESTAL | Rector Switch Center
YERMO | ELDORADO | Eldorado Switch Center | ELDORADO | ELDORADO | Eldorado Switch Center
YORBA_LINDA | VILLA PARK | Orange County Switch Ctr | VILLA_PARK | VILLA PARK | Orange County Switch Ctr
YUCAIPA | SAN BERNARDINO | Vista Switch Center | SAN_BERNARDINO | SAN BERNARDINO | Vista Switch Center
YUCCA | DEVERS | Devers Switch Center | DEVERS | DEVERS | Devers Switch Center
YUKON | LA FRESA | El Nido Switch Center | LA_FRESA | LA FRESA | El Nido Switch Center
ZACK | INYO SCE | Control Switch Center | INYO_SCE | INYO SCE | Control Switch Center
ZANJA | VISTA | Vista Switch Center | VISTA | VISTA | Vista Switch Center
ZIGGY P.T. | KRAMER | Lugo Switch Center | KRAMER | KRAMER | Lugo Switch Center

## new_asub.dms-asub.aor
ASub_DMS | ASub_AOR
ALAMITOS | ALAMITOS
ANTELOPE | ANTELOPE
BAILEY | BAILEY
BARRE | BARRE
BIG_CREEK_SYSTEM | BIG CREEK SYSTEM
BLACK_PEAK | BLACK PEAK
BLYTHE_WALC | BLYTHE WALC
CATALINA | CATALINA
CENTER | CENTER
CHINO | CHINO
DEL_AMO | DEL AMO
DEVERS | DEVERS
EAGLE_MOUNTAIN | EAGLE MOUNTAIN
EAGLE_ROCK | EAGLE ROCK
EAST | null
EL_NIDO | EL NIDO
ELDORADO | ELDORADO
ELLIS | ELLIS
ETIWANDA | ETIWANDA
GOLETA | GOLETA
GOULD | GOULD
HINSON | HINSON
INYO_SCE | INYO SCE
JOHANNA | JOHANNA
KRAMER | KRAMER
LA_CIENEGA | LA CIENEGA
LA_FRESA | LA FRESA
LAGUNA_BELL | LAGUNA BELL
LDWP_SYSTEM | LDWP SYSTEM
LIGHTHIPE | LIGHTHIPE
LUGO | LUGO
MESA | MESA
MIRA_LOMA | MIRA LOMA
MOORPARK | MOORPARK
MWD_SYSTEM | MWD SYSTEM
NEVADA_POWER | NEVADA POWER
OLINDA | OLINDA
PADUA | PADUA
PARKER | PARKER
PGAE_SYSTEM | PGAE SYSTEM
RECTOR | RECTOR
RIO_HONDO | RIO HONDO
SAN_BERNARDINO | SAN BERNARDINO
SANTA_CLARA | SANTA CLARA
SANTIAGO | SANTIAGO
SAUGUS | SAUGUS
SDGE_SYSTEM | SDGE SYSTEM
SPRINGVILLE | SPRINGVILLE
SPRNGV | null
TESTING | null
VALLEY | VALLEY
VESTAL | VESTAL
VICTOR | VICTOR
VIEJO | VIEJO
VILLA_PARK | VILLA PARK
VISTA | VISTA
WALC_SYSTEM | WALC SYSTEM
WALNUT | WALNUT

## new_asub.aor-swctr.aorassign
ASub | SwCtr
ALAMITOS | Lighthipe Switch Center
ANTELOPE | Vincent Switch Center
BAILEY | Vincent Switch Center
BARRE | Orange County Switch Ctr
BIG CREEK SYSTEM | Rector Switch Center
BLACK PEAK | Devers Switch Center
BLYTHE WALC | Devers Switch Center
CATALINA | Lighthipe Switch Center
CENTER | Lighthipe Switch Center
CHINO | Mira Loma Switch Center
DEL AMO | Lighthipe Switch Center
DEVERS | Devers Switch Center
DMS NonTelDev | Orange County Switch Ctr
EAGLE MOUNTAIN | Devers Switch Center
EAGLE ROCK | Mesa Switch Center
EL CASCO | Vista Switch Center
EL NIDO | El Nido Switch Center
ELDORADO | Eldorado Switch Center
ELLIS | Orange County Switch Ctr
ETIWANDA | Vista Switch Center
GOLETA | Ventura Switch Center
GOULD | Mesa Switch Center
HINSON | Lighthipe Switch Center
INYO SCE | Control Switch Center
JOHANNA | Orange County Switch Ctr
KRAMER | Lugo Switch Center
LA CIENEGA | El Nido Switch Center
LA FRESA | El Nido Switch Center
LAGUNA BELL | Lighthipe Switch Center
LDWP SYSTEM | Control Switch Center
LIGHTHIPE | Lighthipe Switch Center
LUGO | Lugo Switch Center
MESA | Mesa Switch Center
MIRA LOMA | Mira Loma Switch Center
MOORPARK | Ventura Switch Center
MWD SYSTEM | Devers Switch Center
NEVADA POWER | Eldorado Switch Center
OLINDA | Orange County Switch Ctr
PADUA | Mira Loma Switch Center
PARDEE | Ventura Switch Center
PARKER | Devers Switch Center
PGAE SYSTEM | Vincent Switch Center
RECTOR | Rector Switch Center
RIO HONDO | Mesa Switch Center
SAN BERNARDINO | Vista Switch Center
SANTA CLARA | Ventura Switch Center
SANTIAGO | Orange County Switch Ctr
SAUGUS | Vincent Switch Center
SDGE SYSTEM | Orange County Switch Ctr
SDGE SYSTEM | Valley Switch Center
SPRINGVILLE | Rector Switch Center
VALLEY | Valley Switch Center
VESTAL | Rector Switch Center
VICTOR | Lugo Switch Center
VIEJO | Orange County Switch Ctr
VILLA PARK | Orange County Switch Ctr
VINCENT | Vincent Switch Center
VISTA | Vista Switch Center
WALC SYSTEM | Devers Switch Center
WALNUT | Mira Loma Switch Center
ZZE-EASTERN LS | Mira Loma Switch Center
ZZN-NORTHERN LS | Ventura Switch Center
ZZN-NORTHERN LS | Lighthipe Switch Center
ZZS-SOUTHERN LS | Mira Loma Switch Center
ZZS-SOUTHERN LS | Orange County Switch Ctr
ZZW-WESTERN LS | Ventura Switch Center
ZZW-WESTERN LS | Lighthipe Switch Center

## bsub.dms-asub.dms
BSub | ASub
ACTON | ANTELOPE
AFG | VICTOR
AHA P.T. | BLYTHE_WALC
ALBURY P.T. | DEL_AMO
ALDER | ETIWANDA
ALESSANDRO | VALLEY
ALHAMBRA | EAGLE_ROCK
ALLEN | MESA
ALLVIEW P.T. | VISTA
ALOLA | TESTING
ALON | LIGHTHIPE
ALPINE P.T. | VISTA
AMADOR | RIO_HONDO
AMALIA | MESA
AMARGO | KRAMER
AMBOY | DEVERS
ANAVERDE | ANTELOPE
ANITA | RIO_HONDO
APPLE_VALLEY | VICTOR
AQUEDUCT | VALLEY
ARCADIA | RIO_HONDO
ARCHIBALD | MIRA_LOMA
ARCHLINE | ETIWANDA
ARCH_BEACH | SANTIAGO
ARMIJO P.T. | VICTOR
ARRINGTON P.T. | DEL_AMO
ARRO | SAN_BERNARDINO
ARROWHEAD | VISTA
ARROYO | GOULD
ARTESIA | DEL_AMO
ASHLEY P.T. | GOLETA
ATHENS | LIGHTHIPE
ATWOOD | VILLA_PARK
AULD | VALLEY
AVENTURA P.T. | DEVERS
AVOCADO P.T. | SANTA_CLARA
AYERSMAN P.T. | GOLETA
AZBUILT P.T. | LA_FRESA
BADILLO | RIO_HONDO
BADWATER P.T. | NEVADA_POWER
BAIN | MIRA_LOMA
BAKER | ELDORADO
BANDINI | LAGUNA_BELL
BANNING | DEVERS
BARD P.T. | SANTA_CLARA
BARRE | BARRE
BARSTOW | ELDORADO
BARTOLO | MESA
BARWICK P.T. | GOLETA
BASSETT | WALNUT
BASTA | BARRE
BAYEND P.T. | LA_FRESA
BAYSIDE | ELLIS
BEAUMONT | VISTA
BEDFORD | LA_CIENEGA
BELDING | DEVERS
BELMONT | ALAMITOS
BELVEDERE | MESA
BELVEDERE P.T. | SAN_BERNARDINO
BESSEMER P.T. | VICTOR
BEVERLY | LA_CIENEGA
BICKNELL | MESA
BIGFOOT P.T. | RECTOR
BIGGS P.T. | MIRA_LOMA
BIG_BEND_BIA | PARKER
BIG_CREEK_2 | BIG_CREEK_SYSTEM
BIG_CREEK_3 | BIG_CREEK_SYSTEM
BIG_CREEK_8 | BIG_CREEK_SYSTEM
BIG_CREEK_NO.1 | BIG_CREEK_SYSTEM
BIRD_SPRINGS P.T. | VESTAL
BISHOP_CREEK_NO.2 | INYO_SCE
BISHOP_CREEK_NO.4 | INYO_SCE
BIXBY | ALAMITOS
BLACK_MEADOWS | PARKER
BLISS | SPRINGVILLE
BLOOMINGTON | VISTA
BLUE_CUT P.T. | VISTA
BLUE_RIDGE P.T. | VICTOR
BLUFF_COVE | LA_FRESA
BLYTHE_SCE | BLYTHE_WALC
BLYTHE_WALC | WALC_SYSTEM
BOLSA | BARRE
BOOST | DEL_AMO
BOOTH_ROAD_(BIA) | BLACK_PEAK
BOOTS P.T. | VIEJO
BORREGO | SANTIAGO
BOVINE | DEL_AMO
BOWL | HINSON
BOXWOOD | SPRINGVILLE
BRADBURY | RIO_HONDO
BREA | OLINDA
BREEZE | ANTELOPE
BREWSTER | LIGHTHIPE
BRIDGE | LA_FRESA
BRIDGEPORT | INYO_SCE
BRIGHTON | LA_FRESA
BRISTOL | ELLIS
BROADCOM P.T. | JOHANNA
BROADWAY | ALAMITOS
BROOKHURST | ELLIS
BROOKINGS P.T. | VISTA
BROWN P.T. | VICTOR
BROWNING | VESTAL
BRYAN | VILLA_PARK
BRYMAN | VICTOR
BUGGY_U.G.S. | LA_FRESA
BULLIS | LIGHTHIPE
BUNKER | VALLEY
BURNT_MILL | VISTA
BURRIS_PIT_(BURPIT) | VILLA_PARK
CABAZON | DEVERS
CABRILLO | JOHANNA
CADY | ELDORADO
CAIN_RANCH P.T. | INYO_SCE
CAJALCO | VALLEY
CALAMAR P.T. | VALLEY
CALCADIA P.T. | ELDORADO
CALCITY | KRAMER
CALDEN | LAGUNA_BELL
CALECTRIC | VISTA
CAMAR | SANTA_CLARA
CAMARILLO | SANTA_CLARA
CAMDEN | JOHANNA
CAMERON | HINSON
CAMINO | MWD_SYSTEM
CAMP 10 | BIG_CREEK_SYSTEM
CAMP_ANGELUS P.T. | VISTA
CAMP_BALDY P.T. | PADUA
CAMP_NELSON P.T. | SPRINGVILLE
CANADIAN | VISTA
CANINE P.T. | VALLEY
CANTIL | KRAMER
CANYON | VILLA_PARK
CANYON_LAKE | VALLEY
CAPANERO P.T. | VESTAL
CAPISTRANO_SDGE | PGAE_SYSTEM
CAPITAN | GOLETA
CAPTIVE | VESTAL
CARANCHO P.T. | VALLEY
CARDIFF | SAN_BERNARDINO
CARDINAL P.T. | VICTOR
CARMENITA | DEL_AMO
CARODEAN | DEVERS
CAROLINA | OLINDA
CARPINTERIA | GOLETA
CARSON | LIGHTHIPE
CARTVILLE P.T. | MOORPARK
CAR_WASH P.T. | DEL_AMO
CASA_DIABLO | INYO_SCE
CASCADE P.T. | VALLEY
CASITAS | SANTA_CLARA
CASPER P.T. | SANTA_CLARA
CASTLE P.T. | MOORPARK
CASTRO_PEAK | MOORPARK
CATHEDRAL_CITY | DEVERS
CAVALRY P.T. | KRAMER
CEDARWOOD | BARRE
CEDAR_PINES P.T. | VISTA
CENTER | CENTER
CHALET P.T. | VALLEY
CHALON P.T. | VALLEY
CHANNEL_ISLAND | SANTA_CLARA
CHASE | MIRA_LOMA
CHATHAM | RECTOR
CHATSWORTH | MOORPARK
CHERRY | HINSON
CHESTNUT | JOHANNA
CHEVY P.T. | GOULD
CHILLON P.T. | VISTA
CHINA_RANCH P.T. | VICTOR
CHINO | CHINO
CHINO_TRAINING P.T. | CHINO
CHIQUITA | VIEJO
CHOLLITA P.T. | DEVERS
CHOVY P.T. | MOORPARK
CIMA | ELDORADO
CITRUS | RIO_HONDO
CLARK | ALAMITOS
CLOG P.T. | LUGO
CLOUD P.T. | GOULD
COFFEE | DEVERS
COLDBROOK P.T. | DEL_AMO
COLD_SPRINGS P.T. | GOLETA
COLONIA | SANTA_CLARA
COLORADO | LA_CIENEGA
COLOSSUS | SAUGUS
COLTON | VISTA
COLUMBINE | VESTAL
COMMUNITY P.T. | GOULD
COMPRESS | LA_FRESA
COMPTON | LIGHTHIPE
CONCHO | DEVERS
CONVERSE_FLATS | VISTA
COPY P.T. | GOLETA
CORNUTA | DEL_AMO
CORONA | MIRA_LOMA
CORRECTION | ANTELOPE
CORRIGAN P.T. | MOORPARK
CORTEZ | WALNUT
CORUM | ANTELOPE
COSO | KRAMER
COSTA_MESA | ELLIS
COTTAGE_GROVE | VISTA
COTTONWOOD | VICTOR
COULTER P.T. | VISTA
COUNTS P.T. | SPRINGVILLE
COURT_HOUSE P.T. | GOLETA
COVE | DEVERS
COVINA | WALNUT
CRATER | MOORPARK
CRAWFORD P.T. | INYO_SCE
CREST | LA_FRESA
CRESTWIND_U.G.S. | LA_FRESA
CROWN | SANTIAGO
CRUMP P.T. | VISTA
CUCAMONGA | PADUA
CUDAHY | LAGUNA_BELL
CULVER | LA_CIENEGA
CUMMINGS | ANTELOPE
CYPRESS | DEL_AMO
DAELEY P.T. | CENTER
DAGGETT | ELDORADO
DAISY | HINSON
DALBA P.T. | VISTA
DALTON | RIO_HONDO
DATABANK | MIRA_LOMA
DAVIDSON_CITY | HINSON
DECKER P.T. | MOORPARK
DECLEZ | ETIWANDA
DEEP_SPRINGS | INYO_SCE
DEFRAIN | BLYTHE_WALC
DEIGAARD P.T. | GOLETA
DELANO | VESTAL
DELUZ P.T. | VALLEY
DEL_ROSA | SAN_BERNARDINO
DEL_SUR | ANTELOPE
DESAL | GOLETA
DESERT_OUTPOST | DEVERS
DEVERS | DEVERS
DEWEY P.T. | SANTIAGO
DIAMOND_BAR | CHINO
DIKE | HINSON
DINKEY_CREEK P.T. | BIG_CREEK_SYSTEM
DITMAR | LA_FRESA
DIVISADERO | RECTOR
DOCK | HINSON
DOHENY | LA_CIENEGA
DOLORES P.T. | GOULD
DOMELAND P.T. | KRAMER
DOS LAGOS_P.M. | MIRA_LOMA
DOWNEY | CENTER
DOWNS | KRAMER
DRINKWATER P.T. | LDWP_SYSTEM
DRYDEN P.T. | VALLEY
DUARTE | RIO_HONDO
DUHON P.T. | LA_FRESA
DUNES | BLYTHE_WALC
DUNN_SIDING | ELDORADO
DWP_POWER_PLANT_1 | LDWP_SYSTEM
DYSART P.T. | DEVERS
EAGLE_MOUNTAIN | EAGLE_MOUNTAIN
EARLIMART | VESTAL
EAST_BARSTOW | KRAMER
EATON | MESA
EDGEMONT | VALLEY
EDGEWATE | SANTIAGO
EDINGER | JOHANNA
EDWARDS | KRAMER
EISENHOWER | DEVERS
ELAINE P.T. | SANTA_CLARA
ELEMENTARY P.T. | MESA
ELIZABETH_LAKE | SAUGUS
ELLIS | ELLIS
ELSINORE | VALLEY
ELY | BARRE
EL_CASCO | SAN_BERNARDINO
EL_NIDO | EL_NIDO
EL_PORTO | EL_NIDO
EL_SOBRANTE | MIRA_LOMA
EL_SOBRANTE P.T. | MIRA_LOMA
EMIGRANT P.T. | LDWP_SYSTEM
ENCINAS P.T. | GOULD
ERIC | DEL_AMO
ESCALA P.T. | VALLEY
ESCONDIDO P.T. | SAUGUS
ESTERBROOK P.T. | ELLIS
ESTERO | SANTA_CLARA
ESTRELLA | SANTIAGO
ETIWANDA | ETIWANDA
ETTALEE P.T. | NEVADA_POWER
EUCLID | PADUA
EXETER | RECTOR
FAIRFAX | EAGLE_ROCK
FAIRVIEW | JOHANNA
FAIR_OAKS | GOULD
FALLS P.T. | INYO_SCE
FARRELL | DEVERS
FELTON | EL_NIDO
FERNWOOD | LIGHTHIPE
FILLMORE | SAUGUS
FIREHOUSE | CHINO
FLAGSTONE P.T. | DEL_AMO
FLANCO | ETIWANDA
FLORADAY | CENTER
FOGARTY | DEVERS
FOREST_HOME | VISTA
FORGE | ETIWANDA
FORTY_EIGHT_ST. P.T. | LA_CIENEGA
FORT_IRWIN | ELDORADO
FOUNDERS P.T. | MESA
FRANCIS | CHINO
FRAZIER_PARK | BAILEY
FREMONT | LIGHTHIPE
FRIENDLY_HILLS | OLINDA
FRUITLAND | LAGUNA_BELL
FULLERTON | BARRE
GABRIELINO P.T. | MESA
GAFFEY P.T. | LA_FRESA
GAGE | LAGUNA_BELL
GALE | ELDORADO
GALILEO P.T. | KRAMER
GALLATIN | CENTER
GANESHA | CHINO
GARFIELD | MESA
GARNET | DEVERS
GARVEY | MESA
GAVILAN | VALLEY
GAVIOTA | GOLETA
GENAMIC | ETIWANDA
GEORGE_A.F.B. | VICTOR
GILBERT | BARRE
GISLER | ELLIS
GLENNVILLE | VESTAL
GLEN_AVON | VISTA
GLEN_IVY | VALLEY
GOLDHILL | VICTOR
GOLDSTONE | KRAMER
GOLDTOWN | ANTELOPE
GOLETA | GOLETA
GONZALES | SANTA_CLARA
GORMAN | BAILEY
GOSHEN | RECTOR
GOULD | GOULD
GRAHAM | LAGUNA_BELL
GRANADA | EAGLE_ROCK
GRANGEVILLE | RECTOR
GRAPEVINE P.T. | NEVADA_POWER
GRAPEVINE_PEAK P.T. | PGAE_SYSTEM
GREAT_LAKES | ANTELOPE
GREENHORN | VESTAL
GREENING | DEL_AMO
GREEN_BEAR P.T. | VISTA
GREEN_VALLEY P.T. | ANTELOPE
GRIMSHAW P.T. | PGAE_SYSTEM
GRISWOLD | SAUGUS
GROVEDALE P.T. | OLINDA
GUNSITE P.T. | DEVERS
HAIWEE | MWD_SYSTEM
HAMILTON | ELLIS
HANFORD | RECTOR
HANJIN | HINSON
HARDING | LAGUNA_BELL
HARPER_LAKE | KRAMER
HARVARD | ELDORADO
HASKELL | SAUGUS
HATHAWAY | ALAMITOS
HAVASU | PARKER
HAVEDA | LA_FRESA
HAVILAH | RECTOR
HEADLEY P.T. | LIGHTHIPE
HEARTWELL P.T. | DEL_AMO
HEDDA | DEL_AMO
HELENDALE | VICTOR
HELIJET | ANTELOPE
HEMET | VALLEY
HESPERIA | VICTOR
HESSION P.T. | INYO_SCE
HIGH P.T. | ELDORADO
HIGHLAND | SAN_BERNARDINO
HIGH_SCHOOL P.T. | VISTA
HINKLEY | ELDORADO
HI_DESERT | DEVERS
HOLGATE | KRAMER
HOLIDAY | DEVERS
HOMART | VISTA
HOMEWOOD P.T. | KRAMER
HOOK_CREEK P.T. | VISTA
HOSSACK P.T. | SPRINGVILLE
HOT_WATER P.T. | NEVADA_POWER
HOWARD | LA_FRESA
HOYT | MESA
HUEY P.T. | SANTIAGO
HUNTINGTON_PARK | LAGUNA_BELL
HUSTON | VISTA
HUTT P.T. | ELDORADO
ICE_HOUSE P.T. | PADUA
IDYLLBROOK P.T. | VALLEY
IDYLLWILD | VALLEY
IMPERIAL | CENTER
INDIAN_WELLS | DEVERS
INDUSTRY | WALNUT
INGLEWOOD | EL_NIDO
INYOKERN | KRAMER
INYOKERN_TOWN | KRAMER
IRON_MT. SCE | MWD_SYSTEM
IRVINE | SANTIAGO
IRVINE_PARK P.T. | VILLA_PARK
ISABELLA | RECTOR
ISLA_VISTA | GOLETA
IVAR | MESA
IVYGLEN | VALLEY
JAPANESE_MESA | SDGE_SYSTEM
JAY P.T. | LIGHTHIPE
JEFFERSON | MIRA_LOMA
JERSEY | LIGHTHIPE
JESSIE P.T. | KRAMER
JOB P.T. | VISTA
JOBURG P.T. | KRAMER
JOCLYN P.T. | BARRE
JOHANNA | JOHANNA
JOHNSONDALE P.T. | VESTAL
JOSHUA_TREE | DEVERS
JUMPER P.T. | VALLEY
JUNCTION | SDGE_SYSTEM
JUNE_LAKE | INYO_SCE
KAGLE_CANYON P.T. | SAUGUS
KEARNEY P.T. | LA_CIENEGA
KEELER P.T. | INYO_SCE
KEMPSTER | VISTA
KERNVILLE | VESTAL
KERN_RIVER_1 | RECTOR
KIMBALL | CHINO
KIMBERLY P.T. | SAN_BERNARDINO
KINGSBURG_(PGAE) | PGAE_SYSTEM
KLEMM P.T. | LAGUNA_BELL
KLISS P.T. | DEL_AMO
KNEELAND P.T. | DEL_AMO
KOEFLER P.T. | KRAMER
KOKANEE | BIG_CREEK_SYSTEM
KRAMER | KRAMER
KUFFEL P.T. | VISTA
LACRESTA P.T. | VALLEY
LAFAYETTE | ELLIS
LAGUNA_BELL | LAGUNA_BELL
LAKESIDE P.T. | MOORPARK
LAKEWOOD | DEL_AMO
LAMPSON | BARRE
LANCASTER | ANTELOPE
LANDING | PARKER
LANGFORD P.T. | ELDORADO
LARDER | HINSON
LARK_ELLEN | RIO_HONDO
LATHROP_WELLS P.T. | NEVADA_POWER
LATIGO | MOORPARK
LAUREL | RECTOR
LAWNDALE | EL_NIDO
LAYFAIR | PADUA
LA_CANADA | GOULD
LA_COLINA | VISTA
LA_CRESCENTA P.T. | GOULD
LA_CUARTA P.T. | OLINDA
LA_CUMBRE P.T. | GOLETA
LA_FRESA | LA_FRESA
LA_HABRA | OLINDA
LA_MIRADA | DEL_AMO
LA_PALMA | BARRE
LA_VETA | VILLA_PARK
LEE_VINING | INYO_SCE
LEMON_COVE | RECTOR
LENNOX | EL_NIDO
LEVY | SANTA_CLARA
LIBERTY | RECTOR
LIGHTHIPE | LIGHTHIPE
LIMESTONE | VIEJO
LINDEN | LIGHTHIPE
LINDSAY | SPRINGVILLE
LINE_CREEK | BIG_CREEK_SYSTEM
LITTLE P.T. | LIGHTHIPE
LITTLE_ROCK | ANTELOPE
LITTLE_TUJUNGA P.T. | SAUGUS
LIVE_OAK | PADUA
LIZARD P.T. | DEVERS
LOBSTER P.T. | LA_FRESA
LOCKHEED | SAUGUS
LOCUST | HINSON
LOMA_VISTA P.T. | SANTA_CLARA
LONG P.T. | DEL_AMO
LONGDON | LIGHTHIPE
LORAINE | ANTELOPE
LOS_CERRITOS | HINSON
LOUIE P.T. | ELLIS
LUCAS | DEL_AMO
LUCERNE | VICTOR
LUNADA | LA_FRESA
LUNAR | BIG_CREEK_SYSTEM
LUNDY | INYO_SCE
LURING P.T. | VISTA
LYNWOOD | LIGHTHIPE
MACARTHUR | SANTIAGO
MADRID | LA_FRESA
MADRONE P.T. | BARRE
MAIDEN P.T. | MESA
MALIBU | MOORPARK
MANHATTAN | LA_FRESA
MARASCHINO | VISTA
MARGARTH P.T. | VALLEY
MARINA P.T. | ALAMITOS
MARINE | LA_CIENEGA
MARION | BARRE
MARIPOSA | VESTAL
MARYMOUNT | EL_NIDO
MAXWELL | VALLEY
MAYBERRY | VALLEY
MAYFLOWER | RIO_HONDO
MAYWOOD | LAGUNA_BELL
MCCLENNY P.T. | VESTAL
MCKEVETT P.T. | SANTA_CLARA
MC_CALL P.T. | VALLEY
MC_CLARY P.T. | VICTOR
MEBANE P.T. | ANTELOPE
MENTONE | VISTA
MERCED | WALNUT
MESA | MESA
MESCALERO P.T. | DEVERS
MICHILLINDA | MESA
MIDWIND | ANTELOPE
MILITARY | ELDORADO
MILLIKEN | MIRA_LOMA
MINARET | INYO_SCE
MINNEOLA | ELDORADO
MIRA_LOMA | MIRA_LOMA
MOAB P.T. | PADUA
MOBILOIL | LA_FRESA
MOCKINGBIRD P.T. | DEVERS
MODEL P.T. | VALLEY
MODENA | VILLA_PARK
MODOC | GOLETA
MONACO_U.G.S. | LA_FRESA
MONETA | LA_FRESA
MONOLITH | ANTELOPE
MONROVIA | RIO_HONDO
MONTEBELLO | LAGUNA_BELL
MONTECITO | GOLETA
MOONEY | RECTOR
MOORPARK | MOORPARK
MORAGA | VALLEY
MORAGA33 | VALLEY
MORENO | VALLEY
MORNINGSIDE | EL_NIDO
MORONGO P.T. | DEVERS
MORRO | SANTIAGO
MOULTON | SANTIAGO
MOUNTAIN_PASS | ELDORADO
MOVIE | EL_NIDO
MOYNIER P.T. | LA_CIENEGA
MT. GIVENS P.T. | BIG_CREEK_SYSTEM
MT. TOM | INYO_SCE
MT. VERNON | VISTA
MT. WILSON P.T. | MESA
MURPHY | CENTER
MURRIETTA_2 | VALLEY
MUSCOY | VISTA
MWD_LAKE_MATHEWS | MIRA_LOMA
NAOMI | LAGUNA_BELL
NAPLES | ALAMITOS
NAROD | CHINO
NARROWS | MESA
NAVY_HOUSING P.T. | LA_FRESA
NAVY_MOLE | HINSON
NEENACH | ANTELOPE
NELSON | VALLEY
NEPTUNE | HINSON
NEWBURY | MOORPARK
NEWCOMB | VALLEY
NEWHALL | SAUGUS
NEWMARK | MESA
NIDEVER P.T. | GOLETA
NIGUEL | SANTIAGO
NOBLE P.T. | ELDORADO
NOGAL P.T. | GOLETA
NOGALES | WALNUT
NOLA | LIGHTHIPE
NORCO | MIRA_LOMA
NORTHSTAR P.T. | DEVERS
NORTHWIND | ANTELOPE
NORTH_BAY P.T. | VISTA
NORTH_INTAKE | BLYTHE_WALC
NORTH_MUROC | KRAMER
NORTH_OAKS | SAUGUS
NUEVO | VALLEY
NUGGET | DEVERS
OAKTREE P.T. | GOULD
OAK_GROVE | RECTOR
OAK_KNOLL P.T. | VISTA
OAK_PARK | MOORPARK
OAK_SPRINGS P.T. | VICTOR
OASIS | ANTELOPE
OBSERVATORY P.T. | MESA
OCEANVIEW | ELLIS
OCEAN_PARK | LA_CIENEGA
OCTOL | RECTOR
OJAI | SANTA_CLARA
OLDFIELD | LIGHTHIPE
OLINDA | OLINDA
OLIVE_LAKE | BLYTHE_WALC
OLYMPIC | LA_CIENEGA
ONEILL | VIEJO
ONTARIO | CHINO
ORANGE | VILLA_PARK
ORDWAY | ELDORADO
ORO_GRANDE | VICTOR
ORTEGA | GOLETA
OUTLAW P.T. | VALLEY
OUTLET P.T. | DEVERS
OXNARD | SANTA_CLARA
PACHAPPA P.T. | VISTA
PADUA | PADUA
PAINTED_CAVE P.T. | GOLETA
PALMDALE | ANTELOPE
PALM_CANYON | DEVERS
PALM_SPRINGS | DEVERS
PALM_VILLAGE | DEVERS
PALOS_VERDES | LA_FRESA
PANCHITO P.T. | SANTA_CLARA
PAPAYA P.T. | MIRA_LOMA
PAPER | VILLA_PARK
PAPERMATE | LA_CIENEGA
PAR P.T. | GOLETA
PARKER_STRIP | PARKER
PARKWOOD | OLINDA
PASSONS | CENTER
PAUBA | VALLEY
PAULARINO | ELLIS
PEACOCK_U.G.S. | LA_FRESA
PEACOR P.T. | DEVERS
PEARL | LA_CIENEGA
PEBBLY_BEACH | CATALINA
PECHANGA | VALLEY
PEDLEY | MIRA_LOMA
PEERLESS | KRAMER
PEPPER | VISTA
PEREZ | MIRA_LOMA
PERRIS P.T. | VALLEY
PERRY | LA_FRESA
PEYTON | CHINO
PHARMACY | MOORPARK
PHEASANT P.T. | DEVERS
PHELAN | VICTOR
PICO | HINSON
PIERPONT | SANTA_CLARA
PIMIENTO P.T. | GOLETA
PIONEER | CENTER
PITMAN | BIG_CREEK_SYSTEM
PIUTE | ANTELOPE
PIXLEY | VESTAL
PLACENTIA | VILLA_PARK
PLASTIC | CHINO
PLAYA | GOLETA
PLAZA P.T. | GOULD
POLARIS | EL_NIDO
POMONA | CHINO
POOLE | INYO_SCE
POPLAR | VESTAL
PORTER | SAUGUS
PORTERVILLE | SPRINGVILLE
PORTUGUESE_BEND P.T. | LA_FRESA
POSO_PARK P.T. | VESTAL
POTRERO | MOORPARK
PROCTOR | WALNUT
PUENTE | WALNUT
QUARTZ_HILL | ANTELOPE
QUEEN_MARY_U.G.S. | HINSON
QUINN | VESTAL
RAILROAD | WALNUT
RAMONA | MESA
RANCHERIA P.T. | BIG_CREEK_SYSTEM
RANCHO | VICTOR
RANDALL | ETIWANDA
RANDOLPH | LAGUNA_BELL
RANDSBURG | KRAMER
RANGER P.T. | VISTA
RAVENDALE | MESA
RECOVERY | ELLIS
RECTIFIER | VALLEY
RECTOR | RECTOR
REDLANDS | SAN_BERNARDINO
REDMAN | ANTELOPE
REDONDO | LA_FRESA
RED_BOX P.T. | GOULD
REEF P.T. | MOORPARK
REMBOLT P.T. | SANTA_CLARA
REPETTO | MESA
REPRO | EL_NIDO
RETREAT P.T. | MIRA_LOMA
RIALTO | VISTA
RICHUSON P.T. | LIGHTHIPE
RIDGECREST | KRAMER
RIDGEVIEW P.T. | VALLEY
RINCON P.T. | GOLETA
RIO_HONDO | RIO_HONDO
RIPLEY | BLYTHE_WALC
RITTER_RANCH | ANTELOPE
RIVERA | CENTER
RIVERTEX | VICTOR
RIVERWAY | RECTOR
ROADWAY | KRAMER
ROCKY P.T. | SAUGUS
ROLLING_HILLS | LA_FRESA
RONNIE P.T. | CENTER
ROSAMOND | ANTELOPE
ROSEMEAD | MESA
ROXIE P.T. | RIO_HONDO
ROYAL | MOORPARK
RUBIDOUX | VISTA
RUNNING_SPRINGS | VISTA
RUSH | MESA
RUSH_CREEK | INYO_SCE
SAN MIGUEL | SANTA_CLARA
SANGAR | MESA
SANTA_ANA_RIVER 1 | SAN_BERNARDINO
SANTA_BARBARA | GOLETA
SANTA_FE_SPRINGS | CENTER
SANTA_MONICA | LA_CIENEGA
SANTA_ROSA | DEVERS
SANTA_SUSANA | SAUGUS
SANTEE | WALNUT
SANTIAGO | SANTIAGO
SAN_ANTONIO | PADUA
SAN_BERNARDINO | SAN_BERNARDINO
SAN_DIMAS | PADUA
SAN_FERNANDO | SAUGUS
SAN_GABRIEL | MESA
SAN_JACINTO | VALLEY
SAN_MARCOS | GOLETA
SAN_MARINO | MESA
SAN_MIGUEL | SANTA_CLARA
SAN_VICENTE | LA_CIENEGA
SAN_YSIDRO P.T. | GOLETA
SATICOY | SANTA_CLARA
SAUGUS | SAUGUS
SAVAGE | VICTOR
SAWTELLE | LA_CIENEGA
SCORPION P.T. | KRAMER
SCOUT P.T. | VICTOR
SDGE_AVOCADO | MWD_SYSTEM
SEABRIGHT | HINSON
SEARLES | KRAMER
SECOND_AVENUE | BLYTHE_WALC
SEPULVEDA | EL_NIDO
SESPE P.T. | SAUGUS
SHANDIN | VISTA
SHARON | GOULD
SHAWNEE | BARRE
SHERWIN | INYO_SCE
SHERWOOD P.T. | MOORPARK
SHORT_TERM P.T. | KRAMER
SHRED | LIGHTHIPE
SHULTZ | LAGUNA_BELL
SHUTTLE | ANTELOPE
SIERRA_MADRE | RIO_HONDO
SIGGEN | CENTER
SIGNAL_HILL | LIGHTHIPE
SILVER_SPUR | DEVERS
SIPHON P.T. | BIG_CREEK_SYSTEM
SIXTEENTH_STREET | VISTA
SKILAND | INYO_SCE
SKYBORNE P.T. | DEVERS
SKYLARK | VALLEY
SLATER | ELLIS
SMILEY | SAN_BERNARDINO
SNAKE P.T. | DEVERS
SNOWCREEK P.T. | DEVERS
SOCO | ELLIS
SOLEMINT | SAUGUS
SOMERSET | DEL_AMO
SOMIS | SANTA_CLARA
SONRISA P.T. | DEL_AMO
SONY | LA_CIENEGA
SOPER P.T. | DEL_AMO
SOQUEL | CHINO
SOUTHBASE | KRAMER
SOUTHRIDGE P.T. | DEVERS
SOUTHWIND | ANTELOPE
SOUTH_GATE | LAGUNA_BELL
SPANKY P.T. | ELLIS
STADIUM | ALAMITOS
STADLER | VALLEY
STATE_STREET | HINSON
STETSON | VALLEY
STEWART | CENTER
STEWVAL P.T. | MWD_SYSTEM
STIRRUP | LA_FRESA
STODDARD | SAN_BERNARDINO
STRATHMORE | SPRINGVILLE
STROH P.T. | MIRA_LOMA
STYX P.T. | VICTOR
SUBSTATION_72 | WALC_SYSTEM
SUGARLOAF P.T. | VESTAL
SULLIVAN | ELLIS
SUNLIGHT P.T. | LIGHTHIPE
SUNNYHILLS | BARRE
SUNNYSIDE | LIGHTHIPE
SUNNY_DUNES | DEVERS
SUN_CITY | VALLEY
SURREY_U.G.S. | LA_FRESA
TAFT | PGAE_SYSTEM
TAHITI | LA_CIENEGA
TAHQUITZ P.T. | VALLEY
TALBERT | ELLIS
TAMARISK | DEVERS
TAPIA | MOORPARK
TATANKA P.T. | GOLETA
TEAM | BARRE
TEJON_(PGAE) | PGAE_SYSTEM
TEJON_PEAK P.T. | BAILEY
TELEGRAPH | OLINDA
TEMESCAL P.T. | MIRA_LOMA
TEMPLE | MESA
TENAJA | VALLEY
TENDERFOOT P.T. | VICTOR
TENNESSEE | SAN_BERNARDINO
TERRACE | MESA
TERRA_BELLA | VESTAL
THORNHILL | DEVERS
THOUSAND_OAKS | MOORPARK
THREE_RIVERS | RECTOR
THRIVE | VISTA
THUMSGEN | HINSON
THUNDERBIRD | DEVERS
TIEFORT | ELDORADO
TIMBERWINE | BIG_CREEK_SYSTEM
TIMOTEO | SAN_BERNARDINO
TIPPECANOE | SAN_BERNARDINO
TIPTON | SPRNGV
TOLLHOUSE P.T. | BIG_CREEK_SYSTEM
TOPANGA | MOORPARK
TOPAZ | LA_FRESA
TORRANCE | LA_FRESA
TORTILLA | ELDORADO
TRASK | BARRE
TRONA | KRAMER
TROPHY | CHINO
TULARE | RECTOR
TULE_(PGAE) | SPRINGVILLE
TUMBLEWEED P.T. | KRAMER
TWENTYNINE_PALMS | DEVERS
TYBURN P.T. | LA_FRESA
UNIVERSAL | EAGLE_ROCK
UPLAND | PADUA
VAIL | LAGUNA_BELL
VALDEZ | MOORPARK
VALENCIA | SAN_BERNARDINO
VALENTINE P.T. | INYO_SCE
VALLEY | VALLEY
VALLEY ELECT._ASSOC. | NEVADA_POWER
VALLEY_ELECT._ASSOC. | NEVADA_POWER
VALLEY_OF_THE_MOON_P | VISTA
VANDERLIP P.T. | LA_FRESA
VEGAS | GOLETA
VENICE_HILL | RECTOR
VENIDA | RECTOR
VENTURA | SANTA_CLARA
VENWIND | DEVERS
VERA | ELLIS
VERDANT | BLYTHE_WALC
VESTAL | VESTAL
VIA_HUERTO P.T. | GOLETA
VICTOR | VICTOR
VICTORIA | LA_FRESA
VICTORVILLE | VICTOR
VIEJO | VIEJO
VILLA_PARK | VILLA_PARK
VISALIA | RECTOR
VOGAN P.T. | DEL_AMO
VONI P.T. | BARRE
WABASH | MESA
WAKEFIELD | SANTA_CLARA
WALKER_BASIN | RECTOR
WALNUT | WALNUT
WALTERIA | LA_FRESA
WASHINGTON | VILLA_PARK
WASTEWATER | SANTA_CLARA
WATSON | HINSON
WAVE | ELLIS
WEESHA P.T. | VISTA
WELDON | VESTAL
WELLINGTON P.T. | VILLA_PARK
WENGE P.T. | ELLIS
WESBASIN | EL_NIDO
WESTEND P.T. | KRAMER
WESTFALL_P.M. | GOLETA
WESTGATE | MESA
WESTMONT P.T. | GOLETA
WEST_BARSTOW | KRAMER
WEST_RIVERSIDE | VISTA
WHEATLAND | VESTAL
WHIPPLE | PARKER
WHITEWATER | DEVERS
WHITE_MT. | INYO_SCE
WILDE | KRAMER
WILDERNESS P.T. | VISTA
WILSONA | ANTELOPE
WIMBLEDON | ETIWANDA
WINDING P.T. | EAGLE_ROCK
WINDSOR_HILLS | LA_CIENEGA
WOODRUFF | DEL_AMO
WOODVILLE | SPRINGVILLE
WRIGHTWOOD | VICTOR
YANKEE P.T. | VESTAL
YERMO | ELDORADO
YORBA_LINDA | VILLA_PARK
YUCAIPA | SAN_BERNARDINO
YUCCA | DEVERS
YUKON | LA_FRESA
ZACK | INYO_SCE
ZANJA | VISTA
ZIGGY P.T. | KRAMER

## asub.dms-asub.aor
ASub_DMS | ASub_AOR
DMS NonTelDev
Test AOR 1
Test AOR 2
All
Dynamic Alarm Limits
PNAControlAccess
PNADisplayAccess
XA/21 System
Test
TESTING_00
Control All
Devers All
Eldorado All
El Nido All
Lighthipe All
Lugo All
Mesa All
Mira Loma All
Orange County All
ALL-DCLS EAST
ALL-DCLS NORTH
ALL-DCLS SOUTH
ALL-DCLS WEST
Rector All
Valley All
Ventura All
Vincent All
Vista All
zzTestSwitch
zzTestOther
SANTA ANA LAB
CHINO LAB
WESTMINISTER LAB
PSC_ALL
EL CASCO
EL CASCO_30
EL CASCO_31
EL CASCO_34
EL CASCO_40
EL CASCO_77
ALL-PSC MAINT
GCC-LOADSHED
PSC-DMC
PSC-PSC ALL
PSC-PSC MAINT
SYS-TSM APPS
TO_BE_DELETED
TSS-TS SCHOOL
ZZE-EASTERN LS
ZZE-EASTERN LS ALARM
ZZN-NORTHERN LS
ZZN-NORTHERN LS ALARM
ZZS-SOUTHERN LS
ZZS-SOUTHERN LS ALARM
ZZW-WESTERN LS
ZZW-WESTERN LS ALARM
PALMETTO_34
CATALINA_61
ALAMITOS_46
ANTELOPE_36
ANTELOPE_52
ANTELOPE_53
BAILEY_36
BARRE_29
BARRE_33
BARRE_48
BLACK PEAK_87
BLYTHE WALC_87
CENTER_32
CENTER_47
CENTER_22
CENTER_48
CHINO_26
CHINO_34
DEL AMO_32
DEL AMO_47
DEL AMO_46
DEL AMO_48
DEVERS_73
DEVERS_77
DEVERS_79
DEVERS_84
DEVERS_31
EAGLE MOUNTAIN_87
EAGLE MOUNTAIN_26
EAGLE ROCK_22
EAGLE ROCK_27
EAGLE ROCK_59
EL NIDO_42
EL NIDO_44
ELDORADO_72
ELLIS_29
ELLIS_43
ELLIS_33
ETIWANDA_30
GOLETA_49
GOLETA_39
GOULD_27
HINSON_46
HINSON_32
INYO SCE_85
JOHANNA_29
JOHANNA_33
JOHANNA_43
JOHANNA_48
KRAMER_73
KRAMER_86
LA CIENEGA_42
LA CIENEGA_44
LA FRESA_44
LAGUNA BELL_22
LAGUNA BELL_32
LIGHTHIPE_32
LIGHTHIPE_46
MESA_27
MESA_32
MESA_47
MESA_22
MIRA LOMA_30
MIRA LOMA_34
MOORPARK_35
MOORPARK_39
MOORPARK_49
MOORPARK_59
MWD SYSTEM_84
OLINDA_47
OLINDA_48
PADUA_26
PADUA_30
PADUA_34
PARDEE_39
PARKER_87
RECTOR_50
RECTOR_51
RECTOR_52
RECTOR_53
RIO HONDO_22
RIO HONDO_26
RIO HONDO_27
SAN BERNARDINO_31
SAN BERNARDINO_40
SANTA CLARA_39
SANTIAGO_33
SANTIAGO_48
SANTIAGO_43
SAUGUS_35
SAUGUS_59
SPRINGVILLE_51
VALLEY_77
VALLEY_88
VESTAL_51
VESTAL_53
VICTOR_73
VIEJO_43
VILLA PARK_48
VILLA PARK_29
VILLA PARK_43
VISTA_31
VISTA_34
VISTA_40
VISTA_77
VISTA_30
WALC SYSTEM_87
WALNUT_26
WALNUT_27
BIG CREEK SYSTEM_50
LDWP SYSTEM_85
LUGO_73
LUGO_86
NEVADA POWER_72
NEVADA POWER_86
PGAE SYSTEM_36
SDGE SYSTEM_43
VINCENT_36
VINCENT_39
VINCENT_52
VINCENT_59
TEMP
CATALINA | CATALINA
ALAMITOS | ALAMITOS
ANTELOPE | ANTELOPE
BAILEY | BAILEY
BARRE | BARRE
BIG CREEK SYSTEM
BLACK PEAK
BLYTHE WALC
CENTER | CENTER
CHINO | CHINO
DEL AMO
DEVERS | DEVERS
EAGLE MOUNTAIN
EAGLE ROCK
EL NIDO
ELDORADO | ELDORADO
ELLIS | ELLIS
ETIWANDA | ETIWANDA
GOLETA | GOLETA
GOULD | GOULD
HINSON | HINSON
INYO SCE
JOHANNA | JOHANNA
KRAMER | KRAMER
LA CIENEGA
LA FRESA
LAGUNA BELL
LDWP SYSTEM
LIGHTHIPE | LIGHTHIPE
LUGO | LUGO
MESA | MESA
MIRA LOMA
MOORPARK | MOORPARK
MWD SYSTEM
NEVADA POWER
OLINDA | OLINDA
PADUA | PADUA
PARDEE
PARKER | PARKER
PGAE SYSTEM
RECTOR | RECTOR
RIO HONDO
SAN BERNARDINO
SANTA CLARA
SANTIAGO | SANTIAGO
SAUGUS | SAUGUS
SDGE SYSTEM
SPRINGVILLE | SPRINGVILLE
VALLEY | VALLEY
VESTAL | VESTAL
VICTOR | VICTOR
VIEJO | VIEJO
VILLA PARK
VINCENT
VISTA | VISTA
WALC SYSTEM
WALNUT | WALNUT
22_MONTEBELLO
26_COVINA
27_MONROVIA
29_SANTA ANA
30_FOOTHILL
31_REDLANDS
32_COMPTON
33_HUNTINGTON BEACH
34_ONTARIO
35_THOUSAND OAKS
36_ANTELOPE VALLEY
39_VENTURA
40_ARROWHEAD
42_SANTA MONICA
43_SADDLEBACK
44_SOUTH BAY
46_LONG BEACH
47_WHITTIER
48_FULLERTON
49_SANTA BARBARA
50_SHAVER LAKE
52_TEHACHAPI
53_KERNVILLE
59_VALENCIA
61_CATALINA
72_BARSTOW
73_VICTORVILLE
77_MENIFEE
79_PALM SPRINGS
84_TWENTYNINE PALMS
85_BISHOP
86_RIDGECREST
87_BLYTHE
88_WILDOMAR
99_FOREIGN
51_SAN JOAQUIN VALLE
PALMETTO_00
CHINO_00
MIRA LOMA_00
BAILEY_59
BARRE_46
BARRE_47
BLYTHE WALC_84
EAGLE ROCK_42
LIGHTHIPE_22
LIGHTHIPE_34
MIRA LOMA_47
SANTIAGO_29
SAUGUS_39
VALLEY_34
VALLEY_73
LA FRESA_32
LA FRESA_42
ETIWANDA_34
LAGUNA BELL_46
LIGHTHIPE_47
KRAMER_72
Device Monitor Control
ALL SYSTEM
DMC
GOLETA_36
Z_EMS
SYSTEM MODE CONTROL
SPRNGV
BLACK_PEAK
RIO_HONDO
SAN_BERNARDINO
TESTING
VILLA_PARK
EAGLE_MOUNTAIN
PGAE_SYSTEM
LAGUNA_BELL
DEL_AMO
MIRA_LOMA
SANTA_CLARA
MWD_SYSTEM
SDGE_SYSTEM
EAST
WALC_SYSTEM
LA_CIENEGA
NEVADA_POWER
LDWP_SYSTEM
LA_FRESA
BLYTHE_WALC
EL_NIDO
INYO_SCE
EAGLE_ROCK
BIG_CREEK_SYSTEM

## asub.aor-swctr.aorassign
ASub | SwCtr
22_MONTEBELLO | No Ctrl User All Distric
22_MONTEBELLO | All District Apparatus
26_COVINA | No Ctrl User All Distric
26_COVINA | All District Apparatus
27_MONROVIA | No Ctrl User All Distric
27_MONROVIA | All District Apparatus
29_SANTA ANA | No Ctrl User All Distric
29_SANTA ANA | All District Apparatus
30_FOOTHILL | No Ctrl User All Distric
30_FOOTHILL | All District Apparatus
31_REDLANDS | No Ctrl User All Distric
31_REDLANDS | All District Apparatus
32_COMPTON | No Ctrl User All Distric
32_COMPTON | All District Apparatus
33_HUNTINGTON BEACH | No Ctrl User All Distric
33_HUNTINGTON BEACH | All District Apparatus
34_ONTARIO | No Ctrl User All Distric
34_ONTARIO | All District Apparatus
35_THOUSAND OAKS | No Ctrl User All Distric
35_THOUSAND OAKS | All District Apparatus
36_ANTELOPE VALLEY | No Ctrl User All Distric
36_ANTELOPE VALLEY | All District Apparatus
39_VENTURA | No Ctrl User All Distric
39_VENTURA | All District Apparatus
40_ARROWHEAD | No Ctrl User All Distric
40_ARROWHEAD | All District Apparatus
42_SANTA MONICA | No Ctrl User All Distric
42_SANTA MONICA | All District Apparatus
43_SADDLEBACK | No Ctrl User All Distric
43_SADDLEBACK | All District Apparatus
44_SOUTH BAY | No Ctrl User All Distric
44_SOUTH BAY | All District Apparatus
46_LONG BEACH | No Ctrl User All Distric
46_LONG BEACH | All District Apparatus
47_WHITTIER | No Ctrl User All Distric
47_WHITTIER | All District Apparatus
48_FULLERTON | No Ctrl User All Distric
48_FULLERTON | All District Apparatus
49_SANTA BARBARA | No Ctrl User All Distric
49_SANTA BARBARA | All District Apparatus
50_SHAVER LAKE | All District Apparatus
50_SHAVER LAKE | No Ctrl User All Distric
51_SAN JOAQUIN VALLE | No Ctrl User All Distric
51_SAN JOAQUIN VALLE | All District Apparatus
52_TEHACHAPI | No Ctrl User All Distric
52_TEHACHAPI | All District Apparatus
53_KERNVILLE | All District Apparatus
53_KERNVILLE | No Ctrl User All Distric
59_VALENCIA | No Ctrl User All Distric
59_VALENCIA | All District Apparatus
61_CATALINA | All District Apparatus
61_CATALINA | No Ctrl User All Distric
72_BARSTOW | No Ctrl User All Distric
72_BARSTOW | All District Apparatus
73_VICTORVILLE | No Ctrl User All Distric
73_VICTORVILLE | All District Apparatus
77_MENIFEE | No Ctrl User All Distric
77_MENIFEE | All District Apparatus
79_PALM SPRINGS | No Ctrl User All Distric
79_PALM SPRINGS | All District Apparatus
84_TWENTYNINE PALMS | All District Apparatus
84_TWENTYNINE PALMS | No Ctrl User All Distric
85_BISHOP | All District Apparatus
85_BISHOP | No Ctrl User All Distric
86_RIDGECREST | No Ctrl User All Distric
86_RIDGECREST | All District Apparatus
87_BLYTHE | All District Apparatus
87_BLYTHE | No Ctrl User All Distric
88_WILDOMAR | No Ctrl User All Distric
88_WILDOMAR | All District Apparatus
99_FOREIGN | All District Apparatus
99_FOREIGN | No Ctrl User All Distric
ALAMITOS | Lighthipe Switch Center
ALAMITOS | No Ctrl User All Abanks
ALAMITOS_46
All
ALL SYSTEM | All PSC No Ctrl Prod
ALL SYSTEM | All TDBU Sup No Control
ALL SYSTEM | GSOC Users
ALL SYSTEM | All Test Control User
ALL SYSTEM | All
ALL SYSTEM | All Appar Test User
ALL-DCLS EAST
ALL-DCLS NORTH
ALL-DCLS SOUTH
ALL-DCLS WEST
ALL-PSC MAINT
ANTELOPE | Vincent Switch Center
ANTELOPE | No Ctrl User All Abanks
ANTELOPE_36
ANTELOPE_52
ANTELOPE_53
BAILEY | Vincent Switch Center
BAILEY | No Ctrl User All Abanks
BAILEY_36
BAILEY_59
BARRE | No Ctrl User All Abanks
BARRE | Orange County Switch Ctr
BARRE_29
BARRE_33
BARRE_46
BARRE_47
BARRE_48
BIG CREEK SYSTEM | Rector Switch Center
BIG CREEK SYSTEM_50
BLACK PEAK | Devers Switch Center
BLACK PEAK | No Ctrl User All Abanks
BLACK PEAK_87
BLYTHE WALC | Devers Switch Center
BLYTHE WALC | No Ctrl User All Abanks
BLYTHE WALC_84
BLYTHE WALC_87
CATALINA | Lighthipe Switch Center
CATALINA | No Ctrl User All Abanks
CATALINA | Catalina Operations
CATALINA_61
CENTER | No Ctrl User All Abanks
CENTER | Lighthipe Switch Center
CENTER_22
CENTER_32
CENTER_47
CENTER_48
CHINO | Mira Loma Switch Center
CHINO | No Ctrl User All Abanks
CHINO LAB | All District Apparatus
CHINO LAB | Training Control User
CHINO LAB | All PSC No Ctrl Prod
CHINO_00 | All Appar Test User
CHINO_00 | All
CHINO_00 | All Test Control User
CHINO_26
CHINO_34
Control All
DEL AMO | Lighthipe Switch Center
DEL AMO | No Ctrl User All Abanks
DEL AMO_32
DEL AMO_46
DEL AMO_47
DEL AMO_48
DEVERS | Devers Switch Center
DEVERS | No Ctrl User All Abanks
Devers All
DEVERS_31
DEVERS_73
DEVERS_77
DEVERS_79
DEVERS_84
Device Monitor Control | All
Device Monitor Control | All PSC No Ctrl Prod
Device Monitor Control | All Test Control User
Device Monitor Control | All TDBU Sup No Control
DMC
DMS NonTelDev | All
DMS NonTelDev | Orange County Switch Ctr
Dynamic Alarm Limits
EAGLE MOUNTAIN | Devers Switch Center
EAGLE MOUNTAIN | No Ctrl User All Abanks
EAGLE MOUNTAIN_26
EAGLE MOUNTAIN_87
EAGLE ROCK | No Ctrl User All Abanks
EAGLE ROCK | Mesa Switch Center
EAGLE ROCK_22
EAGLE ROCK_27
EAGLE ROCK_42
EAGLE ROCK_59
EL CASCO | Vista Switch Center
EL CASCO_30
EL CASCO_31
EL CASCO_34
EL CASCO_40
EL CASCO_77
EL NIDO | El Nido Switch Center
EL NIDO | No Ctrl User All Abanks
El Nido All
EL NIDO_42
EL NIDO_44
ELDORADO | Eldorado Switch Center
ELDORADO | No Ctrl User All Abanks
Eldorado All
ELDORADO_72
ELLIS | Orange County Switch Ctr
ELLIS | No Ctrl User All Abanks
ELLIS_29
ELLIS_33
ELLIS_43
ETIWANDA | Vista Switch Center
ETIWANDA | No Ctrl User All Abanks
ETIWANDA_30
ETIWANDA_34
GCC-LOADSHED
GOLETA | Ventura Switch Center
GOLETA | No Ctrl User All Abanks
GOLETA_36
GOLETA_39
GOLETA_49
GOULD | No Ctrl User All Abanks
GOULD | Mesa Switch Center
GOULD_27
HINSON | Lighthipe Switch Center
HINSON | No Ctrl User All Abanks
HINSON_32
HINSON_46
INYO SCE | No Ctrl User All Abanks
INYO SCE | Test AOR Asgn 1
INYO SCE | Control Switch Center
INYO SCE_85
JOHANNA | No Ctrl User All Abanks
JOHANNA | Orange County Switch Ctr
JOHANNA_29
JOHANNA_33
JOHANNA_43
JOHANNA_48
KRAMER | Lugo Switch Center
KRAMER | No Ctrl User All Abanks
KRAMER_72
KRAMER_73
KRAMER_86
LA CIENEGA | No Ctrl User All Abanks
LA CIENEGA | El Nido Switch Center
LA CIENEGA_42
LA CIENEGA_44
LA FRESA | No Ctrl User All Abanks
LA FRESA | El Nido Switch Center
LA FRESA_32
LA FRESA_42
LA FRESA_44
LAGUNA BELL | No Ctrl User All Abanks
LAGUNA BELL | Lighthipe Switch Center
LAGUNA BELL_22
LAGUNA BELL_32
LAGUNA BELL_46
LDWP SYSTEM | Test AOR Asgn 1
LDWP SYSTEM | Control Switch Center
LDWP SYSTEM | No Ctrl User All Abanks
LDWP SYSTEM_85
LIGHTHIPE | Lighthipe Switch Center
LIGHTHIPE | No Ctrl User All Abanks
Lighthipe All
LIGHTHIPE_22
LIGHTHIPE_32
LIGHTHIPE_34
LIGHTHIPE_46
LIGHTHIPE_47
LUGO | Lugo Switch Center
Lugo All
LUGO_73
LUGO_86
MESA | Mesa Switch Center
MESA | No Ctrl User All Abanks
Mesa All
MESA_22
MESA_27
MESA_32
MESA_47
MIRA LOMA | No Ctrl User All Abanks
MIRA LOMA | Mira Loma Switch Center
Mira Loma All
MIRA LOMA_00 | All Appar Test User
MIRA LOMA_00 | All Test Control User
MIRA LOMA_30
MIRA LOMA_34
MIRA LOMA_47
MOORPARK | No Ctrl User All Abanks
MOORPARK | Ventura Switch Center
MOORPARK_35
MOORPARK_39
MOORPARK_49
MOORPARK_59
MWD SYSTEM | Devers Switch Center
MWD SYSTEM | No Ctrl User All Abanks
MWD SYSTEM_84
NEVADA POWER | Eldorado Switch Center
NEVADA POWER_72
NEVADA POWER_86
OLINDA | Orange County Switch Ctr
OLINDA | No Ctrl User All Abanks
OLINDA_47
OLINDA_48
Orange County All
PADUA | No Ctrl User All Abanks
PADUA | Mira Loma Switch Center
PADUA_26
PADUA_30
PADUA_34
PALMETTO_00 | All Appar Test User
PALMETTO_00 | All Test Control User
PALMETTO_00 | All
PALMETTO_34 | All
PALMETTO_34 | All Appar Test User
PALMETTO_34 | All Test Control User
PARDEE | No Ctrl User All Abanks
PARDEE | Ventura Switch Center
PARDEE_39
PARKER | Devers Switch Center
PARKER | No Ctrl User All Abanks
PARKER_87
PGAE SYSTEM | Vincent Switch Center
PGAE SYSTEM_36
PNAControlAccess
PNADisplayAccess
PSC_ALL
PSC-DMC
PSC-PSC ALL
PSC-PSC MAINT
RECTOR | No Ctrl User All Abanks
RECTOR | Rector Switch Center
Rector All
RECTOR_50
RECTOR_51
RECTOR_52
RECTOR_53
RIO HONDO | Mesa Switch Center
RIO HONDO | No Ctrl User All Abanks
RIO HONDO_22
RIO HONDO_26
RIO HONDO_27
SAN BERNARDINO | No Ctrl User All Abanks
SAN BERNARDINO | Vista Switch Center
SAN BERNARDINO_31
SAN BERNARDINO_40
SANTA ANA LAB | All District Apparatus
SANTA ANA LAB | All PSC No Ctrl Prod
SANTA CLARA | No Ctrl User All Abanks
SANTA CLARA | Ventura Switch Center
SANTA CLARA_39
SANTIAGO | No Ctrl User All Abanks
SANTIAGO | Orange County Switch Ctr
SANTIAGO_29
SANTIAGO_33
SANTIAGO_43
SANTIAGO_48
SAUGUS | Vincent Switch Center
SAUGUS | No Ctrl User All Abanks
SAUGUS_35
SAUGUS_39
SAUGUS_59
SDGE SYSTEM | No Ctrl User All Abanks
SDGE SYSTEM | Orange County Switch Ctr
SDGE SYSTEM | Valley Switch Center
SDGE SYSTEM_43
SPRINGVILLE | Rector Switch Center
SPRINGVILLE | No Ctrl User All Abanks
SPRINGVILLE_51
SYSTEM MODE CONTROL | GSOC Users
SYS-TSM APPS
TEMP
Test
Test AOR 1 | Test AOR Assign 3
Test AOR 2 | Test AOR Assign 3
TESTING_00 | All
TESTING_00 | All Test Control User
TO_BE_DELETED
TSS-TS SCHOOL
VALLEY | No Ctrl User All Abanks
VALLEY | Valley Switch Center
Valley All
VALLEY_34
VALLEY_73
VALLEY_77
VALLEY_88
Ventura All
VESTAL | Rector Switch Center
VESTAL | No Ctrl User All Abanks
VESTAL_51
VESTAL_53
VICTOR | Lugo Switch Center
VICTOR | No Ctrl User All Abanks
VICTOR_73
VIEJO | No Ctrl User All Abanks
VIEJO | Orange County Switch Ctr
VIEJO_43
VILLA PARK | No Ctrl User All Abanks
VILLA PARK | Orange County Switch Ctr
VILLA PARK_29
VILLA PARK_43
VILLA PARK_48
VINCENT | Vincent Switch Center
Vincent All
VINCENT_36
VINCENT_39
VINCENT_52
VINCENT_59
VISTA | No Ctrl User All Abanks
VISTA | Vista Switch Center
Vista All
VISTA_30
VISTA_31
VISTA_34
VISTA_40
VISTA_77
WALC SYSTEM | No Ctrl User All Abanks
WALC SYSTEM | Devers Switch Center
WALC SYSTEM_87
WALNUT | Mira Loma Switch Center
WALNUT | No Ctrl User All Abanks
WALNUT_26
WALNUT_27
WESTMINISTER LAB | All PSC No Ctrl Prod
WESTMINISTER LAB | All District Apparatus
XA/21 System | All PSC No Ctrl Prod
XA/21 System | All
Z_EMS | All PSC No Ctrl Prod
ZZE-EASTERN LS | Mira Loma Switch Center
ZZE-EASTERN LS ALARM
ZZN-NORTHERN LS | Ventura Switch Center
ZZN-NORTHERN LS | Lighthipe Switch Center
ZZN-NORTHERN LS ALARM
ZZS-SOUTHERN LS | Mira Loma Switch Center
ZZS-SOUTHERN LS | Orange County Switch Ctr
ZZS-SOUTHERN LS ALARM
zzTestOther | All Test Control User
zzTestOther | All PSC No Ctrl Prod
zzTestOther | All Appar Test User
zzTestSwitch | All Test Control User
zzTestSwitch | All PSC No Ctrl Prod
ZZW-WESTERN LS | Ventura Switch Center
ZZW-WESTERN LS | Lighthipe Switch Center
ZZW-WESTERN LS ALARM