## A-System Breakdown
Area Station Name | A System | Switching Centre | RCC | Total Number of Distribution Feeders | Total Pole Top Substations | Total Distribution Stations | Total B - Bank Stations | Total Stations in each A System (B bank + Dist) | Number of SAS Stations | Number of Non- SAS Stations | Number of Stations to be Modelled | Number of Stations Modelled | Percentage of A-System Modelled | SAS + Non-SAS | Check
ALAMITOS 66 | ALAMITOS | Lighthipe | LIGHTHIPE | 37 | 1 | 4 | 6 | 10 | 3 | 7 | 6 | 4 | 40% | 10 | YES
ANTELOPE 66 | ANTELOPE | Vincent | MOORPARK | 173 | 4 | 1 | 32 | 33 | 8 | 25 | 29 | 4 | 12.12% | 33 | YES
BAILEY 66 | BAILEY | Vincent | MOORPARK | 8 | 1 | 0 | 2 | 2 | 0 | 2 | 0 | 2 | 100% | 2 | YES
BARRE 66 | BARRE | Orange County | LIGHTHIPE | 131 | 3 | 2 | 13 | 15 | 13 | 2 | 14 | 1 | 6.667% | 15 | YES
BLYTHE 161 | BLYTHE (WALC) | Devers | MIRA LOMA | 0 | 2 | 11 | 0 | 11 | 0 | 11 | 11 | 0 | 0%
CENTER 66 | CENTER | Lighthipe | LIGHTHIPE | 133 | 1 | 4 | 12 | 16 | 9 | 7 | 13 | 3 | 18.75% | 16 | YES
CHINO 66 | CHINO | Mira Loma | MIRA LOMA | 236 | 4 | 7 | 15 | 22 | 7 | 15 | 19 | 3 | 13.64% | 22 | YES
DEL AMO 66 | DEL AMO | Lighthipe | LIGHTHIPE | 133 | 3 | 4 | 13 | 17 | 13 | 4 | 9 | 8 | 47.06% | 17 | YES
DEVERS/MIRAGE 115 | DEVERS | Devers | MIRA LOMA | 140 | 18 | 27 | 20 | 47 | 9 | 38 | 42 | 5 | 10.64% | 47 | YES
EAGLE ROCK 66 | EAGLE ROCK | Mesa | MOORPARK | 79 | 0 | 2 | 6 | 8 | 3 | 5 | 7 | 1 | 12.5% | 8 | YES
EAGLE MT | EAGLE MOUNTAIN | Devers | MIRA LOMA | 0 | 0 | 0 | 1 | 1 | 0 | 1 | 1 | 0 | 0%
ELDORADO | ELDORADO | Eldorado | MIRA LOMA | 0 | 1 | 1 | 6 | 7 | 0 | 7 | 7 | 0 | 0%
EL NIDO 66 | EL NIDO | El Nido | LIGHTHIPE | 90 | 3 | 6 | 7 | 13 | 10 | 3 | 4 | 9 | 69.23% | 13 | YES
ELLIS 66 | ELLIS | Orange County | LIGHTHIPE | 163 | 3 | 6 | 13 | 19 | 16 | 3 | 15 | 4 | 21.05% | 19 | YES
ETIWANDA 66 | ETIWANDA | Vista | MIRA LOMA | 135 | 0 | 1 | 10 | 11 | 4 | 7 | 11 | 0 | 0% | 11 | YES
GOLETA 66 | GOLETA | Ventura | MOORPARK | 70 | 20 | 6 | 11 | 17 | 7 | 10 | 10 | 7 | 41.18% | 17 | YES
GOULD 66 | GOULD | Mesa | MOORPARK | 40 | 9 | 3 | 4 | 7 | 6 | 1 | 7 | 0 | 0% | 7 | YES
HINSON 66 | HINSON | Lighthipe | LIGHTHIPE | 170 | 7 | 6 | 16 | 22 | 7 | 15 | 9 | 13 | 59.09% | 22 | YES
CONTROL 115 | INYO SCE | Lugo | CONTROL | 25 | 4 | 15 | 7 | 22 | 0 | 22 | 17 | 5 | 22.73%
JOHANNA 66 | JOHANNA | Orange County | LIGHTHIPE | 71 | 1 | 1 | 7 | 8 | 4 | 4 | 6 | 2 | 25% | 8 | YES
KRAMER 115 | KRAMER | Lugo | MIRA LOMA | 86 | 20 | 32 | 14 | 46 | 2 | 44 | 35 | 11 | 23.91% | 46 | YES
LA CIENEGA 66 | LA CIENEGA | El Nido | LIGHTHIPE | 159 | 7 | 7 | 12 | 19 | 12 | 7 | 10 | 9 | 47.37% | 19 | YES
LA FRESA 66 | LA FRESA | El Nido | LIGHTHIPE | 280 | 20 | 12 | 18 | 30 | 21 | 9 | 19 | 11 | 36.67% | 30 | YES
LAGUNA BELL 66 | LAGUNA BELL | Lighthipe | LIGHTHIPE | 102 | 3 | 8 | 10 | 18 | 12 | 6 | 16 | 2 | 11.11% | 18 | YES
LIGHTHIPE 66 | LIGHTHIPE | Lighthipe | LIGHTHIPE | 158 | 5 | 9 | 16 | 25 | 9 | 16 | 13 | 12 | 48% | 25 | YES
MESA 66 | MESA | Mesa | MOORPARK | 102 | 1 | 15 | 17 | 32 | 29 | 3 | 32 | 0 | 0% | 32 | YES
MIRALOMA | MIRA LOMA | Mira Loma | MIRA LOMA | 0 | 5 | 6 | 13 | 19 | 9 | 10 | 13 | 6 | 31.58%
MOORPARK 66 | MOORPARK | Ventura | MOORPARK | 120 | 11 | 5 | 22 | 27 | 4 | 23 | 21 | 6 | 22.22% | 27 | YES
MWD | MWD SYSTEM | Devers | MIRA LOMA | 0 | 0 | 1 | 2 | 3 | 0 | 3 | 3 | 0 | 0%
OLINDA 66 | OLINDA | Orange County | LIGHTHIPE | 85 | 0 | 1 | 7 | 8 | 6 | 2 | 8 | 0 | 0% | 8 | YES
PADUA 66 | PADUA | Mira Loma | MIRA LOMA | 126 | 4 | 1 | 10 | 11 | 5 | 6 | 5 | 6 | 54.55% | 11 | YES
PARKER 220 | PARKER | Devers | DEVER | 0 | 3 | 2 | 4 | 6 | 0 | 6 | 6 | 0 | 0%
RECTOR 66 | RECTOR | Rector | RECTOR | 149 | 4 | 5 | 19 | 24 | 3 | 21 | 21 | 3 | 12.5% | 24 | YES
RIO HONDO 66 | RIO HONDO | Mesa | MOORPARK | 166 | 0 | 5 | 12 | 17 | 15 | 2 | 15 | 2 | 11.76% | 17 | YES
SAN BERNARDINO 66 | SAN BERNARDINO | Vista | MIRA LOMA | 99 | 2 | 9 | 8 | 17 | 5 | 12 | 17 | 0 | 0% | 17 | YES
SANTA CLARA 66 | SANTA CLARA | Ventura | MOORPARK | 145 | 17 | 8 | 18 | 26 | 13 | 13 | 16 | 10 | 38.46% | 26 | YES
SANTIAGO 66 | SANTIAGO | Orange County | MIRA LOMA | 167 | 6 | 4 | 17 | 21 | 11 | 10 | 17 | 4 | 19.05% | 21 | YES
SAUGUS 66 | SAUGUS | Vincent | MOORPARK | 127 | 16 | 5 | 13 | 18 | 5 | 13 | 14 | 4 | 22.22% | 18 | YES
SPRINGVILLE 66 | SPRINGVILLE | Rector | RECTOR | 73 | 3 | 0 | 11 | 11 | 3 | 8 | 8 | 3 | 27.27% | 11 | YES
VALLEY 115 | VALLEY | Valley | MIRA LOMA | 246 | 46 | 26 | 27 | 53 | 20 | 33 | 43 | 10 | 18.87% | 53 | YES
VESTAL 66 | VESTAL | Rector | RECTOR | 82 | 7 | 0 | 18 | 18 | 1 | 17 | 13 | 5 | 27.78% | 18 | YES
VICTOR 115 | VICTOR | Lugo | MIRA LOMA | 93 | 17 | 15 | 11 | 26 | 11 | 15 | 22 | 4 | 15.38% | 26 | YES
VILLA PARK 66 | VILLA PARK | Orange County | LIGHTHIPE | 133 | 4 | 0 | 14 | 14 | 9 | 5 | 12 | 2 | 14.29% | 14 | YES
VISTA 115 | VISTA | Vista | MIRA LOMA | 73 | 33 | 22 | 17 | 39 | 13 | 26 | 36 | 3 | 7.692% | 39 | YES
WALNUT 66 | WALNUT | Mira Loma | LIGHTHIPE | 106 | 0 | 1 | 11 | 12 | 9 | 3 | 10 | 2 | 16.67% | 12 | YES
TOTAL | 45 |  |  | 4711 | 319 | 306 | 542 | 848 | 346 | 502 | 662 | 186 | 21.93% | 848 | YES
Note on E1: Standard Configuration: This column is not correct as the naming convention for GIS differs for EMS. Therefore accuracy of information in this column is questionable.

## DMS Station List
Sub_Name | Sub_ID | Sub_No | Maint Foremn | PAX | Pri_Volt | Sec_Volt | A_Bank | A_Bank_Nam | TD_Sect No | TD_Sect Name | Sw-Ctr_No | Sw_Ctr_Nam | Status | In_Serv | Out_Serv | TYPE | TS_Region | Dist | Weather_Zn | Maint_Area | TGMap_Issue | TGMap_Pg | TGMap_Grid | Loc_Desc | City | State | Zip | Latitude | Longtitude | Division | Comments | SAS Station | RTU Station (DMP, CDC) | Stations Modelled
(A) | 1625 | 6908 |  |  | 55 | 55 | 8015 | INYO SCE | 15 | LUGO | 4000 | FOREIGN UTILITY | I | 1950-01-01 |  | S | 9 | 99 |  | 0 | CALIFORNIA ROAD ATLAS | 51 | D-4 | ___ HWY 168., 6 MI. SW/O TOWN; CONTROL-SP-"ALUMINUM" LINE | BISHOP | CA | 93514 |  |  |  |  | NO | YES | NO
(C) | 1626 | 6909 |  |  | 55 | 55 | 8015 | INYO SCE | 15 | LUGO | 4000 | FOREIGN UTILITY | I | 1950-01-01 |  | S | 9 | 99 |  | 0 | CALIFORNIA ROAD ATLAS | 51 | D-4 | ___ HWY 168., 6 MI. SW/O TOWN; CONTROL-SP-"COPPER" LINE | BISHOP | CA | 93514 |  |  |  |  | NO | YES | NO
ABALONE | 1800 | 5913 |  |  | 66 | 12 | 5088 | SANTIAGO | 2 | ELLIS | 5086 | ELLIS | F | 2005-01-01 |  | P | 1 | 33 | 1 | 80 | ORANGE COUNTY |  |  |  |  | CA | [5 empty] | NO | YES | NO
ABERHILL | 1810 | 8331 |  |  | 115 | 12 | 5070 | VALLEY | 7 | VALLEY | 5070 | VALLEY | F | 2005-01-01 |  | P | 3 | 77 | 4 | 20 | RIVERSIDE COUNTY |  |  | SAN JACINTO VALLEY AREA |  | CA | [5 empty] | NO | YES | NO
ACTON | 1889 | 5365 | Brown, Ken A. |  | 66 | 12 | 5052 | ANTELOPE | 14 | VINCENT | 5054 | VINCENT | I | 1995-11-17 |  | S | 5 | 36 | 3 | 25 | LOS ANGELES COUNTY - 1994 | 4375 | B-3 | 3397 WESCOTT ST. | ACTON | CA | 93510 | 34.5105 | -118.1972 |  |  | YES | NO | NO
AFG | 1931 | 6341 | Manzer, Jim |  | 115 | 12 | 8027 | VICTOR | 15 | LUGO | 5061 | LUGO | I | 1996-07-29 |  | S | 3 | 73 |  | 23 | SAN BERNARDINO COUNTY | 709 | G-6 | N/O BEAR VALLEY RD, W/O HESPERIA RD. | HESPERIA | CA | 92345 |  |  |  |  | NO | YES | NO
AHMANSON | 1775 | 5262 |  |  | 66 | 16 | 5056 | MOORPARK | 11 | MOORPARK | 5056 | MOORPARK | F | 2005-01-01 |  | P | 5 | 35 | 3 | 60 | [5 empty] | CA | [5 empty] | NO | YES | NO
AIR PRODUCTS |  |  | Murray, Kevin | [28 empty] | NO | YES | NO
AIRPORT |  |  | Dupree, Daryl | [28 empty] | NO | YES | NO
ALDER | 706 | 5672 | Martinez, Jimi | 17433 / 44288 | 66 | 12 | 1310 | ETIWANDA | 4 | MIRA LOMA/WALNUT | 5069 | MIRA LOMA | I | 1964-06-01 |  | S | 3 | 30 | 3 | 11 | SAN BERNARDINO COUNTY | 5 | F-5 | HIGHLAND AND LOCUST AVENUES | RIALTO | CA | 92376 | 34.1353 | -117.4089 |  |  | YES | NO | NO
ALESSANDRO | 1495 | 8276 | Caldera, Art | 17529 | 115 | 12 | 5070 | VALLEY | 7 | VALLEY | 5070 | VALLEY | I | 1950-01-01 |  | S | 3 | 77 | 4 | 16 | RIVERSIDE | 25 | E-3 | S/O JOHN F. KENNEDY DR. E/O PERRIS BLVD. | SUNNYMEAD | CA | 92388 | 33.9014 | -117.219 |  |  | YES | NO | NO
ALESSANDRO | 1496 | 8276 | Caldera, Art | 17529 | 115 | 33 | 5070 | VALLEY | 7 | VALLEY | 5070 | VALLEY | I | 1964-06-01 |  | S | 3 | 77 | 4 | 16 | RIVERSIDE | 25 | E-3 | S/O JOHN F. KENNEDY DR. E/O PERRIS BLVD. | SUNNYMEAD | CA | 92388 | 33.9014 | -117.219 |  |  | YES | NO | NO
ALHAMBRA | 336 | 5101 | Fish, Terry | 46104 | 66 | 4 | 5011 | EAGLE ROCK | 3 | MESA/WALNUT | 5012 | MESA | I | 1950-01-01 |  | S | 1 | 22 | 3 | 3 | LOS ANGELES COUNTY - 1993 | 595 | H-5 | 2320 POPLAR BLVD. | ALHAMBRA | CA | 91801 | 34.091 | -118.1496 | SOUTHEAST |  | YES | NO | NO
ALHAMBRA | 337 | 5101 | Fish, Terry | 46104 | 66 | 16 | 5011 | EAGLE ROCK | 3 | MESA/WALNUT | 5012 | MESA | I | 1950-01-01 |  | S | 1 | 22 | 3 | 3 | LOS ANGELES COUNTY - 1993 | 595 | H-5 | 2320 POPLAR BLVD. | ALHAMBRA | CA | 91801 | 34.091 | -118.1496 | SOUTHEAST |  | YES | NO | NO
ALLEN | 338 | 5102 | Fish, Terry | 37628 | 16 | 4 | 5012 | MESA | 3 | MESA/WALNUT | 5012 | MESA | I | 1950-01-01 |  | S | 1 | 27 | 3 | 5 | LOS ANGELES COUNTY - 1993 | 566 | C-1 | 1487 BELLFORD AVE. | ALTADENA | CA | 91008 | 34.1721 | -118.1116 | SOUTHEAST |  | YES | NO | NO
ALLUVIUM | 1702 | 5583 |  |  | 66 | 12 | 5052 | ANTELOPE | 14 | VINCENT | 5054 | VINCENT | F | 2005-01-01 |  | P | 5 | 36 | 3 | 30 | [5 empty] | CA | [5 empty] | NO | YES | NO
ALON | 715 | 5701 | Murray, Kevin | 37513 | 66 | 12 | 5073 | LIGHTHIPE | 9 | LIGHTHIPE | 5073 | LIGHTHIPE | I | 1929-12-01 |  | S | 1 | 32 | 2 | 56 | LOS ANGELES | 69 | D-4 | 213TH AND VERA ST, | CARSON | CA | 90745 | 33.8348 | -118.2476 |  |  | YES | NO | NO
ALTA LOMA | 1900 | 5601 |  |  | 66 | 12 | 1310 | ETIWANDA | 4 | MIRA LOMA/WALNUT | 5069 | MIRA LOMA | F | 2005-01-01 |  | P | 3 | 30 | 3 | 10 | LOS ANGELES COUNTY | 3 | A-4 | N/W C/O ARCHIBALD AND WILSON AVE. | RANCHO CUCAMONGA | CA | 91730 |  |  |  |  | NO | YES | NO
ALTON | 1878 | 5860 |  |  | 66 | 12 | 5017 | JOHANNA | 2 | ELLIS | 5086 | ELLIS | F | 2005-01-01 |  | P | 1 | 43 | 2 | 80 | ORANGE COUNTY | 28 | C-2 | 17802 GILETTE AVE., REAR OF | IRVINE | CA | [5 empty] | NO | YES | NO
AMADOR | 377 | 5161 | Reid, Jim | 37610 / 16 | 66 | 4 | 5013 | RIO HONDO | 3 | MESA/WALNUT | 5014 | MESA | I | 1950-01-01 |  | S | 1 | 22 | 3 | 3 | LOS ANGELES COUNTY - 1993 | 597 | E-7 | 11432 STEWART ST., W/O PECK ROAD, | EL MONTE | CA | 91731 | 34.0718 | -118.0268 | SOUTHEAST |  | YES | NO | NO
AMADOR | 378 | 5161 | Reid, Jim | 37610 / 16 | 66 | 16 | 5013 | RIO HONDO | 3 | MESA/WALNUT | 5014 | MESA | I | 1950-01-01 |  | S | 1 | 22 | 3 | 3 | LOS ANGELES COUNTY - 1993 | 597 | E-7 | 11432 STEWART ST., W/O PECK ROAD, | EL MONTE | CA | 91731 | 34.0718 | -118.0268 | SOUTHEAST |  | YES | NO | NO
AMALIA | 339 | 5104 | Fish, Terry |  | 16 | 4 | 5012 | MESA | 3 | MESA/WALNUT | 5012 | MESA | I | 1950-01-01 |  | D | 1 | 22 | 2 | 2 | LOS ANGELES COUNTY - 1993 | 635 | H-7 | 5300 E. SIXTH ST., C/O AMALIA AVE. | EAST LOS ANGELES | CA | 90022 | 34.0247 | -118.1537 | SOUTHEAST |  | YES | NO | NO
AMARGO | 1342 | 8102 | Manzer, Jim |  | 33 | 4 | 8016 | KRAMER | 15 | LUGO | 5061 | LUGO | I | 1950-01-01 |  | D | 3 | 86 | 4 | 24 | CENTRAL VALLEY CITIES |  |  | ALLEY N/O AMARGO RD. E/O BORON AVE. | BORON | CA | 93516 | 35.0002 | -117.6493 |  |  | NO | YES | NO
AMBOY | 1343 | 8103 | Brehaut, Paul |  | 33 | 12 | 5067 | DEVERS | 6 | DEVERS | 5067 | DEVERS | I | 1950-01-01 |  | D | 3 | 84 | 4 | 24 | SAN BERNARDINO | 711 | K-6 | _____ AMBOY RD., 1/2 MILE S/E OF AMBOY | AMBOY | CA | 92304 | 34.5495 | -115.7435 |  |  | NO | YES | NO
ANAVERDE | 592 | 5539 | Brown, Ken A. | 41450 | 66 | 12 | 5052 | ANTELOPE | 14 | VINCENT | 5054 | VINCENT | I | 1950-01-01 |  | S | 5 | 36 | 3 | 25 | LOS ANGELES COUNTY - 1993 | 4285 | H-2 | _____ CITY RANCH RD., 1/2 MI. W/O TIERRA SUBIDA AVE. | PALMDALE | CA | 93550 | 34.5686 | -118.1494 |  |  | YES | NO | NO
ANGLER | 1826 | 8324 |  |  | 66 | 12 | 5064 | VISTA | 5 | VISTA | 5064 | VISTA | F | 2005-01-01 |  | P | 3 | 30 | 3 | 10 | SAN BERNARDINO COUNTY |  |  |  |  | CA | [5 empty] | NO | YES | NO
ANITA | 340 | 5105 | Fish, Terry | 37616 / 19 / 48690 | 66 | 4 | 5013 | RIO HONDO | 3 | MESA/WALNUT | 5014 | MESA | I | 1950-01-01 |  | S | 1 | 27 | 3 | 3 | LOS ANGELES COUNTY - 1993 | 597 | C-3 | 200 W. LIVE OAK AVE. | ARCADIA | CA | 91006 | 34.1052 | -118.0391 | SOUTHEAST |  | YES | NO | NO
ANITA | 341 | 5105 | Fish, Terry | 37616 / 19 / 48690 | 66 | 16 | 5013 | RIO HONDO | 3 | MESA/WALNUT | 5014 | MESA | I | 1950-01-01 |  | S | 1 | 27 | 3 | 3 | LOS ANGELES COUNTY - 1993 | 597 | C-3 | 200 W. LIVE OAK AVE. | ARCADIA | CA | 91006 | 34.1052 | -118.0391 | SOUTHEAST |  | YES | NO | NO
APPLE VALLEY | 1345 | 8105 | Manzer, Jim | 13366 | 115 | 12 | 8027 | VICTOR | 15 | LUGO | 5061 | LUGO | I | 1987-06-01 |  | S | 3 | 73 | 4 | 23 | SAN BERNARDINO COUNTY | 709 | H-7 | 10889 DEEP CREEK RD.,1.5 MI. S/O BEAR VALLEY RD. | APPLE VALLEY | CA | 92308 | 34.4491 | -117.224 |  |  | YES | NO | NO
AQUEDUCT | 1659 | 8330 | Manzer, Jim | 13364 | 115 | 12 | 8027 | VICTOR | 15 | LUGO | 5061 | LUGO | I | 1992-06-03 |  | S | 3 | 73 | 4 | 23 | SAN BERNARDINO COUNTY | 364 | E-2 | _____ TOPAZ AVE., N/O CEDAR ST. | HESPERIA | CA | 92345 | 34.4156 | -117.356 |  |  | NO | YES | NO
ARABY | 1346 | 8106 |  |  | 33 | 4 | 5067 | DEVERS | 6 | DEVERS | 5067 | DEVERS | O | 1950-01-01 | 2000-10-18 | D | 3 | 79 | 4 | 13 | RIVERSIDE | 191 | C-3 | _____ SONORA RD., 1/4 MI. E/O EL CIELO RD. | PALM SPRINGS | CA | 92262 |  |  |  |  | NO | YES | NO
ARCADIA | 342 | 5106 | Fish, Terry | 37670 | 66 | 4 | 5013 | RIO HONDO | 3 | MESA/WALNUT | 5014 | MESA | I | 1950-01-01 |  | S | 1 | 27 | 3 | 5 | LOS ANGELES COUNTY - 1993 | 567 | D-5 | _____ SECOND AVE., C/O ST JOSEPH ST. | ARCADIA | CA | 91007 | 34.1441 | -118.0278 | SOUTHEAST |  | YES | NO | NO
ARCADIA | 343 | 5106 | Fish, Terry | 37670 | 66 | 16 | 5013 | RIO HONDO | 3 | MESA/WALNUT | 5014 | MESA | I | 1961-07-01 |  | S | 1 | 27 | 3 | 5 | LOS ANGELES COUNTY - 1993 | 567 | D-5 | _____ SECOND AVE., C/O ST JOSEPH ST. | ARCADIA | CA | 91007 | 34.1441 | -118.0278 | SOUTHEAST |  | YES | NO | NO
ARCH BEACH | 864 | 5867 | Pepper, Steve |  | 12 | 4 | 5088 | SANTIAGO | 2 | ELLIS | 5086 | ELLIS | I | 1950-01-01 |  | D | 1 | 43 | 1 | 46 | ORANGE COUNTY - 1993 | 950 | J-5 | 236 DIAMOND ST. | LAGUNA BEACH | CA | 92651 | 33.5277 | 117.7784 | SOUTHEAST |  | YES | NO | NO
ARCHIBALD | 697 | 5659 | Olson, Marty | 17825 | 66 | 12 | 5069 | MIRA LOMA | 4 | MIRA LOMA/WALNUT | 5069 | MIRA LOMA | I | 1950-01-01 |  | S | 3 | 34 | 3 | 12 | SAN BERNARDINO COUNTY | 35 | A-4 | N/E C/O EDISON AVE. AND ARCHIBALD AVE. | ONTARIO | CA | 91710 | 33.9978 | -117.5928 |  |  | YES | NO | NO
ARCHLINE | 702 | 5667 | Olson, Marty |  | 66 | 12 | 1310 | ETIWANDA | 4 | MIRA LOMA/WALNUT | 5069 | MIRA LOMA | I | 1961-06-01 |  | S | 3 | 30 | 3 | 15 | SAN BERNARDINO | 12 | B-1 | C/O BASELINE RD. & HERMOSA AVE. | RANCHO CUCAMONGA | CA | 91730 | 34.1208 | -117.5839 |  |  | YES | NO | NO
ARRO | 640 | 5602 | Martinez, Jimi |  | 33 | 4 | 1990 | SAN BERNARDINO | 5 | VISTA | 5064 | VISTA | I | 1950-01-01 |  | D | 3 | 31 | 4 | 11 | SAN BERNARDINO COUNTY | 7 | E-4 | 28TH ST. AND ARROWHEAD AVE. | SAN BERNARDINO | CA | 92402 | 34.1423 | -117.2899 |  |  | NO | YES | NO
ARROWHEAD | 1527 | 8302 | Martinez, Jimi |  | 115 | 33 | 5064 | VISTA | 5 | VISTA | 5064 | VISTA | I | 1973-01-01 |  | S | 3 | 40 | 2 | 11 | SAN BERNARDINO | 74 | F-5 | _____ GRASS VALLEY RD. & HWY 173., N/O DEER LODGE PK. | LAKE ARROWHEAD | CA | 92352 | 34.2844 | -117.2183 |  |  | YES | NO | YES
ARROWHEAD | 1526 | 8302 |  |  | 33 | 12 | 5064 | VISTA | 5 | VISTA | 5064 | VISTA | I | 1973-01-01 |  | D | 3 | 40 | 2 | 11 | SAN BERNARDINO | 74 | F-5 | _____ GRASS VALLEY RD. & HWY 173., N/O DEER LODGE PK. | LAKE ARROWHEAD | CA | 92352 | 34.2844 | -117.2183 |  |  | YES | NO | YES
ARROYO | 375 | 5158 | Fish, Terry | 37616 / 37625 | 16 | 4 | 5015 | GOULD | 3 | MESA/WALNUT | 5012 | MESA | I | 1950-01-01 |  | D | 1 | 27 | 3 | 5 | LOS ANGELES COUNTY - 1993 | 535 | E-4 | 4800 OAK GROVE DR. | LA CANADA | CA | 91011 | 34.2 | -118.1704 | SOUTHEAST |  | YES | NO | NO
ARROYO | 376 | 5158 | Fish, Terry | 37616 / 37625 | 66 | 16 | 5015 | GOULD | 3 | MESA/WALNUT | 5012 | MESA | I | 1950-01-01 |  | S | 1 | 27 | 3 | 5 | LOS ANGELES COUNTY - 1993 | 535 | E-4 | 4800 OAK GROVE DR. | LA CANADA | CA | 91011 | 34.2 | -118.1704 | SOUTHEAST |  | YES | NO | NO
ARTESIA | 803 | 5803 | Perez, Chris |  | 12 | 4 | 5085 | DEL AMO | 9 | LIGHTHIPE | 5073 | LIGHTHIPE | I | 1967-12-01 |  | D | 1 | 46 | 2 | 52 | LOS ANGELES COUNTY | 81 | A-1 | 11700 W. 188TH ST. | ARTESIA | CA | 90703 | 33.8608 | -118.0832 |  |  | YES | NO | NO
ATHENS | 740 | 5727 | Murray, Kevin | None | 16 | 4 | 5073 | LIGHTHIPE | 9 | LIGHTHIPE | 5073 | LIGHTHIPE | I | 1964-07-01 |  | D | 1 | 32 | 2 | 57 | LOS ANGELES | 58 | E-6 | 1919 E. EL SEGUNDO BLVD. AT WILMINGTON AVE. | LYNWOOD | CA | 90262 | 33.9175 | -118.2373 |  |  | YES | NO | YES
ATOLIA | 1347 | 8108 |  |  | 33 | 4 | 8016 | KRAMER | 15 | LUGO | 5061 | LUGO | O | 1950-01-01 | 1988-04-01 | D | 3 | 86 | 4 | 21 | CENTRAL VALLEY CITIES |  |  |  |  | CA | [5 empty] | NO | YES | NO
ATWOOD | 804 | 5804 | Orduno, Marlo |  | 66 | 12 | 5082 | VILLA PARK | 1 | VILLA PARK | 5082 | VILLA PARK | I | 1950-01-01 |  | S | 1 | 48 | 2 | 43 | ORANGE COUNTY - 1993 | 739 | J-5 | 900 N. VAN BUREN ST. | PLACENTIA | CA | 92670 | 33.8804 | -117.8319 | SOUTHEAST |  | YES | NO | NO
AULD | 1577 | 8002 | Caldera, Art | 17543 | 33 | 12 | 5070 | VALLEY | 7 | VALLEY | 5070 | VALLEY | I | 1991-05-15 |  | D | 3 | 77 | 4 | 16 | RIVERSIDE | 100 | F-3 | _____ LIBERTY RD BTWN LOS ALAMOS RD & ALTA LOMA LN | MURRIETTA | CA | 92362 | 33.5974 | -117.1378 |  |  | YES | NO | YES
AULD | 1326 | 8002 |  | 17543 | 115 | 33 | 5070 | VALLEY | 7 | VALLEY | 5070 | VALLEY | I | 1981-05-01 |  | S | 3 | 77 | 4 | 16 | RIVERSIDE | 100 | F-3 | _____ LIBERTY RD BTWN LOS ALAMOS RD & ALTA LOMA LN | MURRIETTA | CA | 92362 | 33.5974 | -117.1378 |  |  | YES | NO | YES
AVALON | 1720 | 5907 |  |  | 12 | 12 | 3002 | CATALINA | 9 | LIGHTHIPE | 5073 | LIGHTHIPE | F | 2005-01-01 |  | P | 1 | 61 | 1 | 50 |  |  |  | SANTA CATALINA ISLAND |  | CA | [5 empty] | NO | YES | NO
AYERS | 684 | 5643 |  |  | 12 | 4 | 5062 | CHINO | 4 | MIRA LOMA/WALNUT | 5069 | MIRA LOMA | O | 1950-01-01 | 1992-05-28 | D | 3 | 34 | 3 | 12 | SAN BERNARDINO COUNTY | 33 | E-2 | _____ 'G' ST., 1 BLK W/O 12TH ST. | CHINO | CA | 91710 |  |  |  |  | NO | YES | NO
AZTEC | 10 | 1010 |  |  | 12 | 12 | 5067 | DEVERS | 6 | DEVERS | 5067 | DEVERS | F | 2005-01-01 |  | P | 3 | 79 | 4 | 20 | [11 empty] | NO | YES | NO
B.H.P | [31 empty] | NO | YES | NO
BADILLO | 397 | 5182 | Reid, Jim |  | 12 | 4 | 5013 | RIO HONDO | 3 | MESA/WALNUT | 5014 | MESA | I | 1950-01-01 |  | D | 1 | 26 | 3 | 6 | LOS ANGELES COUNTY - 1993 | 598 | G-6 | _____VINCENT., S/O PUENTE BLVD. | WEST COVINA | CA | 91790 | 34.0826 | -117.9264 | SOUTHEAST |  | YES | NO | NO
BAIN | 1649 | 5603 | Olson, Marty |  | 12 | 0.5 | 5069 | MIRA LOMA | 4 | MIRA LOMA/WALNUT | 5069 | MIRA LOMA | I | 1967-07-01 |  | S | 3 | 30 | 3 | 14 | RIVERSIDE COUNTY | 5 | C-2 | C/O UNION ST. AND BAIN ST. | MIRA LOMA | CA | 91752 | 34.014 | -117.5061 |  |  | YES | NO | YES
BAIN | 641 | 5603 |  |  | 66 | 12 | 5069 | MIRA LOMA | 4 | MIRA LOMA/WALNUT | 5069 | MIRA LOMA | I | 1967-07-01 |  | S | 3 | 30 | 3 | 14 | RIVERSIDE COUNTY | 5 | C-2 | C/O UNION ST. AND BAIN ST. | MIRA LOMA | CA | 91752 | 34.014 | -117.5061 |  |  | YES | NO | YES
BAKER | 1944 | 8277 | Brady, Neil (WF) |  | 115 | 33 | 5090 | ELDORADO | 16 | ELDORADO | 5090 | ELDORADO | I | 1997-09-09 |  | S | 3 | 72 | 4 | 21 | SAN BERNARDINO COUNTY | 706 | F-8 | E/S HWY 127, .5 MI. N/O INTERSECTION 15 AND 127 | BAKER | CA | 92309 | 35.2792 | -116.0736 |  |  | NO | YES | NO
BAKER | 1497 | 8277 |  |  | 115 | 12 | 5090 | ELDORADO | 16 | ELDORADO | 5090 | ELDORADO | I | 1950-01-01 |  | S | 3 | 72 | 4 | 21 | SAN BERNARDINO COUNTY | 706 | F-8 | E/S HWY 127, .5 MI. N/O INTERSECTION 15 AND 127 | BAKER | CA | 92309 | 35.2792 | -116.0736 |  |  | NO | YES | NO
BANDINI | 344 | 5107 | Apocada, Ed | 37422 | 66 | 4 | 5074 | LAGUNA BELL | 9 | LIGHTHIPE | 5073 | LIGHTHIPE | I | 1950-01-01 |  | S | 1 | 32 | 2 | 2 | LOS ANGELES COUNTY - 1993 | 675 | E-3 | 4912 E. 26TH ST. | COMMERCE | CA | 90040 | 33.9991 | -118.1706 | SOUTHEAST |  | NO | YES | NO
BANDINI | 345 | 5107 | Apocada, Ed | 37422 | 66 | 16 | 5074 | LAGUNA BELL | 9 | LIGHTHIPE | 5073 | LIGHTHIPE | I | 1950-01-01 |  | S | 1 | 32 | 2 | 2 | LOS ANGELES COUNTY - 1993 | 675 | E-3 | 4912 E. 26TH ST. | COMMERCE | CA | 90040 | 33.9991 | -118.1706 | SOUTHEAST |  | NO | YES | NO
BANDUCCI | 1703 | 5362 |  |  | 66 | 12 | 5052 | ANTELOPE | 14 | VINCENT | 5054 | VINCENT | F | 2005-01-01 |  | P | 5 | 36 | 3 | 40 | [5 empty] | CA | [5 empty] | NO | YES | NO
BANNING | 1498 | 8278 | Martinez, Jimi | 17213 / 49937 | 115 | 33 | 5067 | DEVERS | 6 | DEVERS | 5067 | DEVERS | I | 1950-01-01 |  | S | 3 | 31 | 4 | 17 | RIVERSIDE COUNTY | 172 | F-1 | _____ LINCOLN ST., 1/4 MI. E/O SAN GORGONIO AVE. | BANNING | CA | 92220 | 33.9223 | -116.8724 |  |  | YES | NO | NO
BANNING HEIGHTS | 1348 | 8109 | Martinez, Jimi |  | 33 | 2.4 | 5067 | DEVERS | 6 | DEVERS | 5067 | DEVERS | I | 1950-01-01 |  | D | 3 | 31 | 4 | 17 | RIVERSIDE COUNTY | 172 | F-1 | _____ SAN GORGONIO AVE., 1 MI. N/O BANNING. | BANNING | CA | 92220 | 33.9559 | -116.8863 |  |  | NO | YES | NO
BARRE | 320 | 5081 | Rolf, Dave | 53701 / 02 / 03 | 66 | 12 | 5081 | BARRE | 1 | VILLA PARK | 5082 | VILLA PARK | I | 1960-09-01 |  | S | 1 | 48 | 2 | 41 | ORANGE COUNTY - 1993 | 798 | B-1 | 8662 CERRITOS AVE. | STANTON | CA | 90680 | 33.8087 | -117.9821 | SOUTHEAST |  | NO | YES | NO
BARSTOW | 1349 | 8110 | Manzer, Jim | 13431 | 33 | 2.4 | 8016 | KRAMER | 15 | LUGO | 5090 | ELDORADO | O | 1950-01-01 | 1983-03-01 | D | 3 | 72 | 4 | 24 | SAN BERNARDINO | 245 | F-3 | S/E C/O SIXTH ST. AND HUTCHISON | BARSTOW | CA | 92311 | 34.9011 | -117.0222 |  |  | NO | YES | YES
BARSTOW | 1350 | 8110 | Manzer, Jim | 13431 | 33 | 4 | 8016 | KRAMER | 15 | LUGO | 5090 | ELDORADO | O | 1950-01-01 | 1988-02-01 | D | 3 | 72 | 4 | 24 | SAN BERNARDINO | 245 | F-3 | S/E C/O SIXTH ST. AND HUTCHISON | BARSTOW | CA | 92311 | 34.9011 | -117.0222 |  |  | NO | YES | YES
BARSTOW | 1351 | 8110 | Manzer, Jim | 13431 | 33 | 12 | 8016 | KRAMER | 15 | LUGO | 5090 | ELDORADO | I | 1950-01-01 |  | D | 3 | 72 | 4 | 24 | SAN BERNARDINO | 245 | F-3 | S/E C/O SIXTH ST. AND HUTCHISON | BARSTOW | CA | 92311 | 34.9011 | -117.0222 |  |  | NO | YES | YES
BARSTOW | 1352 | 8110 | Manzer, Jim | 13431 | 33 | 33 | 8016 | KRAMER | 15 | LUGO | 5090 | ELDORADO | I | 1950-01-01 |  | D | 3 | 72 | 4 | 24 | SAN BERNARDINO | 245 | F-3 | S/E C/O SIXTH ST. AND HUTCHISON | BARSTOW | CA | 92311 | 34.9011 | -117.0222 |  |  | NO | YES | YES
BARTOLO | 860 | 5863 | Apocada, Ed |  | 12 | 4 | 5012 | MESA | 3 | MESA/WALNUT | 5012 | MESA | I | 1950-01-01 |  | D | 1 | 22 | 2 | 2 | LOS ANGELES COUNTY - 1993 | 676 | H-3 | 4865 DURFEE RD. | PICO RIVERA | CA | 90660 | 34.0017 | -118.0783 |  |  | YES | NO | NO
BASSETT | 398 | 5184 | Reid, Jim | 53956 | 66 | 12 | 5014 | WALNUT | 4 | MIRA LOMA/WALNUT | 5014 | MIRA LOMA | I | 1955-04-01 |  | S | 1 | 26 | 3 | 6 | LOS ANGELES COUNTY - 1993 | 638 | D-4 | 14___ FAIRGROVE AVE., 700' W/O CALIFORNIA AVE. | LA PUENTE | CA | 91744 | 34.0477 | -117.9548 | SOUTHEAST |  | YES | NO | NO
BASTA | 879 | 5883 | Orduno, Marlo |  | 12 | 4 | 5081 | BARRE | 1 | VILLA PARK | 5082 | VILLA PARK | I | 1950-01-01 |  | D | 1 | 48 | 2 | 43 | ORANGE COUNTY - 1993 | 738 | D-7 | 121 S. BROOKHURST RD. | FULLERTON | CA | 92633 | 33.8676 | -117.9595 | SOUTHEAST |  | YES | NO | NO
BAYSIDE | 805 | 5805 | Rolf, Dave | 53892 | 66 | 12 | 5086 | ELLIS | 2 | ELLIS | 5086 | ELLIS | I | 1962-10-01 |  | S | 1 | 33 | 1 | 44 | ORANGE COUNTY - 1993 | 889 | A-1 | 2280 FAIRVIEW RD. | COSTA MESA | CA | 92627 | 33.6579 | -117.9071 | SOUTHEAST |  | YES | NO | YES
BEAUMONT | 643 | 5605 | Martinez, Jimi |  | 12 | 4 | 5064 | VISTA | 5 | VISTA | 5064 | VISTA | I | 1950-01-01 |  | D | 3 | 31 | 3 | 17 | RIVERSIDE COUNTY | 151 | B-5 | NINTH AND ELM STREETS. | BEAUMONT | CA | 92223 | 33.9347 | -116.9837 |  |  | NO | YES | NO
BEDFORD | 462 | 5245 | Dupree, Daryl | 30324 / 37555 | 16 | 4 | 5029 | LA CIENEGA | 8 | EL NIDO | 5023 | EL NIDO | I | 1950-01-01 |  | D | 5 | 42 | 2 | 54 | LOS ANGELES COUNTY | 42 | C-1 | 251 SO. BEVERLY DR., UNDERGROUND IN REAR | BEVERLY HILLS | CA | 90210 | 34.0636 | -118.3987 |  |  | YES | NO | NO
BELDING | 1426 | 8204 | Brehaut, Paul |  | 33 | 4 | 5067 | DEVERS | 6 | DEVERS | 5067 | DEVERS | I | 1966-08-01 |  | D | 3 | 79 | 4 | 13 | RIVERSIDE | 181 | A-6 | _____ ALEJO AVE., 3/4 MILE E/O SUNRISE WAY | PALM SPRINGS | CA | 92262 | 33.8305 | -116.5142 |  |  | NO | YES | NO
BELLEGRAVE | 1353 | 8111 |  |  | 33 | 4 | 5062 | CHINO | 4 | MIRA LOMA/WALNUT | 5069 | MIRA LOMA | O | 1950-01-01 | 1983-11-01 | D | 3 | 34 | 3 | 12 | [5 empty] | CA | [5 empty] | NO | YES | NO
BELMONT | 717 | 5706 | Perez, Chris |  | 12 | 4 | 1410 | ALAMITOS | 9 | LIGHTHIPE | 5073 | LIGHTHIPE | I | 1921-11-01 |  | D | 1 | 46 | 1 | 51 | LOS ANGELES | 76 | A-4 | 1126 LOMA AVE, | LONG BEACH | CA | 90804 | 33.7812 | -118.1499 |  |  | NO | YES | NO
BELVEDERE | 346 | 5108 | Fish, Terry |  | 16 | 4 | 5012 | MESA | 3 | MESA/WALNUT | 5012 | MESA | I | 1964-06-01 |  | D | 1 | 22 | 2 | 2 | LOS ANGELES COUNTY - 1993 | 635 | E-6 | 107 SUNOL DR., C/O FIRST ST. | EAST LOS ANGELES | CA | 90063 | 34.0362 | -118.1791 | SOUTHEAST |  | YES | NO | NO
BENSON | 1886 | 5651 |  |  | 66 | 12 | 5045 | PADUA | 4 | MIRA LOMA/WALNUT | 5069 | MIRA LOMA | O | 1991-01-01 | 1991-01-01 | P | 3 | 30 | 3 | 10 | SAN BERNARDINO COUNTY | 1 | E-6 | S/W C/O BENSON AND 17TH ST. | UPLAND | CA | 91786 |  |  |  |  | NO | YES | NO
BEVERLY | 409 | 5201 | Dupree, Daryl | 37552 | 66 | 16 | 5029 | LA CIENEGA | 8 | EL NIDO | 5023 | EL NIDO | I | 1950-01-01 |  | S | 5 | 42 | 2 | 54 | LOS ANGELES COUNTY | 33 | C-6 | 321 N. FOOTHILL RD. | BEVERLY HILLS | CA | 90210 | 34.0732 | -118.3968 |  |  | NO | YES | YES
BEVERLY | 408 | 5201 |  | 37552 | 66 | 4 | 5011 | EAGLE ROCK | 3 | MESA/WALNUT | 5023 | EL NIDO | I | 1950-01-01 |  | S | 5 | 42 | 2 | 54 | LOS ANGELES COUNTY | 33 | C-6 | 321 N. FOOTHILL RD. | BEVERLY HILLS | CA | 90210 | 34.0732 | -118.3968 |  |  | NO | YES | YES
BICKNELL | 347 | 5109 | Fish, Terry |  | 16 | 4 | 5012 | MESA | 3 | MESA/WALNUT | 5012 | MESA | I | 1924-02-01 |  | D | 1 | 22 | 2 | 2 | LOS ANGELES COUNTY - 1993 | 635 | G-6 | 4737 E. 3RD ST., C/O MEDNIK AVE. | EAST LOS ANGELES | CA | 90022 | 34.0341 | -118.1618 | SOUTHEAST |  | YES | NO | NO
BIG BEND BIA | 1546 | 8352 |  |  | 33 | 12 | 4027 | PARKER | 6 | DEVERS | 5067 | DEVERS | I | 1984-08-01 |  | D | 3 | 87 | 4 | 40 | RIVERSIDE |  |  |  |  | AZ | 92267 |  |  |  |  | NO | YES | NO
BIG CREEK 2 | 497 | 5302 |  | 78221 | 220 | 12 | 2202 | BIG CREEK SYSTEM | 17 | SAN JOAQUIN | 5033 | RECTOR | I | 1950-01-01 |  | D | 5 | 50 | 2 | 90 | CENTRAL VALLEY CITIES |  |  |  |  | CA | 93605 | 37.1987 | -119.3064 | NORTHWEST |  | NO | YES | NO
BIG CREEK 3 | 128 | 2230 |  | 78321 | 12 | 12 | 2202 | BIG CREEK SYSTEM | 17 | SAN JOAQUIN | 5033 | RECTOR | I | 1950-01-01 |  | D | 5 | 50 | 2 | 90 | CENTRAL VALLEY CITIES |  |  | 19 MI. BELOW BIG CREEK | BIG CREEK | CA | 93605 | 37.1481 | -119.3871 | NORTHWEST |  | NO | YES | NO
BIG CREEK 4 | 131 | 2236 |  | 78421 | 0.5 | 12 | 2202 | BIG CREEK SYSTEM | 17 | SAN JOAQUIN | 5033 | RECTOR | I | 1951-07-01 |  | D | 5 | 50 | 2 | 90 | CENTRAL VALLEY CITIES |  |  | NORTH FORK RD., 5 MI. N/O AUBERRY | AUBERRY | CA | 93605 | 37.139 | -119.4928 | NORTHWEST |  | NO | YES | NO
BIRD DOG | 1673 | 9112 |  |  | 66 | 12 | 9010 | WOODS |  |  | 9010 | WOODS | I | 1993-01-01 |  | S | 9 | 99 | 2 | 0 |  |  |  | 501 S. MARENGO AVE., T/S SIMULATOR, ALHAMBRA TRAINING FACILITY | ALHAMBRA | CA | 91801 |  |  |  |  | NO | YES | NO
BIRD DOG | 1687 | 9112 |  |  | 12 | 4 | 9010 | WOODS |  |  | 9010 | WOODS | I | 1993-01-01 |  | D | 9 | 99 | 2 | 0 |  |  |  | 501 S. MARENGO AVE., T/S SIMULATOR, ALHAMBRA TRAINING FACILITY | ALHAMBRA | CA | 91801 |  |  |  |  | NO | YES | NO
Bishop Creek Plant 2 | [27 empty] | 37.2737 | -118.5734 |  |  | NO | YES | NO
Bishop Creek Plant 3 | [27 empty] | 37.302 | -118.5321 |  |  | NO | YES | NO
Bishop Creek Plant 4 | [27 empty] | 37.3227 | -118.5015 |  |  | NO | YES | NO
Bishop Creek Plant 5 | [27 empty] | 37.3345 | -118.4796 |  |  | NO | YES | NO
Bishop Creek Plant 6 | [27 empty] | 37.3502 | -118.4631 |  |  | NO | YES | NO
BIXBY | 718 | 5707 | Perez, Chris |  | 12 | 4 | 1410 | ALAMITOS | 9 | LIGHTHIPE | 5073 | LIGHTHIPE | I | 1924-10-01 |  | D | 1 | 46 | 1 | 51 | LOS ANGELES | 75 | E-5 | 1719 E. FOURTH ST. | LONG BEACH | CA | 90802 | 33.7719 | -118.1706 |  |  | NO | YES | NO
BLISS | 498 | 5303 | Clark, Gerald |  | 66 | 12 | 5034 | SPRINGVILLE | 17 | SAN JOAQUIN | 5033 | RECTOR | I | 1950-01-01 |  | S | 5 | 51 | 3 | 33 | CENTRAL VALLEY CITIES | 15 | A-2 | ROAD 164 AND AVE. 208 | TULARE | CA | 93274 | 36.1658 | -119.2083 |  |  | YES | NO | YES
BLOOMINGTON | 1529 | 8307 | Olson, Marty | 17393 | 66 | 12 | 5064 | VISTA | 5 | VISTA | 5064 | VISTA | I | 1974-05-01 |  | S | 3 | 30 | 3 | 14 | SAN BERNARDINO COUNTY | 26 | A-4 | N/E C/O JURUPA AVE. AND LINDEN, S/O BLOOMINGTON | BLOOMINGTON | CA | 92316 | 34.0493 | -117.4002 |  |  | YES | NO | NO
BLUFF COVE | 482 | 5266 |  |  | 16 | 4 | 5021 | LA FRESA | 8 | EL NIDO | 5023 | EL NIDO | I | 1961-11-01 |  | D | 5 | 44 | 1 | 56 | LOS ANGELES | 72 | D-4 | 27873 HAWTHORNE BLVD. | PALOS VERDES | CA | 90274 | 33.7802 | -118.387 |  |  | NO | YES | NO
BLYTHE | 1354 | 8113 | Brady, Neil (WF) |  | 33 | 4.8 | 4025 | BLYTHE (WALC) | 6 | DEVERS | 5067 | DEVERS | I | 1950-01-01 |  | D | 3 | 87 | 4 | 13 | RIVERSIDE | 300 | B-4 | 301 MAIN ST. (CORNER OF MAIN AND DONLON) | BLYTHE | CA | 92225 | 33.6073 | -114.6009 |  |  | NO | YES | NO
BLYTHE | 1355 | 8113 | Brady, Neil (WF) |  | 33 | 12 | 4025 | BLYTHE (WALC) | 6 | DEVERS | 5067 | DEVERS | I | 1972-06-01 |  | D | 3 | 87 | 4 | 13 | RIVERSIDE | 300 | B-4 | 301 MAIN ST. (CORNER OF MAIN AND DONLON) | BLYTHE | CA | 92225 | 33.6073 | -114.6009 |  |  | NO | YES | NO
BLYTHE | 1356 | 8113 | Brady, Neil (WF) |  | 33 | 33 | 4025 | BLYTHE (WALC) | 6 | DEVERS | 5067 | DEVERS | I | 1950-01-01 |  | D | 3 | 87 | 4 | 13 | RIVERSIDE | 300 | B-4 | 301 MAIN ST. (CORNER OF MAIN AND DONLON) | BLYTHE | CA | 92225 | 33.6073 | -114.6009 |  |  | NO | YES | NO
BLYTHE (WALC) | 210 | 4025 | Brady, Neil (WF) |  | 161 | 33 | 4024 | WALC SYSTEM | 6 | DEVERS | 5067 | DEVERS | I | 1950-01-01 |  | S | 3 | 87 | 4 | 13 | RIVERSIDE | 723 | G-2 | _____ HOBSON WAY., W/O NEIGHBORS BLVD. | BLYTHE | CA | 92225 | 33.6117 | -114.6805 |  |  | NO | YES | NO
BODIE | 190 | 2595 |  |  | 55 | 7 | 8015 | INYO SCE | 15 | LUGO | 2556 | CONTROL | O | 1950-01-01 | 2000-12-08 | D | 3 | 85 | 2 | 92 | CALIFORNIA ROAD ATLAS | 43 | A-3 | 15 MI. NE/O HWY 395 & HWY 167 | BRIDGEPORT | CA | 93517 |  |  |  |  | NO | YES | NO
BOLSA | 807 | 5807 | Rolf, Dave | 53988 | 66 | 12 | 5081 | BARRE | 1 | VILLA PARK | 5082 | VILLA PARK | I | 1963-11-01 |  | S | 1 | 33 | 1 | 41 | ORANGE COUNTY - 1993 | 827 | E-5 | 15971 GRAHAM ST. | HUNTINGTON BEACH | CA | 92649 | 33.7314 | -118.033 | SOUTHEAST |  | YES | NO | NO
BOMMER | 1872 | 5884 |  |  | 66 | 12 | 5088 | SANTIAGO | 2 | ELLIS | 5086 | ELLIS | F | 2005-01-01 |  | P | 1 | 29 | 2 | 20 | ORANGE COUNTY - 1993 | 860 | E-4 | _____ SAND CANYON RD., E/O SUNNYHILL (1400') | IRVINE | CA | 92715 |  |  |  |  | NO | YES | NO
BORCO | 1757 | 6222 |  |  | 115 | 12 | 8016 | KRAMER | 15 | LUGO | 5090 | ELDORADO | F | 2005-01-01 |  | P | 3 | 86 | 4 | 40 | CENTRAL VALLEY CITIES |  |  |  |  | CA | [5 empty] | NO | YES | NO
BORREGO | 878 | 5881 | Pepper, Steve | 37576 | 66 | 12 | 5088 | SANTIAGO | 2 | ELLIS | 5086 | ELLIS | I | 1968-12-01 |  | S | 1 | 43 | 2 | 46 | ORANGE COUNTY - 1993 | 921 | A-4 | _____ EL TORO RD., 1 MI. E/O LAGUNA RD. | LAGUNA BEACH | CA | 92656 | 33.5979 | -117.7486 | SOUTHEAST |  | YES | NO | NO
Boulder SW | [27 empty] | 36.0194 | -114.7418 |  |  | NO | YES | NO
BOVINE | 874 | 5877 | Perez, Chris | 37405 | 66 | 12 | 5085 | DEL AMO | 9 | LIGHTHIPE | 5073 | LIGHTHIPE | I | 1967-12-01 |  | S | 1 | 46 | 2 | 52 | LOS ANGELES | 81 | C-2 | 19700 BLOOMFIELD. | CERRITOS | CA | 90703 | 33.8519 | -118.0652 |  |  | YES | NO | YES
BOWL | 719 | 5708 | Perez, Chris | 37447 | 66 | 4 | 5071 | HINSON | 9 | LIGHTHIPE | 5073 | LIGHTHIPE | I | 1947-06-01 |  | S | 1 | 46 | 2 | 51 | LOS ANGELES | 75 | E-5 | 1947 WALNUT AVE. | LONG BEACH | CA | 90806 | 33.7932 | -118.1723 |  |  | NO | YES | YES
BOWL | 720 | 5708 | Perez, Chris | 37447 | 66 | 12 | 5071 | HINSON | 9 | LIGHTHIPE | 5073 | LIGHTHIPE | I | 1947-06-01 |  | S | 1 | 46 | 2 | 51 | LOS ANGELES | 75 | E-5 | 1947 WALNUT AVE. | LONG BEACH | CA | 90806 | 33.7932 | -118.1723 |  |  | NO | YES | YES
BOXWOOD | 547 | 5351 | Clark, Gerald |  | 66 | 12 | 5034 | SPRINGVILLE | 17 | SAN JOAQUIN | 5033 | RECTOR | I | 1956-06-01 |  | S | 5 | 51 | 3 | 33 | CALIFORNIA ROAD ATLAS | 68 | E-3 | _____ HWY 190, 1/4 MI. SW/O TOWN | SPRINGVILLE | CA | 93265 | 36.1264 | -118.8213 |  |  | NO | YES | NO
BRADBURY | 388 | 5171 | Fish, Terry | 37631 / 34 / 47257 | 66 | 16 | 5013 | RIO HONDO | 3 | MESA/WALNUT | 5014 | MESA | I | 1950-01-01 |  | S | 1 | 27 | 3 | 5 | LOS ANGELES COUNTY - 1993 | 597 | J-6 | 1601 S. MOUNTAIN AVE. N/O DUARTE RD. | MONROVIA | CA | 91016 | 34.1344 | -117.9873 | SOUTHEAST |  | YES | NO | NO
BREA | 903 | 5924 | Orduno, Marlo |  | 66 | 12 | 5087 | OLINDA | 1 | VILLA PARK | 5082 | VILLA PARK | I | 1982-03-01 |  | S | 1 | 48 | 2 | 43 | ORANGE COUNTY - 1993 | 709 | G-7 | _____ VALENCIA AVE. N/O BIRCH | BREA | CA | 92621 | 33.9246 | -117.8484 | SOUTHEAST |  | YES | NO | NO
BREWSTER | 721 | 5710 | Murray, Kevin |  | 16 | 4 | 5073 | LIGHTHIPE | 9 | LIGHTHIPE | 5073 | LIGHTHIPE | I | 1946-10-01 |  | D | 1 | 32 | 2 | 57 | LOS ANGELES | 65 | C-3 | 11449 ATLANTIC BLVD. | LYNWOOD | CA | 90262 | 33.9216 | -118.1868 |  |  | NO | YES | NO
BRIDGE | 476 | 5257 |  |  | 66 | 4 | 5021 | LA FRESA | 8 | EL NIDO | 5023 | EL NIDO | I | 1960-11-01 |  | S | 5 | 44 | 2 | 56 | LOS ANGELES | 63 | C-4 | 3045 W. 166TH ST. | GARDENA | CA | 90249 | 33.8815 | -118.3259 |  |  | YES | NO | NO
BRIDGEPORT | 178 | 2580 |  |  | 16 | 2.4 | 8015 | INYO SCE | 15 | LUGO | 2556 | CONTROL | O | 1950-01-01 | 1982-04-01 | D | 3 | 85 | 2 | 92 | CALIFORNIA ROAD ATLAS | 43 | B-3 | 3 MI. S/O BRIDGEPORT ON HWY 395 | BRIDGEPORT | CA | 93517 | 38.2541 | -119.2306 |  |  | NO | YES | NO
BRIDGEPORT | 179 | 2580 |  |  | 16 | 12 | 8015 | INYO SCE | 15 | LUGO | 2556 | CONTROL | I | 1950-01-01 |  | D | 3 | 85 | 2 | 92 | CALIFORNIA ROAD ATLAS | 43 | B-3 | 3 MI. S/O BRIDGEPORT ON HWY 395 | BRIDGEPORT | CA | 93517 | 38.2541 | -119.2306 |  |  | NO | YES | NO
BRIDGEPORT | 180 | 2580 |  |  | 16 | 16 | 8015 | INYO SCE | 15 | LUGO | 2556 | CONTROL | I | 1950-01-01 |  | D | 3 | 85 | 2 | 92 | CALIFORNIA ROAD ATLAS | 43 | B-3 | 3 MI. S/O BRIDGEPORT ON HWY 395 | BRIDGEPORT | CA | 93517 | 38.2541 | -119.2306 |  |  | NO | YES | NO
BRIGHTON | 438 | 5226 |  | 33987 | 66 | 16 | 5021 | LA FRESA | 8 | EL NIDO | 5023 | EL NIDO | I | 1965-09-01 |  | S | 5 | 44 | 2 | 53 | LOS ANGELES | 63 | D-2 | 1925 W. ROSECRANS. | GARDENA | CA | 90249 | 33.9032 | -118.3129 |  |  | YES | NO | NO
BRISTOL | 809 | 5810 | Rolf, Dave |  | 12 | 4 | 5086 | ELLIS | 2 | ELLIS | 5086 | ELLIS | I | 1950-01-01 |  | D | 1 | 29 | 2 | 45 | ORANGE COUNTY - 1993 | 829 | D-2 | 1219 N. BRISTOL ST. | SANTA ANA | CA | 92703 | 33.7556 | -117.8848 | SOUTHEAST |  | NO | YES | NO
BROADMOOR | 1821 | 5936 |  |  | 66 | 12 | 5082 | VILLA PARK | 1 | VILLA PARK | 5082 | VILLA PARK | F | 2005-01-01 |  | P | 1 | 29 | 2 | 80 | ORANGE COUNTY |  |  |  |  | CA | [5 empty] | NO | YES | NO
BROADWAY | 777 | 5768 | Perez, Chris | 37778 | 12 | 4 | 1410 | ALAMITOS | 9 | LIGHTHIPE | 5073 | LIGHTHIPE | I | 1965-08-01 |  | S | 1 | 46 | 1 | 51 | LOS ANGELES | 76 | A-6 | 264 REDONDO AVE. | LONG BEACH | CA | 90803 | 33.7669 | -118.1519 |  |  | YES | NO | NO
BROADWAY | 778 | 5768 | Perez, Chris | 37778 | 66 | 12 | 1410 | ALAMITOS | 9 | LIGHTHIPE | 5073 | LIGHTHIPE | I | 1965-08-01 |  | S | 1 | 46 | 1 | 51 | LOS ANGELES | 76 | A-6 | 264 REDONDO AVE. | LONG BEACH | CA | 90803 | 33.7669 | -118.1519 |  |  | YES | NO | NO
BROOKHURST | 851 | 5854 | Rolf, Dave |  | 66 | 12 | 5086 | ELLIS | 2 | ELLIS | 5086 | ELLIS | I | 1967-12-01 |  | S | 1 | 33 | 2 | 41 | ORANGE COUNTY - 1993 | 828 | E-4 | 9862 MCFADDEN ST. | WESTMINSTER | CA | 92683 | 33.7361 | -117.9587 | SOUTHEAST |  | YES | NO | NO
BROWNING | 499 | 5304 | Cochran, Mike |  | 66 | 12 | 5035 | VESTAL | 17 | SAN JOAQUIN | 5033 | RECTOR | I | 1944-05-01 |  | S | 5 | 51 | 3 | 31 | CALIFORNIA ROAD ATLAS | 78 | C-1 | C/O PETERSON AND DRIVER RD., 2 MI E/O AND 5 MI S/O DELANO, | DELANO | CA | 93274 | 35.7038 | -119.2044 |  |  | NO | YES | NO
BRYAN | 808 | 5808 | Johnson, Bill |  | 66 | 12 | 5082 | VILLA PARK | 1 | VILLA PARK | 5082 | VILLA PARK | I | 1950-01-01 |  | S | 1 | 29 | 2 | 45 | ORANGE COUNTY - 1993 | 830 | D-4 | 2031 BRYAN ST. | TUSTIN | CA | 92680 | 33.7348 | -117.8012 | SOUTHEAST |  | NO | YES | YES
BRYMAN | 1360 | 8117 | Manzer, Jim |  | 33 | 4 | 8027 | VICTOR | 15 | LUGO | 5061 | LUGO | I | 1950-01-01 |  | D | 3 | 73 | 4 | 24 | SAN BERNARDINO COUNTY | 296A | F-3 | _____ OLD TRAILS HWY., .5 MI. N/O BRYMAN RD. | ORO GRANDE | CA | 92368 | 34.6825 | -117.3381 |  |  | NO | YES | NO
BULLIS | 769 | 5756 | Murray, Kevin | 37498 / 37507 | 66 | 16 | 5073 | LIGHTHIPE | 9 | LIGHTHIPE | 5073 | LIGHTHIPE | I | 1948-12-01 |  | S | 1 | 32 | 2 | 57 | LOS ANGELES | 65 | B-3 | 690 N. BULLIS RD. | COMPTON | CA | 90221 | 33.9008 | -118.2051 |  |  | NO | YES | YES
BULLIS | 768 | 5756 |  | 37498 / 37507 | 66 | 4 | 5073 | LIGHTHIPE | 9 | LIGHTHIPE | 5073 | LIGHTHIPE | I | 1948-12-01 |  | S | 1 | 32 | 2 | 57 | LOS ANGELES | 65 | B-3 | 690 N. BULLIS RD. | COMPTON | CA | 90221 | 33.9008 | -118.2051 |  |  | NO | YES | YES
BUNKER | 1657 | 8314 | Caldera, Art | 17530 | 115 | 12 | 5070 | VALLEY | 7 | VALLEY | 5070 | VALLEY | I | 1992-05-26 |  | S | 3 | 77 | 3 | 16 | RIVERSIDE COUNTY | 31 | F-6 | 3167 WILSON AVE. | PERRIS | CA | 92370 | 33.829 | -117.2124 |  |  | YES | NO | NO
BURGESS | 1863 | 5855 |  |  | 66 | 12 | 5084 | CENTER | 9 | LIGHTHIPE | 5073 | LIGHTHIPE | F | 2005-01-01 |  | P | 1 | 47 | 2 | 80 | LOS ANGELES COUNTY - 1993 | 707 | G-3 | 14400 IMPERIAL HWY. | WHITTIER | CA | 90603 |  |  |  |  | NO | YES | NO
BURNT MILL | 681 | 5640 | Martinez, Jimi |  | 33 | 12 | 5064 | VISTA | 5 | VISTA | 5064 | VISTA | I | 1950-01-01 |  | D | 3 | 40 | 2 | 11 | SAN BERNARDINO COUNTY | 94 | A-6 | _____ RIM OF THE WORLD DR., 1 BLK W/O INSPIRATION DR. | LAKE ARROWHEAD | CA | 92352 | 34.2343 | -117.2015 |  |  | YES | NO | NO
BURNT MILL | 682 | 5640 | Martinez, Jimi |  | 33 | 33 | 5064 | VISTA | 5 | VISTA | 5064 | VISTA | I | 1950-01-01 |  | D | 3 | 40 | 2 | 11 | SAN BERNARDINO COUNTY | 94 | A-6 | _____ RIM OF THE WORLD DR., 1 BLK W/O INSPIRATION DR. | LAKE ARROWHEAD | CA | 92352 | 34.2343 | -117.2015 |  |  | YES | NO | NO
C.S. STREET LIGHTS | 1927 | 2401 |  |  | 0.5 | 0.5 | 9010 | WOODS |  |  | 5012 | MESA | I | 1996-04-29 |  | P | 1 | 22 |  | 0 | LOS ANGELES COUNTY 1996 | 636 |  | GENERAL OFFICE MAINTENANCE STAFF | ROSEMEAD | CA | 91770 |  |  |  |  | NO | YES | NO
CABAZON | 1361 | 8118 | Brehaut, Paul |  | 33 | 12 | 5067 | DEVERS | 6 | DEVERS | 5067 | DEVERS | I | 1950-01-01 |  | D | 3 | 79 | 4 | 13 | RIVERSIDE | 174 | B-2 | _____ BONITA AVE. S/S 200' W/O BROADWAY | CABAZON | CA | 92230 | 33.9147 | -116.7823 |  |  | NO | YES | NO
CABRILLO | 876 | 5879 | Johnson, Bill | 52319/37564 | 66 | 12 | 5017 | JOHANNA | 2 | ELLIS | 5086 | ELLIS | I | 1968-01-01 |  | S | 1 | 43 | 2 | 44 | ORANGE COUNTY - 1993 | 859 | H-6 | 18432 JAMBOREE BLVD. | IRVINE | CA | 92715 | 33.6722 | -117.847 | SOUTHEAST |  | YES | NO | YES
CACTUS | 1704 | 5402 |  |  | 66 | 12 | 5052 | ANTELOPE | 14 | VINCENT | 5054 | VINCENT | F | 2005-01-01 |  | P | 5 | 36 | 3 | 30 | LOS ANGLES COUNTY |  |  | _____ 35TH ST., 'E' AND AVE 1. 3.5 MI. E/O TOWN | LANCASTER | CA | 93534 |  |  |  |  | NO | YES | NO
CADY | 1362 | 8119 | Manzer, Jim |  | 33 | 12 | 8016 | KRAMER | 15 | LUGO | 5090 | ELDORADO | I | 1950-01-01 |  | D | 3 | 72 | 4 | 24 | SAN BERNARDINO | 705 | G-8 | N/E C/O NEWBERRY RD. AND FAIRVIEW RD. | NEWBERRY | CA | 92365 | 34.8366 | -116.6625 |  |  | NO | YES | NO
CAJALCO | 1534 | 8312 | Caldera, Art |  | 115 | 12 | 5070 | VALLEY | 7 | VALLEY | 5070 | VALLEY | I | 1975-09-01 |  | S | 3 | 77 | 3 | 16 | RIVERSIDE | 30 | B-2 | N/E CORNER OF MARKHAM AND PARSONS | PERRIS | CA | 92370 | 33.859 | -117.3255 |  |  | YES | NO | NO
CALCITY | 1536 | 8317 | Manzer, Jim |  | 33 | 12 | 8016 | KRAMER | 15 | LUGO | 5061 | LUGO | I | 1975-11-01 |  | D | 3 | 86 | 4 | 24 | CENTRAL VALLEY CITIES | 246 | A-1 | HACIENDA ST., 1320' N/O MENDENBURRO | CAL CITY | CA | 93505 | 35.1452 | -117.9702 |  |  | NO | YES | NO
CALCITY | 1637 | 8317 | Manzer, Jim |  | 33 | 33 | 8016 | KRAMER | 15 | LUGO | 5061 | LUGO | I | 1975-11-01 |  | D | 3 | 86 | 4 | 24 | CENTRAL VALLEY CITIES | 246 | A-1 | HACIENDA ST., 1320' N/O MENDENBURRO | CAL CITY | CA | 93505 | 35.1452 | -117.9702 |  |  | NO | YES | NO
CALDEN | 760 | 5750 | Murray, Kevin |  | 66 | 16 | 5074 | LAGUNA BELL | 9 | LIGHTHIPE | 5073 | LIGHTHIPE | I | 1966-07-01 |  | S | 1 | 32 | 2 | 57 | LOS ANGELES COUNTY | 58 | E-2 | 2210 88TH ST. | SOUTH GATE | CA | 90280 | 33.9563 | -118.2321 |  |  | NO | YES | NO
CALECTRIC | 1327 | 8003 | Martinez, Jimi | 12420 / 484 | 115 | 33 | 5064 | VISTA | 5 | VISTA | 5064 | VISTA | I | 1950-01-01 |  | S | 3 | 31 | 4 | 11 | SAN BERNARDINO COUNTY | 15 | F-4 | 1400 CHESTNUT ST. | SAN BERNARDINO | CA | 92410 | 34.0936 | -117.3168 |  |  | NO | YES | YES
CAMAR | 595 | 5544 | Manzano, John |  | 16 | 4 | 5053 | SANTA CLARA | 12 | SANTA CLARA | 5056 | MOORPARK | I | 1949-01-01 |  | D | 5 | 39 | 2 | 64 | VENTURA COUNTY | 80 | E-2 | _____ | CAMARILLO | CA | 93010 | 34.1666 | -119.059 |  |  | NO | YES | YES
CAMARILLO | 894 | 5901 | Manzano, John | 76935 | 66 | 16 | 5053 | SANTA CLARA | 12 | SANTA CLARA | 5056 | MOORPARK | I | 1981-02-01 |  | S | 5 | 39 | 2 | 64 | VENTURA | 72 | B-1 | _____ ADOLPHO RD., .5 MI. W/O SANTA ROSA RD. | CAMARILLO | CA | 93012 | 34.2201 | -119.0078 |  |  | YES | NO | NO
CAMDEN | 824 | 5826 | Johnson, Bill |  | 66 | 12 | 5017 | JOHANNA | 2 | ELLIS | 5086 | ELLIS | I | 1966-10-01 |  | S | 1 | 29 | 2 | 44 | ORANGE COUNTY - 1993 | 859 | D-1 | 1125 CENTRAL AVE. | SANTA ANA | CA | 92707 | 33.7133 | -117.8829 | SOUTHEAST |  | YES | NO | NO
CAMERON | 723 | 5712 | Murray, Kevin | 37457 | 66 | 12 | 5071 | HINSON | 9 | LIGHTHIPE | 5073 | LIGHTHIPE | I | 1946-07-01 |  | S | 1 | 46 | 2 | 51 | LOS ANGELES COUNTY | 70 | A-5 | 1800 WOODLAND RD. | LONG BEACH | CA | 90810 | 33.8194 | -118.217 |  |  | NO | YES | YES
CAMINO | 309 | 5068 | Brady, Neil (WF) |  | 66 | 16 | 4060 | MWD SYSTEM | 6 | DEVERS | 5067 | DEVERS | I | 1960-03-01 |  | S | 3 | 84 | 4 | 21 | SAN BERNARDINO | 728 | C-6 | 23 MI W/O NEEDLES ON I-40 | NEEDLES | CA | 92363 | 34.8458 | -114.9662 |  |  | NO | YES | NO
CAMP 10 | 929 | 6116 |  |  | 33 | 7 | 2202 | BIG CREEK SYSTEM | 17 | SAN JOAQUIN | 5033 | RECTOR | I | 1950-01-01 |  | D | 5 | 50 | 0 | 40 | CENTRAL VALLEY CITIES |  |  | NEAR CAMP KEOLA, S/O DAM 3A, HUNTINGTON LAKE | BIG CREEK | CA | 93629 | 37.2233 | -119.2323 |  |  | NO | YES | NO
CANADIAN | 1823 | 5699 |  |  | 33 | 12 | 5064 | VISTA | 5 | VISTA | 5064 | VISTA | I | 1993-12-13 |  | D | 3 | 40 | 2 | 40 | SAN BERNARDINO COUNTY | 94 | D-2 | _____ TORRY RD., 3/4 MI. E/O HWY 173 | LAKE ARROWHEAD | CA | 92352 |  |  |  |  | NO | YES | NO
CANTIL | 1363 | 8121 | Manzer, Jim |  | 33 | 12 | 8016 | KRAMER | 15 | LUGO | 5061 | LUGO | I | 1950-01-01 |  | D | 3 | 86 | 3 | 24 | CENTRAL VALLEY CITIES | 19 | J-9 | _____ VALLEY RD., 2.5 MI. SE/O HWY 14 | CANTIL | CA | 93519 | 35.3083 | -117.9501 |  |  | NO | YES | NO
CANYON | 886 | 5890 | Orduno, Marlo | 55719 | 66 | 12 | 5082 | VILLA PARK | 1 | VILLA PARK | 5082 | VILLA PARK | I | 1967-03-01 |  | S | 1 | 48 | 2 | 45 | ORANGE COUNTY - 1993 | 741 | A-6 | 22203 SANTA ANA CANYON RD. | YORBA LINDA | CA | 92686 | 33.8723 | -117.7479 | SOUTHEAST |  | YES | NO | NO
CAPITAN | 1643 | 5509 | Carbone, Jim | 75235 | 66 | 16 | 5055 | GOLETA | 10 | GOLETA | 5056 | MOORPARK | I | 1992-08-13 |  | D | 5 | 49 | 1 | 63 | SANTA BARBARA COUNTY - 94 | 981 | G-4 | 1200 CALLE REAL | GOLETA | CA | 93117 | 34.4854 | -120.0554 |  |  | NO | YES | NO
CAPSULE | 644 | 5607 | Martinez, Jimi |  | 33 | 4 | 1990 | SAN BERNARDINO | 5 | VISTA | 5064 | VISTA | I | 1963-01-01 |  | S | 3 | 31 | 4 | 11 | SAN BERNARDINO COUNTY | 17 | B-4 | MILL AVE. AND TIPPECANOE ST. | SAN BERNARDINO | CA | 92402 | 34.09 | -117.2612 |  |  | NO | YES | NO
CARDIFF | 645 | 5608 | Martinez, Jimi | 17347 | 66 | 12 | 1990 | SAN BERNARDINO | 5 | VISTA | 5064 | VISTA | I | 1950-01-01 |  | D | 3 | 31 | 4 | 11 | SAN BERNARDINO COUNTY | 16 | F-3 | 151 N. WATERMAN AVE. | SAN BERNARDINO | CA | 92402 | 34.1027 | -117.2774 |  |  | NO | YES | NO
CARDIFF | 646 | 5608 | Martinez, Jimi | 17347 | 66 | 33 | 1990 | SAN BERNARDINO | 5 | VISTA | 5064 | VISTA | I | 1950-01-01 |  | D | 3 | 31 | 4 | 11 | SAN BERNARDINO COUNTY | 16 | F-3 | 151 N. WATERMAN AVE. | SAN BERNARDINO | CA | 92402 | 34.1027 | -117.2774 |  |  | NO | YES | NO
CARMENITA | 812 | 5814 | Perez, Chris | 37616 | 66 | 12 | 5085 | DEL AMO | 9 | LIGHTHIPE | 5073 | LIGHTHIPE | I | 1950-01-01 |  | S | 1 | 47 | 2 | 52 | LOS ANGELES | 82 | D-3 | 14127 S. CARMENITA AVE. | SANTA FE SPRINGS | CA | 90670 | 33.903 | -118.0476 |  |  | YES | NO | YES
CARODEAN | 1669 | 8332 | Brehaut, Paul | 14552 | 115 | 12 | 5067 | DEVERS | 6 | DEVERS | 5067 | DEVERS | I | 1992-12-01 |  | S | 3 | 84 | 3 | 13 | SAN BERNARDINO COUNTY | 165 | D-4 | N/W C/O 2 MILE RD., AND SUNRISE RD. EXTENDED. | 29 PALMS | CA | 92277 | 34.1502 | -116.1088 |  |  | NO | YES | NO
CAROLINA | 811 | 5813 | Orduno, Marlo | 53173 | 66 | 12 | 5087 | OLINDA | 1 | VILLA PARK | 5082 | VILLA PARK | I | 1963-09-01 |  | S | 1 | 48 | 2 | 43 | ORANGE COUNTY - 1993 | 739 | D-1 | 3248 ASSOCIATED RD., C/O IMPERIAL HWY. | BREA | CA | 92621 | 33.91 | -117.8797 | SOUTHEAST |  | YES | NO | NO
CARPINTERIA | 562 | 5503 | Carbone, Jim | 75317 / 76725 | 66 | 16 | 5055 | GOLETA | 10 | GOLETA | 5056 | MOORPARK | I | 1950-01-01 |  | S | 5 | 49 | 1 | 63 | SANTA BARBARA | 22 | E-4 | 4918 FOOTHILL ROAD., NORTH OF LINDEN | CARPINTERIA | CA | 93013 | 34.4092 | -119.5153 |  |  | NO | YES | NO
CARPINTERIA | 561 | 5503 |  | 75317 / 76725 | 16 | 4 | 5055 | GOLETA | 10 | GOLETA | 5056 | MOORPARK | I | 1950-01-01 |  | D | 5 | 49 | 1 | 63 | SANTA BARBARA | 22 | E-4 | 4918 FOOTHILL ROAD., NORTH OF LINDEN | CARPINTERIA | CA | 93013 | 34.4092 | -119.5153 |  |  | NO | YES | NO
CARSON | 722 | 5711 | Murray, Kevin | 37522 | 66 | 16 | 5073 | LIGHTHIPE | 9 | LIGHTHIPE | 5073 | LIGHTHIPE | I | 1950-01-01 |  | S | 1 | 32 | 2 | 57 | LOS ANGELES | 70 | A-2 | 18421 S. ALAMEDA ST., 2 MI S/O COMPTON | COMPTON | CA | 90222 | 33.8634 | -118.217 |  |  | YES | NO | YES
CASA DIABLO | 182 | 2584 |  | 13033 | 33 | 12 | 8015 | INYO SCE | 15 | LUGO | 2556 | CONTROL | I | 1965-11-01 |  | D | 3 | 85 | 2 | 92 | CALIFORNIA ROAD ATLAS |  |  | 1 MI. E/O HWY 395 AND MAMMOTH ROAD | MAMMOTH LAKES | CA | 93546 | 37.6491 | -118.9165 |  |  | NO | YES | YES
CASITAS | 563 | 5504 | Carbone, Jim |  | 66 | 16 | 5053 | SANTA CLARA | 12 | SANTA CLARA | 5056 | MOORPARK | I | 1924-10-01 |  | S | 5 | 39 | 2 | 64 | VENTURA | 36 | B-1 | _____ HWY 33., S/S CASITAS SPRINGS | VENTURA | CA | 93001 | 34.3632 | -119.3102 |  |  | YES | NO | YES
CATHEDRAL CITY | 1364 | 8123 | Brehaut, Paul |  | 33 | 4.8 | 5067 | DEVERS | 6 | DEVERS | 5067 | DEVERS | I | 1950-01-01 |  | D | 3 | 79 | 4 | 13 | RIVERSIDE | 192 | A-6 | _____ 'B' ST. BETWEEN GLENN AVE. & VAN FLEET AVE. | CATHEDRAL CITY | CA | 92234 | 33.7791 | -116.4645 |  |  | NO | YES | NO
CEDAR | 1675 | 9205 |  |  | 66 | 12 | 9010 | WOODS |  |  | 9010 | WOODS | I | 1993-01-01 |  | S | 9 | 99 | 2 | 0 |  |  |  | 501 S. MARENGO AVE., T/S SIMULATOR, ALHAMBRA TRAINING FACILITY | ALHAMBRA | CA | 91801 |  |  |  |  | NO | YES | NO
CEDARWOOD | 856 | 5859 | Rolf, Dave |  | 12 | 4 | 5081 | BARRE | 1 | VILLA PARK | 5082 | VILLA PARK | I | 1971-12-01 |  | D | 1 | 33 | 2 | 41 | ORANGE COUNTY - 1993 | 827 | J-2 | 7742 11TH ST. | WESTIMINSTER | CA | 92683 | 33.7537 | -117.9938 | SOUTHEAST |  | YES | NO | NO
CELERON | 1744 | 6303 |  |  | 66 | 4 | 5055 | GOLETA | 10 | GOLETA | 5056 | MOORPARK | F | 2005-01-01 |  | P | 5 | 49 | 1 | 60 | SANTA BARBARA COUNTY |  |  |  |  | CA | [5 empty] | NO | YES | NO
CENTER | 324 | 5084 | Apocada, Ed | 50229 / 292 | 66 | 12 | 5084 | CENTER | 9 | LIGHTHIPE | 5073 | LIGHTHIPE | I | 1956-10-01 |  | S | 1 | 47 | 2 | 1 | LOS ANGELES COUNTY - 1993 | 706 | E-7 | 10601 E. FIRESTONE BLVD. | NORWALK | CA | 90650 | 33.9286 | -118.1051 |  |  | NO | YES | NO
CHAMBLES | 1773 | 5666 |  |  | 66 | 16 | 4060 | MWD SYSTEM | 6 | DEVERS | 5067 | DEVERS | F | 2010-01-01 |  | S | 3 | 84 | 4 | 40 | [5 empty] | CA | [5 empty] | NO | YES | NO
CHANNEL ISLAND | 559 | 5418 | Carbone, Jim | 70294 / 76707 | 66 | 16 | 5053 | SANTA CLARA | 12 | SANTA CLARA | 5056 | MOORPARK | I | 1974-12-01 |  | S | 5 | 39 | 1 | 64 | VENTURA | 69 | A-5 | 3833 W. HEMLOCK ST. , C/O HEMLOCK & VICTORIA ST. | OXNARD | CA | 93035 | 34.1817 | -119.2223 |  |  | YES | NO | NO
CHASE | 708 | 5679 | Olson, Marty |  | 66 | 12 | 5069 | MIRA LOMA | 4 | MIRA LOMA/WALNUT | 5069 | MIRA LOMA | I | 1988-06-01 |  | S | 3 | 34 | 3 | 12 | RIVERSIDE COUNTY |  |  | 1390 E. ONTARIO AVE., C/O COMPTON & ONTARIO | CORONA | CA | 91720 | 33.8445 | -117.5377 |  |  | YES | NO | NO
CHASE 2 | 1366 | 8126 |  |  | 33 | 4 | 5062 | CHINO | 4 | MIRA LOMA/WALNUT | 5069 | MIRA LOMA | O | 1950-01-01 | 1996-05-01 | D | 3 | 34 | 3 | 12 | RIVERSIDE COUNTY |  |  | _____ ONTARIO AVE, BETWEEN COMPTON AVE AND STATE ST. | CORONA | CA | [5 empty] | NO | YES | NO
CHATHAM | 543 | 5346 | Clark, Gerald |  | 66 | 12 | 5033 | RECTOR | 17 | SAN JOAQUIN | 5033 | RECTOR | I | 1952-05-01 |  | S | 5 | 51 | 3 | 32 | CALIFORNIA ROAD ATLAS | 58 | B-4 | _____ ROAD 124, 1/2 MI. N/O AVENUE 340. | VISALIA | CA | 93247 | 36.4146 | -119.2966 |  |  | NO | YES | NO
CHATSWORTH | 607 | 5555 | Upgrade | 76963 | 66 | 16 | 5051 | SAUGUS | 13 | SAUGUS | 5056 | MOORPARK | I | 1955-05-01 |  | S | 5 | 35 | 3 | 62 | LOS ANGELES COUNTY | 6 | B-1 | SANTA SUSANA HILLS | CHATSWORTH | CA | 91311 | 34.2372 | -118.7012 |  |  | NO | YES | NO
CHERRY | 724 | 5713 | Murray, Kevin |  | 66 | 12 | 5071 | HINSON | 9 | LIGHTHIPE | 5073 | LIGHTHIPE | I | 1987-06-01 |  | S | 1 | 46 | 2 | 51 | LOS ANGELES | 75 | D-4 | S/E C/O OF 10TH AND LIME ST | LONG BEACH | CA | 90813 | 33.7788 | -118.1835 |  |  | YES | NO | YES
CHESTNUT | 857 | 5861 | Johnson, Bill | 52185 | 66 | 12 | 5017 | JOHANNA | 2 | ELLIS | 5086 | ELLIS | I | 1966-11-01 |  | S | 1 | 29 | 2 | 45 | ORANGE COUNTY - 1993 | 829 | H-5 | 1434 E. MCFADDEN AVE. | SANTA ANA | CA | 92705 | 33.7318 | -117.8488 | SOUTHEAST |  | YES | NO | NO
CHINO | 302 | 5062 | Olson, Marty | 17284 | 66 | 12 | 5062 | CHINO | 4 | MIRA LOMA/WALNUT | 5069 | MIRA LOMA | I | 1950-01-01 |  | S | 3 | 34 | 3 | 12 | SAN BERNARDINO COUNTY | 33 | F-4 | 14005 S. BENSON AVE. | CHINO | CA | 91710 | 33.998 | -117.6795 |  |  | NO | YES | YES
CHIQUITA | 900 | 5917 | Pepper, Steve | 52007 / 37608 / 07 | 66 | 12 | 5088 | SANTIAGO | 2 | ELLIS | 5086 | ELLIS | I | 1981-04-01 |  | S | 1 | 43 | 2 | 46 | ORANGE COUNTY - 1993 | 892 | F-4 | S/E C/O ALICIA PKWY & OLYMPIAD RD. | MISSION VIEJO | CA | 92692 | 33.6297 | -117.6321 | SOUTHEAST |  | YES | NO | NO
CIDER | 1824 | 5692 |  |  | 115 | 12 | 5064 | VISTA | 5 | VISTA | 5064 | VISTA | F | 2005-01-01 |  | P | 3 | 31 | 3 | 20 | RIVERSIDE COUNTY | 141 | B-6 | N/W C/O ORCHARD ST. AND MOUNTAIN VIEW AVE. | BEAUMONT | CA | 92223 |  |  |  |  | NO | YES | NO
CIMA | 649 | 5612 |  |  | 66 | 16 | 5090 | ELDORADO | 16 | ELDORADO | 5090 | ELDORADO | I | 1960-05-01 |  | S | 3 | 72 | 4 | 21 | SAN BERNARDINO COUNTY | 705 | G-8 | _____ CIMA RD., 17 MI SE/O I-15 | CIMA | CA | 92323 | 35.2553 | -115.5171 |  |  | NO | YES | NO
CITRUS | 399 | 5185 | Reid, Jim | 37628 / 31 | 66 | 12 | 5013 | RIO HONDO | 3 | MESA/WALNUT | 5014 | MESA | I | 1965-06-01 |  | S | 1 | 26 | 3 | 5 | LOS ANGELES COUNTY - 1993 | 599 | D-1 | _____ GRAND AVE., S/O 210 FWY, | GLENDORA | CA | 91740 | 34.1188 | -117.8719 | SOUTHEAST |  | YES | NO | NO
CLARK | 779 | 5769 | Perez, Chris | 37501 | 66 | 4 | 1410 | ALAMITOS | 9 | LIGHTHIPE | 5073 | LIGHTHIPE | I | 1961-07-01 |  | S | 1 | 46 | 2 | 52 | LOS ANGELES | 76 | E-2 | 6425 STEARNS (N/E CORNER OF PALO VERDE) | LONG BEACH | CA | 90815 | 33.7957 | -118.1066 |  |  | NO | YES | NO
CLAYTON | 1369 | 8128 |  |  | 33 | 2.4 | 5070 | VALLEY | 7 | VALLEY | 5070 | VALLEY | O | 1950-01-01 | 1984-09-01 | D | 3 | 77 | 4 | 16 | [5 empty] | CA | [5 empty] | NO | YES | NO
CLEARWATER | 728 | 5716 |  |  | 12 | 4 | 5073 | LIGHTHIPE | 9 | LIGHTHIPE | 5073 | LIGHTHIPE | O | 1938-08-01 | 1992-04-13 | D | 1 | 32 | 2 | 57 | LOS ANGELES COUNTY |  |  | ALONDRA, NEAR VERMONT | PARAMONT | CA | [5 empty] | NO | YES | NO
COCKRUM | 1776 | 5280 |  |  | 66 | 16 | 5056 | MOORPARK | 11 | MOORPARK | 5056 | MOORPARK | F | 2005-01-01 |  | P | 5 | 35 | 3 | 60 | [5 empty] | CA | [5 empty] | NO | YES | NO
COFFEE | 1523 | 8299 | Brehaut, Paul |  | 33 | 12 | 5067 | DEVERS | 6 | DEVERS | 5067 | DEVERS | I | 1971-05-01 |  | D | 3 | 79 | 4 | 13 | RIVERSIDE | 158 | D-6 | _____ CAMINO AVENTURA., 200 YARDS W/O PALM DR. | DESERT HOT SPRINGS | CA | 92258 | 33.9327 | -116.5012 |  |  | NO | YES | NO
COLDWATER | 1370 | 8129 |  |  | 33 | 2.4 | 5062 | CHINO | 4 | MIRA LOMA/WALNUT | 5069 | MIRA LOMA | O | 1950-01-01 | 1992-02-24 | D | 3 | 34 | 3 | 12 | RIVERSIDE COUNTY |  |  | 1800 FT NW/O OF HWY 71-CORONA-ELSINORE HWY & GLEN IVY | CORONA | CA | 91720 |  |  |  |  | NO | YES | NO
COLIMA | 873 | 5876 |  |  | 12 | 4 | 5084 | CENTER | 9 | LIGHTHIPE | 5073 | LIGHTHIPE | O | 1950-01-01 | 1984-10-01 | D | 1 | 47 | 2 | 1 | [5 empty] | CA | [5 empty] | NO | YES | NO
COLONIA | 564 | 5505 | Manzano, John | 76746 / 77372 | 66 | 16 | 5053 | SANTA CLARA | 12 | SANTA CLARA | 5056 | MOORPARK | I | 1929-03-01 |  | S | 5 | 39 | 2 | 64 | VENTURA | 70 | F-2 | _____ PLEASANT VALLEY AND WOOD RD., 5 MI. E/O TOWN | OXNARD | CA | 93030 | 34.204 | -119.0968 |  |  | YES | NO | NO
COLORADO | 457 | 5242 | Dupree, Daryl | 30311 | 66 | 4 | 5029 | LA CIENEGA | 8 | EL NIDO | 5023 | EL NIDO | I | 1950-01-01 |  | S | 5 | 42 | 1 | 54 | LOS ANGELES COUNTY | 49 | C-1 | 1721 22ND ST, | SANTA MONICA | CA | 90404 | 34.0262 | -118.4726 |  |  | YES | NO | YES
COLORADO | 458 | 5242 | Dupree, Daryl | 30311 | 66 | 16 | 5029 | LA CIENEGA | 8 | EL NIDO | 5023 | EL NIDO | I | 1950-01-01 |  | S | 5 | 42 | 1 | 54 | LOS ANGELES COUNTY | 49 | C-1 | 1721 22ND ST, | SANTA MONICA | CA | 90404 | 34.0262 | -118.4726 |  |  | YES | NO | YES
COLTON | 647 | 5610 | Martinez, Jimi | 17231 | 66 | 12 | 5064 | VISTA | 5 | VISTA | 5064 | VISTA | I | 1950-01-01 |  | S | 3 | 31 | 4 | 17 | SAN BERNARDINO COUNTY | 27 | C-2 | MT. VERNON AND 'M' STREETS, | COLTON | CA | 92324 | 34.0593 | -117.3152 |  |  | NO | YES | NO
COLUMBINE | 535 | 5336 | Cochran, Mike |  | 66 | 12 | 5035 | VESTAL | 17 | SAN JOAQUIN | 5033 | RECTOR | I | 1948-04-01 |  | S | 5 | 51 | 3 | 33 | CALIFORNIA ROAD ATLAS | 68 | C-4 | 1/4 MI. E/O ROAD 160, AND AVENUE 24. | DELANO | CA | 93215 | 35.8366 | -119.2091 |  |  | NO | YES | NO
COMPTON | 776 | 5767 | Murray, Kevin |  | 16 | 4 | 5073 | LIGHTHIPE | 9 | LIGHTHIPE | 5073 | LIGHTHIPE | I | 1914-07-01 |  | D | 1 | 32 | 2 | 57 | LOS ANGELES | 64 | F-3 | 213 N. WILLOWBROOK ST. AT SCHOOL ST. | COMPTON | CA | 90222 | 33.8968 | -118.2247 |  |  | NO | YES | YES
CONCHO | 1542 | 8322 | Brehaut, Paul | 14763 | 115 | 12 | 5067 | DEVERS | 6 | DEVERS | 5067 | DEVERS | I | 1985-05-01 |  | S | 3 | 79 | 4 | 13 | RIVERSIDE | 204 | A-2 | 76055 COUNTRY CLUB DR., E/O DEL SAFARI DR. | PALM DESERT | CA | 92211 | 33.7569 | -116.3342 |  |  | NO | YES | NO
COOLGLEN | 1758 | 8334 |  |  | 115 | 12 | 8016 | KRAMER | 15 | LUGO | 5061 | LUGO | F | 2005-01-01 |  | P | 3 | 73 | 4 | 30 | SAN BERNARDINO COUNTY |  |  | S/O SHADOW MTN RD, | HELENDALE | CA | [5 empty] | NO | YES | NO
CORNUTA | 736 | 5723 | Perez, Chris |  | 66 | 12 | 5085 | DEL AMO | 9 | LIGHTHIPE | 5073 | LIGHTHIPE | I | 1965-10-01 |  | S | 1 | 32 | 2 | 52 | LOS ANGELES COUNTY | 66 | C-4 | _____ FLORA VISTA AVE., W/O CORNUTA | BELLFLOWER | CA | 90706 | 33.8847 | -118.1203 |  |  | YES | NO | NO
CORONA | 1499 | 8279 | Olson, Marty |  | 33 | 4 | 5069 | MIRA LOMA | 4 | MIRA LOMA/WALNUT | 5069 | MIRA LOMA | I | 1950-01-01 |  | D | 3 | 34 | 3 | 12 | RIVERSIDE COUNTY | 20 | C-5 | 633 RAILROAD ST, BETWEEN SHERIDAN ST. AND COTA ST. | CORONA | CA | 91720 | 33.8851 | -117.5714 |  |  | YES | NO | YES
CORONA | 1500 | 8279 | Olson, Marty |  | 66 | 12 | 5069 | MIRA LOMA | 4 | MIRA LOMA/WALNUT | 5069 | MIRA LOMA | I | 1950-01-01 |  | S | 3 | 34 | 3 | 12 | RIVERSIDE COUNTY | 20 | C-5 | 633 RAILROAD ST, BETWEEN SHERIDAN ST. AND COTA ST. | CORONA | CA | 91720 | 33.8851 | -117.5714 |  |  | YES | NO | YES
CORONA | 1501 | 8279 | Olson, Marty |  | 66 | 33 | 5069 | MIRA LOMA | 4 | MIRA LOMA/WALNUT | 5069 | MIRA LOMA | I | 1950-01-01 |  | S | 3 | 34 | 3 | 12 | RIVERSIDE COUNTY | 20 | C-5 | 633 RAILROAD ST, BETWEEN SHERIDAN ST. AND COTA ST. | CORONA | CA | 91720 | 33.8851 | -117.5714 |  |  | YES | NO | YES
CORTEZ | 400 | 5186 | Reid, Jim | 37649 | 66 | 12 | 5014 | WALNUT | 4 | MIRA LOMA/WALNUT | 5014 | MIRA LOMA | I | 1957-05-01 |  | S | 1 | 26 | 3 | 6 | LOS ANGELES COUNTY - 1993 | 599 | C-4 | 560 E. EDNA PL. | COVINA | CA | 91722 | 34.0916 | -117.88 | SOUTHEAST |  | YES | NO | YES
CORUM | 598 | 5547 | Brown, Ken A. |  | 66 | 12 | 5052 | ANTELOPE | 14 | VINCENT | 5054 | VINCENT | I | 1950-01-01 |  | S | 5 | 36 | 3 | 22 | CENTRAL VALLEY CITIES | 23 | H-6 | EDWARDS AFB, W/O FORBES AVE, N/O ROSAMOND BLVD, & N/O WHERRY HSG | MUROC | CA | 93523 | 34.9406 | -117.953 |  |  | NO | YES | NO
CORWIN | 1817 | 8340 |  |  | 115 | 12 | 8027 | VICTOR | 15 | LUGO | 5061 | LUGO | F | 2005-01-01 |  | P | 3 | 73 | 4 | 30 | SAN BERNARDINO COUNTY |  |  |  |  | CA | [5 empty] | NO | YES | NO
COSTA MESA | 815 | 5817 | Pepper, Steve |  | 12 | 4 | 5086 | ELLIS | 2 | ELLIS | 5086 | ELLIS | I | 1950-01-01 |  | D | 1 | 33 | 1 | 42 | ORANGE COUNTY - 1993 | 888 | J-5 | 506 ORANGE AVE. | COSTA MESA | CA | 92627 | 33.6299 | -117.9244 | SOUTHEAST |  | YES | NO | NO
COTTONWOOD | 1502 | 8280 | Manzer, Jim | 13320 | 115 | 33 | 8027 | VICTOR | 15 | LUGO | 5061 | LUGO | I | 1964-07-01 |  | S | 3 | 73 | 3 | 23 | SAN BERNARDINO COUNTY | 710 | D-8 | 36651 HIGHWAY 18. | LUCERNE VALLEY | CA | 92356 | 34.3742 | -116.8614 |  |  | YES | NO | NO
COVINA | 401 | 5187 | Reid, Jim |  | 12 | 4 | 5014 | WALNUT | 4 | MIRA LOMA/WALNUT | 5014 | MIRA LOMA | I | 1954-01-01 |  | D | 1 | 26 | 3 | 6 | LOS ANGELES COUNTY - 1993 | 599 | B-5 | _____ SAN BERNARDINO RD., AT SECOND ST. | COVINA | CA | 91722 | 34.0909 | -117.8871 | SOUTHEAST |  | YES | NO | YES
CRAFTON | 651 | 5613 |  |  | 12 | 4 | 1990 | SAN BERNARDINO | 5 | VISTA | 5064 | VISTA | O | 1950-01-01 | 1988-05-01 | D | 3 | 31 | 4 | 17 | SAN BERNARDINO COUNTY | 30 | B-1 | _____ CRAFTON AVE., S/O MENTONE AVE. | MENTONE | CA | 92359 |  |  |  |  | NO | YES | NO
CRATER | 453 | 5239 | Manzano, John | 76902 / 49962 | 66 | 16 | 5056 | MOORPARK | 11 | MOORPARK | 5056 | MOORPARK | I | 1950-01-01 |  | S | 5 | 35 | 2 | 61 | LOS ANGELES COUNTY | 107 | E-3 | 900' N/O MULHOLLAND & LAS VIRGENES | AGOURA | CA | 91301 | 34.1072 | -118.7143 |  |  | NO | YES | NO
CREST | 480 | 5264 |  |  | 66 | 16 | 5021 | LA FRESA | 8 | EL NIDO | 5023 | EL NIDO | I | 1960-11-01 |  | S | 5 | 44 | 1 | 56 | LOS ANGELES | 823 | B-2 | 28637 CRENSHAW BLVD. | RANCHO PALOS VERDES | CA | 90274 | 33.7673 | -118.3723 |  |  | YES | NO | YES
CROWN | 816 | 5818 | Pepper, Steve | 37570 | 66 | 12 | 5088 | SANTIAGO | 2 | ELLIS | 5086 | ELLIS | I | 1950-01-01 |  | S | 1 | 33 | 1 | 46 | ORANGE COUNTY - 1993 | 919 | F-1 | 1540 CROWN DR. | NEWPORT | CA | 92625 | 33.6085 | -117.8651 | SOUTHEAST |  | YES | NO | YES
CUCAMONGA | 698 | 5660 | Olson, Marty |  | 66 | 12 | 5045 | PADUA | 4 | MIRA LOMA/WALNUT | 5069 | MIRA LOMA | I | 1970-05-01 |  | S | 3 | 34 | 3 | 15 | SAN BERNARDINO | 12 | A-5 | S/E C/O ARCHIBALD & 6TH STS. | RANCHO CUCAMONGA | CA | 91730 | 34.0844 | -117.5929 |  |  | YES | NO | YES
CUDAHY | 725 | 5714 | Murray, Kevin | 37499 | 66 | 4 | 5074 | LAGUNA BELL | 9 | LIGHTHIPE | 5073 | LIGHTHIPE | I | 1950-01-01 |  | S | 1 | 32 | 2 | 57 | LOS ANGELES COUNTY | 59 | C-1 | 7950 SALT LAKE AVE. | HUNTINGTON PARK | CA | 90255 | 33.9638 | -118.1937 |  |  | YES | NO | NO
CUDAHY | 726 | 5714 | Murray, Kevin | 37499 | 66 | 16 | 5074 | LAGUNA BELL | 9 | LIGHTHIPE | 5073 | LIGHTHIPE | I | 1950-01-01 |  | S | 1 | 32 | 2 | 57 | LOS ANGELES COUNTY | 59 | C-1 | 7950 SALT LAKE AVE. | HUNTINGTON PARK | CA | 90255 | 33.9638 | -118.1937 |  |  | YES | NO | NO
CULVER | 412 | 5204 | Dupree, Daryl | 30362 | 66 | 4 | 5029 | LA CIENEGA | 8 | EL NIDO | 5023 | EL NIDO | I | 1950-01-01 |  | S | 5 | 42 | 2 | 54 | LOS ANGELES COUNTY | 50 | C-1 | 4080 OVERLAND AVE. | CULVER CITY | CA | 90232 | 34.0146 | -118.4027 |  |  | NO | YES | YES
CULVER | 413 | 5204 | Dupree, Daryl | 30362 | 66 | 16 | 5029 | LA CIENEGA | 8 | EL NIDO | 5023 | EL NIDO | I | 1950-01-01 |  | S | 5 | 42 | 2 | 54 | LOS ANGELES COUNTY | 50 | C-1 | 4080 OVERLAND AVE. | CULVER CITY | CA | 90232 | 34.0146 | -118.4027 |  |  | NO | YES | YES
CUMMINGS | 565 | 5506 | Brown, Ken A. | 49968 | 66 | 12 | 5052 | ANTELOPE | 14 | VINCENT | 5054 | VINCENT | I | 1950-01-01 |  | S | 5 | 52 | 3 | 22 | CENTRAL VALLEY CITIES | 23 | A-3 | _____ HILINE RD., 1.5 MI S/O TEHACHAPI & 3 MI WEST | TEHACHAPI | CA | 93561 | 35.1097 | -118.4947 |  |  | NO | YES | YES
CYPRESS | 836 | 5837 | Perez, Chris | 37504 | 12 | 4 | 5085 | DEL AMO | 9 | LIGHTHIPE | 5073 | LIGHTHIPE | I | 1950-01-01 |  | D | 1 | 46 | 2 | 52 | ORANGE COUNTY | 9 | B-6 | 10551 LOS ALAMITOS BLVD. | CYPRESS | CA | 90630 | 33.8093 | -118.0724 |  |  | YES | NO | NO
CYPRESS | 837 | 5837 | Perez, Chris | 37504 | 66 | 12 | 5085 | DEL AMO | 9 | LIGHTHIPE | 5073 | LIGHTHIPE | I | 1950-01-01 |  | S | 1 | 46 | 2 | 52 | ORANGE COUNTY | 9 | B-6 | 10551 LOS ALAMITOS BLVD. | CYPRESS | CA | 90630 | 33.8093 | -118.0724 |  |  | YES | NO | NO
DAGGETT | 1372 | 8133 | Manzer, Jim |  | 33 | 4 | 8016 | KRAMER | 15 | LUGO | 5090 | ELDORADO | I | 1950-01-01 |  | D | 3 | 72 | 4 | 24 | SAN BERNARDINO | 705 | D-8 | 200' S/O HWY. 66., W/O TOWN | DAGGETT | CA | 92327 | 34.8626 | -116.891 |  |  | NO | YES | NO
DAISY | 775 | 5766 | Murray, Kevin | 32726 / 27 | 12 | 4 | 5071 | HINSON | 9 | LIGHTHIPE | 5073 | LIGHTHIPE | I | 1948-12-01 |  | D | 1 | 46 | 1 | 51 | LOS ANGELES COUNTY - 1994 | 795 | C-5 | 1700 OREGON AVE. | LONG BEACH | CA | 90806 | 33.7886 | -118.2001 |  |  | YES | NO | NO
DALTON | 402 | 5188 | Reid, Jim | 48716 / 717 | 66 | 12 | 5013 | RIO HONDO | 3 | MESA/WALNUT | 5014 | MESA | I | 1950-01-01 |  | S | 1 | 27 | 3 | 6 | LOS ANGELES COUNTY - 1993 | 598 | F-1 | 16016 E. GLADSTONE ST. | IRWINDALE | CA | 91706 | 34.1138 | -117.9328 | SOUTHEAST |  | YES | NO | NO
DAVIDSON CITY | 788 | 5779 | Murray, Kevin |  | 12 | 4 | 5071 | HINSON | 9 | LIGHTHIPE | 5073 | LIGHTHIPE | I | 1949-03-01 |  | D | 1 | 46 | 2 | 51 | LOS ANGELES | 70 | A-4 | 2780 CARSON AVE. | DOMINGUEZ HILLS | CA | 90810 | 33.8321 | -118.2173 |  |  | NO | YES | YES
DECKER | 1777 | 5283 |  |  | 66 | 16 | 5056 | MOORPARK | 11 | MOORPARK | 5056 | MOORPARK | F | 2005-01-01 |  | P | 5 | 35 | 3 | 60 | [5 empty] | CA | [5 empty] | NO | YES | NO
DECLEZ | 653 | 5615 | Olson, Marty |  | 12 | 4 | 1310 | ETIWANDA | 4 | MIRA LOMA/WALNUT | 5069 | MIRA LOMA | I | 1950-01-01 |  | S | 3 | 30 | 3 | 15 | SAN BERNARDINO COUNTY | 13 | E-6 | CHERRY AND SAN BERNARDINO AVE. | FONTANA | CA | 92335 | 34.078 | -117.4882 |  |  | NO | YES | NO
DECLEZ | 654 | 5615 | Olson, Marty |  | 66 | 12 | 1310 | ETIWANDA | 4 | MIRA LOMA/WALNUT | 5069 | MIRA LOMA | I | 1950-01-01 |  | S | 3 | 30 | 3 | 15 | SAN BERNARDINO COUNTY | 13 | E-6 | CHERRY AND SAN BERNARDINO AVE. | FONTANA | CA | 92335 | 34.078 | -117.4882 |  |  | NO | YES | NO
DEEP SPRINGS | 186 | 2589 |  |  | 55 | 2.4 | 8015 | INYO SCE | 15 | LUGO | 2556 | CONTROL | I | 1950-01-01 |  | D | 3 | 85 | 2 | 92 | CALIFORNIA ROAD ATLAS | 84 | A-3 | _____ DEEP SPRINGS RD., 20 MI. NE/O HWY. 395 | BIG PINE | CA | 93545 | 37.3749 | -117.9775 |  |  | NO | YES | NO
DEFRAIN | 1373 | 8134 | Brady, Neil (WF) |  | 33 | 12 | 4025 | BLYTHE (WALC) | 6 | DEVERS | 5067 | DEVERS | I | 1971-06-01 |  | D | 3 | 87 | 4 | 13 | RIVERSIDE | 723 | G-1 | _____ DEFRAIN BLVD. AND SIXTH AVE. | BLYTHE | CA | 92226 | 33.6619 | -114.624 |  |  | NO | YES | NO
DEL AMO | 1661 | 5085 | Perez, Chris | 37242 / 43 | 66 | 66 | 5085 | DEL AMO | 9 | LIGHTHIPE | 5073 | LIGHTHIPE | I | 1950-01-01 |  | S | 1 | 46 | 2 | 52 | LOS ANGELES | 71 | E-2 | 20200 STUDEBAKER RD. | CERRITOS | CA | 90703 | 33.8482 | -118.0972 |  |  | NO | YES | NO
DEL ROSA | 704 | 5670 | Martinez, Jimi | 17969 | 66 | 12 | 1990 | SAN BERNARDINO | 5 | VISTA | 5064 | VISTA | I | 1962-06-01 |  | S | 3 | 31 | 3 | 11 | SAN BERNARDINO | 8 | B-4 | N/E C/O DEL ROSA AVE. AND MARSHALL BLVD. | SAN BERNARDINO | CA | 92404 | 34.15 | -117.2517 |  |  | NO | YES | NO
DEL SUR | 566 | 5508 | Brown, Ken A. |  | 66 | 12 | 5052 | ANTELOPE | 14 | VINCENT | 5054 | VINCENT | I | 1950-01-01 |  | S | 5 | 36 | 3 | 22 | LOS ANGELES COUNTY | 158 | F-1 | 90TH ST. WEST AND AVENUE 'H'. | LANCASTER | CA | 93534 | 34.718 | -118.288 |  |  | YES | NO | YES
DELANO | 500 | 5305 | Cochran, Mike | 74484 | 66 | 4 | 5035 | VESTAL | 17 | SAN JOAQUIN | 5033 | RECTOR | I | 1950-01-01 |  | S | 5 | 51 | 3 | 31 | CENTRAL VALLEY CITIES | 200 | E-2 | N/E C/O 14TH & LEXINGTON ST. | DELANO | CA | 93216 | 35.7755 | -119.2421 |  |  | NO | YES | NO
DELANO | 501 | 5305 | Cochran, Mike | 74484 | 66 | 12 | 5035 | VESTAL | 17 | SAN JOAQUIN | 5033 | RECTOR | I | 1914-01-01 |  | S | 5 | 51 | 3 | 31 | CENTRAL VALLEY CITIES | 200 | E-2 | N/E C/O 14TH & LEXINGTON ST. | DELANO | CA | 93216 | 35.7755 | -119.2421 |  |  | NO | YES | NO
DESERT OUTPOST | 1375 | 8136 | Brehaut, Paul |  | 33 | 4.8 | 5067 | DEVERS | 6 | DEVERS | 5067 | DEVERS | O | 1964-08-01 | 1998-09-11 | D | 3 | 79 | 4 | 13 | RIVERSIDE | 191 | F-3 | S/W CORNER OF 33RD AVE AND SHIFTING SANDS TRAIL | CATHEDRAL CITY | CA | 92234 | 33.8088 | -116.472 |  |  | NO | YES | NO
DESERT OUTPOST | 1376 | 8136 | Brehaut, Paul |  | 33 | 12 | 5067 | DEVERS | 6 | DEVERS | 5067 | DEVERS | I | 1964-08-01 |  | D | 3 | 79 | 4 | 13 | RIVERSIDE | 191 | F-3 | S/W CORNER OF 33RD AVE AND SHIFTING SANDS TRAIL | CATHEDRAL CITY | CA | 92234 | 33.8088 | -116.472 |  |  | NO | YES | NO
DEVORE | 1844 | 8125 |  |  | 33 | 12 | 5064 | VISTA | 5 | VISTA | 5064 | VISTA | O | 1950-01-01 | 1973-05-01 | P | 3 | 30 | 3 | 10 | SAN BERNARDINO COUNTY | 49 | B-2 | N/W C/O CAJON BLVD. AND BENNETT RD. | DEVORE | CA | 92405 |  |  |  |  | NO | YES | NO
DIAMOND BAR | 354 | 5129 | Reid, Jim | 53889 | 66 | 12 | 5062 | CHINO | 4 | MIRA LOMA/WALNUT | 5069 | MIRA LOMA | I | 1987-06-01 |  | S | 1 | 26 | 2 | 6 | LOS ANGELES COUNTY - 1993 | 680 | B-3 | N/E C/O GRAND AVE. AND DIAMOND BAR BLVD. | DIAMOND BAR | CA | 91765 | 34.0018 | -117.8114 | SOUTHEAST |  | YES | NO | NO
Diemer (MWD) | [27 empty] | 33.9109 | -117.8206 | Frgn Util |  | NO | YES | NO
DITMAR | 463 | 5246 |  | 37733 | 16 | 4 | 5021 | LA FRESA | 8 | EL NIDO | 5023 | EL NIDO | I | 1950-01-01 |  | D | 5 | 44 | 2 | 53 | LOS ANGELES | 62 | E-5 | 1909 VANDERBILT LANE. | REDONDO BEACH | CA | 90278 | 33.8723 | -118.3785 | NORTHWEST |  | YES | NO | YES
DITMAR | 464 | 5246 |  | 37733 | 66 | 16 | 5021 | LA FRESA | 8 | EL NIDO | 5023 | EL NIDO | I | 1972-11-01 |  | S | 5 | 44 | 2 | 53 | LOS ANGELES | 62 | E-5 | 1909 VANDERBILT LANE. | REDONDO BEACH | CA | 90278 | 33.8723 | -118.3785 | NORTHWEST |  | YES | NO | YES
DIVISADERO | 539 | 5340 | Clark, Gerald |  | 12 | 4 | 5033 | RECTOR | 17 | SAN JOAQUIN | 5033 | RECTOR | I | 1950-01-01 |  | D | 5 | 51 | 3 | 32 | CENTRAL VALLEY CITIES | 171 | E-5 | GOSHEN AVE. AND DIVISADERO ST. | VISALIA | CA | 93291 | 36.3348 | -119.3137 | NORTHWEST |  | NO | YES | NO
DOHENY | 420 | 5209 | Dupree, Daryl |  | 16 | 4 | 5029 | LA CIENEGA | 8 | EL NIDO | 5023 | EL NIDO | I | 1961-10-01 |  | D | 5 | 42 | 2 | 54 | LOS ANGELES COUNTY | 33 | C-4 | 1030 CORY AVE., S/O SUNSET BLVD. | BEVERLY HILLS | CA | 90210 | 34.0901 | -118.3916 | NORTHWEST |  | YES | NO | NO
DOLPHIN | 1700 | 5762 |  |  | 66 | 12 | 1410 | ALAMITOS | 9 | LIGHTHIPE | 5073 | LIGHTHIPE | F | 2005-01-01 |  | P | 1 | 46 | 1 | 50 | LOS ANGLES COUNTY |  |  |  |  | CA | [5 empty] | NO | YES | NO
DOMINO | 1705 | 5403 |  |  | 66 | 12 | 5052 | ANTELOPE | 14 | VINCENT | 5054 | VINCENT | F | 2005-01-01 |  | P | 5 | 36 | 3 | 30 | [5 empty] | CA | [5 empty] | NO | YES | NO
DOWNEY | 818 | 5820 | Apocada, Ed |  | 12 | 4 | 5084 | CENTER | 9 | LIGHTHIPE | 5073 | LIGHTHIPE | I | 1950-01-01 |  | D | 1 | 47 | 2 | 1 | LOS ANGELES COUNTY - 1993 | 706 | B-5 | 11228 BROOKSHIRE AVE. | DOWNEY | CA | 90241 | 33.9384 | -118.1289 | NORTHWEST |  | YES | NO | NO
DOWNS | 1377 | 8137 | Manzer, Jim |  | 33 | 12 | 8016 | KRAMER | 15 | LUGO | 5061 | LUGO | I | 1967-05-01 |  | D | 3 | 86 | 4 | 24 | CENTRAL VALLEY CITIES | 250 | A-3 | C/O RIDGECREST BLVD. AND DOWNS | RIDGECREST | CA | 93555 | 35.6222 | -117.6883 | NORTHWEST |  | YES | NO | NO
DUARTE | 371 | 5150 | Fish, Terry | 37634 | 16 | 4 | 5013 | RIO HONDO | 3 | MESA/WALNUT | 5014 | MESA | I | 1950-01-01 |  | D | 1 | 27 | 3 | 5 | LOS ANGELES COUNTY - 1993 | 568 | B-5 | 1200 HIGHLAND AVE. | DUARTE | CA | 91010 | 34.1391 | -117.9654 | SOUTHEAST |  | YES | NO | NO
DUCOR | 1816 | 5335 |  |  | 66 | 12 | 5035 | VESTAL | 17 | SAN JOAQUIN | 5033 | RECTOR | F | 2005-01-01 |  | P | 5 | 51 | 3 | 70 | CENTRAL VALLEY CITIES |  |  |  |  | CA | [5 empty] | NO | YES | NO
DUDMAN | 1718 | 5906 |  |  | 66 | 12 | 5081 | BARRE | 1 | VILLA PARK | 5082 | VILLA PARK | F | 2005-01-01 |  | P | 1 | 33 | 2 | 80 | ORANGE COUNTY |  |  |  |  | CA | [5 empty] | NO | YES | NO
DUNES | 1378 | 8139 | Brady, Neil (WF) |  | 33 | 12 | 4025 | BLYTHE (WALC) | 6 | DEVERS | 5067 | DEVERS | I | 1950-01-01 |  | D | 3 | 87 | 4 | 13 | RIVERSIDE | 723 | G-2 | _____ HOBSON WAY., W/O NEIGHBORS BLVD. | BLYTHE | CA | 92225 | 33.6114 | -114.6793 | SOUTHEAST |  | NO | YES | NO
DUNN SIDING | 1374 | 8135 | Manzer, Jim |  | 115 | 12 | 5090 | ELDORADO | 16 | ELDORADO | 5090 | ELDORADO | I | 1966-02-01 |  | S | 3 | 72 | 4 | 24 | SAN BERNARDINO | 706 | A-5 | 2 MI. S/O AFTON RD. | YERMO | CA | 92398 | 35.0496 | -116.4394 | NORTHWEST |  | NO | YES | NO
EAGLE MOUNTAIN | 286 | 5040 | Brehaut, Paul | 14716 | 66 | 12 | 5040 | EAGLE MOUNTAIN | 6 | DEVERS | 5067 | DEVERS | I | 1950-01-01 |  | S | 3 | 87 | 4 | 13 | RIVERSIDE | 717 | E-8 | 2 MI. W & 6 MI. N/O DESERT CENTER | DESERT CENTER | CA | 92239 | 33.8114 | -115.4536 | SOUTHEAST |  | NO | YES | NO
EARLIMART | 502 | 5306 | Cochran, Mike |  | 66 | 12 | 5035 | VESTAL | 17 | SAN JOAQUIN | 5033 | RECTOR | I | 1913-01-01 |  | S | 5 | 51 | 3 | 31 | CENTRAL VALLEY CITIES | 14 | K-8 | ROAD 144 AND AVENUE 56. | EARLIMART | CA | 93219 | 35.8923 | -119.2509 | NORTHWEST |  | YES | NO | YES
EAST BARSTOW | 1379 | 8140 | Manzer, Jim |  | 33 | 4 | 8016 | KRAMER | 15 | LUGO | 5090 | ELDORADO | I | 1950-01-01 |  | D | 3 | 72 | 4 | 24 | SAN BERNARDINO | 246 | B-5 | 600' N/O STATE ST., ACCESS FROM EAST MAIN ST. | BARSTOW | CA | 92311 | 34.89 | -117.0019 | NORTHWEST |  | NO | YES | YES
EATON | 348 | 5115 | Fish, Terry | 37594 / 46710 | 66 | 16 | 5012 | MESA | 3 | MESA/WALNUT | 5012 | MESA | I | 1950-01-01 |  | S | 1 | 27 | 3 | 5 | LOS ANGELES COUNTY - 1993 | 566 | G-2 | _____ SIERRA MADRE BLVD., E/O WASHINGTON ST. | PASADENA | CA | 91107 | 34.1622 | -118.0857 | SOUTHEAST |  | YES | NO | NO
EDGEMONT | 1381 | 8143 | Caldera, Art |  | 33 | 4 | 5070 | VALLEY | 7 | VALLEY | 5070 | VALLEY | I | 1950-01-01 |  | D | 3 | 77 | 4 | 16 | RIVERSIDE | 14 | F-6 | _____ COTTONWOOD AVE., BETWEEN HWY. 215 AND EDGEMONT ST. | EDGEMONT | CA | 92388 | 33.9241 | -117.2848 | SOUTHEAST |  | NO | YES | NO
EDGEWATER | 861 | 5864 | Pepper, Steve |  | 12 | 4 | 5088 | SANTIAGO | 2 | ELLIS | 5086 | ELLIS | I | 1950-01-01 |  | D | 1 | 33 | 1 | 44 | ORANGE COUNTY - 1993 | 919 | D-1 | 1510 BAYSIDE DR. | NEWPORT | CA | 92662 | 33.6073 | -117.8846 | SOUTHEAST |  | YES | NO | YES
EDINGER | 872 | 5875 | Johnson, Bill |  | 12 | 4 | 5017 | JOHANNA | 2 | ELLIS | 5086 | ELLIS | I | 1950-01-01 |  | D | 1 | 29 | 2 | 44 | ORANGE COUNTY - 1993 | 829 | F-6 | 120 W. EDINGER AVE. | SANTA ANA | CA | 92707 | 33.7272 | -117.8684 | SOUTHEAST |  | YES | NO | NO
EISENHOWER | 1532 | 8311 | Brehaut, Paul |  | 115 | 12 | 5067 | DEVERS | 6 | DEVERS | 5067 | DEVERS | I | 1975-07-01 |  | S | 3 | 79 | 4 | 13 | RIVERSIDE | 191 | D-3 | S/W C/O MESQUITE AVE. AND GENE AUTRY RD. | PALM SPRINGS | CA | 92264 | 33.8077 | -116.4935 | SOUTHEAST |  | YES | NO | NO
EISENHOWER | 1533 | 8311 | Brehaut, Paul |  | 115 | 33 | 5067 | DEVERS | 6 | DEVERS | 5067 | DEVERS | I | 1974-05-01 |  | S | 3 | 79 | 4 | 13 | RIVERSIDE | 191 | D-3 | S/W C/O MESQUITE AVE. AND GENE AUTRY RD. | PALM SPRINGS | CA | 92264 | 33.8077 | -116.4935 | SOUTHEAST |  | YES | NO | NO
EL NIDO | 274 | 5023 |  | 33801/802/803 | 66 | 16 | 5023 | EL NIDO | 8 | EL NIDO | 5023 | EL NIDO | I | 1950-01-01 |  | S | 5 | 44 | 1 | 53 | LOS ANGELES | 62 | E-2 | 5325 MARINE BLVD. | HAWTHORNE | CA | 90250 | 33.896 | -118.3726 | NORTHWEST |  | NO | YES | YES
EL PORTO | 415 | 5206 |  |  | 16 | 4 | 5023 | EL NIDO | 8 | EL NIDO | 5023 | EL NIDO | I | 1950-01-01 |  | D | 5 | 44 | 2 | 53 | LOS ANGELES | 62 | B-3 | 2515 BLANCHE RD. AT 26TH ST. | MANHATTAN BEACH | CA | 90266 | 33.8958 | -118.4084 | NORTHWEST |  | YES | NO | YES
EL RIO | 1793 | 5590 |  |  | 66 | 16 | 5053 | SANTA CLARA | 12 | SANTA CLARA | 5056 | MOORPARK | F | 2005-01-01 |  | P | 5 | 39 | 2 | 60 | VENTURA COUNTY |  |  |  |  | CA | [5 empty] | NO | YES | NO
EL SOBRANTE | 1386 | 8146 | Olson, Marty |  | 33 | 12 | 5069 | MIRA LOMA | 4 | MIRA LOMA/WALNUT | 5069 | MIRA LOMA | I | 1950-01-01 |  | D | 3 | 34 | 3 | 12 | RIVERSIDE COUNTY | 28 | C-2 | _____ EL SOBRANTE RD. NEAR MC ALLISTER ST. | LAKE MATHEWS | CA | 92503 | 33.8597 | -117.4398 | SOUTHEAST |  | NO | YES | NO
ELIZABETH LAKE | 534 | 5334 | Upgrade |  | 66 | 16 | 5051 | SAUGUS | 13 | SAUGUS | 5056 | MOORPARK | I | 1970-10-01 |  | S | 5 | 59 | 3 | 62 | LOS ANGLES COUNTY | 123 | H-1 | 31526 LAKE HUGHES RD. | CASTAIC | CA | 91310 | 34.4922 | -118.6145 | NORTHWEST |  | YES | NO | NO
ELKHORN | 465 | 5247 |  | 96409 | 16 | 4 | 5056 | MOORPARK | 11 | MOORPARK | 5056 | MOORPARK | O | 1950-01-01 | 1993-04-15 | D | 5 | 35 | 3 | 61 | [5 empty] | CA | [5 empty] | NO | YES | NO
ELKLINE | 1706 | 6313 |  |  | 66 | 4 | 5052 | ANTELOPE | 14 | VINCENT | 5054 | VINCENT | F | 2005-01-01 |  | P | 5 | 36 | 3 | 40 | [5 empty] | CA | [5 empty] | NO | YES | NO
ELLIS | 327 | 5086 | Rolf, Dave | 55901 / 54564 | 66 | 12 | 5086 | ELLIS | 2 | ELLIS | 5086 | ELLIS | I | 1988-05-01 |  | S | 1 | 33 | 1 | 42 | ORANGE COUNTY - 1993 | 858 | F-5 | 19118 WARD ST. | HUNTINGTON BEACH | CA | 92646 | 33.6851 | -117.9436 | SOUTHEAST |  | NO | YES | NO
ELSINORE | 1383 | 8145 | Caldera, Art | 17596 | 33 | 2.4 | 5070 | VALLEY | 7 | VALLEY | 5070 | VALLEY | I | 1950-01-01 |  | D | 3 | 77 | 4 | 16 | RIVERSIDE | 71 | A-6 | _____ SPRING AND POTTERY STREETS | ELSINORE | CA | 92330 | 33.6742 | -117.3261 | SOUTHEAST |  | NO | YES | YES
ELSINORE | 1384 | 8145 | Caldera, Art | 17596 | 33 | 12 | 5070 | VALLEY | 7 | VALLEY | 5070 | VALLEY | I | 1950-01-01 |  | D | 3 | 77 | 4 | 16 | RIVERSIDE | 71 | A-6 | _____ SPRING AND POTTERY STREETS | ELSINORE | CA | 92330 | 33.6742 | -117.3261 | SOUTHEAST |  | NO | YES | YES
ELSINORE | 1385 | 8145 | Caldera, Art | 17596 | 115 | 33 | 5070 | VALLEY | 7 | VALLEY | 5070 | VALLEY | I | 1991-05-30 |  | S | 3 | 77 | 4 | 16 | RIVERSIDE | 71 | A-6 | _____ SPRING AND POTTERY STREETS | ELSINORE | CA | 92330 | 33.6742 | -117.3261 | SOUTHEAST |  | NO | YES | YES
ELY | 817 | 5819 | Rolf, Dave | 53968 | 66 | 12 | 5081 | BARRE | 1 | VILLA PARK | 5082 | VILLA PARK | I | 1961-11-01 |  | S | 1 | 48 | 2 | 41 | ORANGE COUNTY - 1993 | 767 | E-3 | 7600 VALLEY VIEW ST. | BUENA PARK | CA | 90620 | 33.8527 | -118.0277 | SOUTHEAST |  | YES | NO | NO
ERIC | 792 | 5782 | Perez, Chris | 37441 | 66 | 12 | 5085 | DEL AMO | 9 | LIGHTHIPE | 5073 | LIGHTHIPE | I | 1972-07-01 |  | S | 1 | 46 | 2 | 52 | LOS ANGELES | 66 | F-6 | 16610 GRIDLEY RD. | CERRITOS | CA | 90703 | 33.8795 | -118.0906 | NORTHWEST |  | YES | NO | YES
ESPERANZA | 1822 | 5939 |  |  | 66 | 12 | 5082 | VILLA PARK | 1 | VILLA PARK | 5082 | VILLA PARK | F | 2005-01-01 |  | P | 1 | 29 | 2 | 80 | ORANGE COUNTY |  |  |  |  | CA | [5 empty] | NO | YES | NO
ESTERO | 614 | 5563 | Manzano, John | 49972 | 66 | 16 | 5053 | SANTA CLARA | 12 | SANTA CLARA | 5056 | MOORPARK | I | 1965-07-01 |  | S | 5 | 39 | 1 | 64 | VENTURA | 79 | F-3 | 200 FT. S/E OF WOOD RD., ON S/SIDE OF HUENEME RD., S/E OFOXNARD | OXNARD | CA | 93033 | 34.1461 | -119.0958 | NORTHWEST |  | YES | NO | YES
ESTRELLA | 901 | 5918 | Johnson, Bill | 37561 | 66 | 12 | 5088 | SANTIAGO | 2 | ELLIS | 5086 | ELLIS | I | 1973-07-01 |  | S | 1 | 43 | 2 | 44 | ORANGE COUNTY - 1993 | 860 | A-4 | 16932 MURPHY ST. | IRVINE | CA | 92714 | 33.6877 | -117.8279 | SOUTHEAST |  | YES | NO | NO
EUCLID | 685 | 5644 | Olson, Marty |  | 12 | 4 | 5045 | PADUA | 4 | MIRA LOMA/WALNUT | 5069 | MIRA LOMA | I | 1950-01-01 |  | D | 3 | 34 | 3 | 15 | SAN BERNARDINO COUNTY | 11 | D-6 | 1065 E. FIFTH ST. | ONTARIO | CA | 91761 | 34.0818 | -117.6323 | SOUTHEAST |  | NO | YES | YES
EXETER | 503 | 5307 | Clark, Gerald |  | 12 | 4 | 5033 | RECTOR | 17 | SAN JOAQUIN | 5033 | RECTOR | I | 1948-05-01 |  | D | 5 | 51 | 3 | 32 | CENTRAL VALLEY CITIES | 180 | E-1 | N/W C/O NORTH 'E' ST & WALNUT. | EXETER | CA | 93221 | 36.3088 | -119.1418 | NORTHWEST |  | NO | YES | NO
FAIR OAKS | 379 | 5162 | Fish, Terry | 37625 | 16 | 4 | 5015 | GOULD | 3 | MESA/WALNUT | 5012 | MESA | I | 1950-01-01 |  | D | 1 | 27 | 3 | 5 | LOS ANGELES COUNTY - 1993 | 535 | J-4 | 2682 N. FAIR OAKS AVE. | ALTADENA | CA | 91001 | 34.1921 | -118.1487 | SOUTHEAST |  | YES | NO | NO
FAIRFAX | 418 | 5208 | Dupree, Daryl | 30367 | 16 | 4 | 5011 | EAGLE ROCK | 3 | MESA/WALNUT | 5023 | EL NIDO | I | 1964-07-01 |  | D | 1 | 42 | 2 | 54 | LOS ANGELES COUNTY | 33 | F-6 | 1051 N. ORANGE GROVE | LOS ANGELES | CA | 90046 | 34.0898 | -118.3608 | SOUTHEAST |  | NO | YES | NO
FAIRFAX | 419 | 5208 | Dupree, Daryl | 30367 | 66 | 16 | 5011 | EAGLE ROCK | 3 | MESA/WALNUT | 5023 | EL NIDO | I | 1964-07-01 |  | S | 1 | 42 | 2 | 54 | LOS ANGELES COUNTY | 33 | F-6 | 1051 N. ORANGE GROVE | LOS ANGELES | CA | 90046 | 34.0898 | -118.3608 | SOUTHEAST |  | NO | YES | NO
FAIRMONT | 1707 | 5404 |  |  | 66 | 12 | 5052 | ANTELOPE | 14 | VINCENT | 5054 | VINCENT | F | 2005-01-01 |  | P | 5 | 36 | 3 | 40 | [5 empty] | CA | [5 empty] | NO | YES | NO
FAIRVIEW | 819 | 5821 | Johnson, Bill |  | 66 | 12 | 5017 | JOHANNA | 2 | ELLIS | 5086 | ELLIS | I | 1937-01-01 |  | S | 1 | 29 | 2 | 44 | ORANGE COUNTY - 1993 | 859 | F-3 | 4111 S. MAIN ST. | SANTA ANA | CA | 92707 | 33.6937 | -117.8677 | SOUTHEAST |  | NO | YES | YES
FARRELL | 1524 | 8301 | Brehaut, Paul | 14868 / 91 | 115 | 12 | 5067 | DEVERS | 6 | DEVERS | 5067 | DEVERS | I | 1968-06-01 |  | S | 3 | 79 | 4 | 13 | RIVERSIDE | 181 | C-4 | _____ EXECUTIVE DR., N/O VISTA CHINO RD | PALM SPRINGS | CA | 92262 | 33.8469 | -116.5047 | SOUTHEAST |  | YES | NO | NO
FELTON | 460 | 5244 |  | 37543 | 16 | 4 | 5023 | EL NIDO | 8 | EL NIDO | 5023 | EL NIDO | I | 1950-01-01 |  | D | 5 | 44 | 1 | 53 | LOS ANGELES | 62 | F-1 | 4837 W. 129TH ST. | HAWTHORNE | CA | 90250 | 33.916 | -118.3627 | NORTHWEST |  | YES | NO | YES
FELTON | 461 | 5244 |  | 37543 | 66 | 16 | 5023 | EL NIDO | 8 | EL NIDO | 5023 | EL NIDO | I | 1986-06-01 |  | S | 5 | 44 | 1 | 53 | LOS ANGELES | 62 | F-1 | 4837 W. 129TH ST. | HAWTHORNE | CA | 90250 | 33.916 | -118.3627 | NORTHWEST |  | YES | NO | YES
FERNCREEK | 1731 | 2558 |  |  | 33 | 12 | 8015 | INYO SCE | 15 | LUGO | 2556 | CONTROL | F | 2005-01-01 |  | P | 3 | 85 | 2 | 40 | CALIFORNIA ROAD ATLAS | 50 | C-1 |  | JUNE LAKE | CA | 23529 |  |  |  |  | NO | YES | NO
FERNWOOD | 759 | 5749 | Murray, Kevin | 37610 | 66 | 16 | 5073 | LIGHTHIPE | 9 | LIGHTHIPE | 5073 | LIGHTHIPE | I | 1947-05-01 |  | S | 1 | 32 | 2 | 57 | LOS ANGELES | 59 | A-5 | N/E C/O GRAPE ST & FERNWOOD AVE. | LYNWOOD | CA | 90262 | 33.9283 | -118.2155 | NORTHWEST |  | YES | NO | YES
FIGUEROA | 1885 | 5599 |  |  | 66 | 16 | 5053 | SANTA CLARA | 12 | SANTA CLARA | 5056 | MOORPARK | F | 2005-01-01 |  | P | 5 | 39 | 2 | 60 | VENTURA COUNTY |  |  |  |  | CA | [5 empty] | NO | YES | NO
FILLMORE | 567 | 5510 | Carbone, Jim |  | 16 | 4 | 5051 | SAUGUS | 13 | SAUGUS | 5056 | MOORPARK | I | 1921-05-01 |  | D | 5 | 39 | 3 | 64 | VENTURA | 31 | E-2 | 855 'A' STREET | FILLMORE | CA | 93015 | 34.4088 | -118.9205 | NORTHWEST |  | YES | NO | YES
FILLMORE | 568 | 5510 | Carbone, Jim |  | 66 | 16 | 5051 | SAUGUS | 13 | SAUGUS | 5056 | MOORPARK | I | 1921-07-01 |  | S | 5 | 39 | 3 | 64 | VENTURA | 31 | E-2 | 855 'A' STREET | FILLMORE | CA | 93015 | 34.4088 | -118.9205 | NORTHWEST |  | YES | NO | YES
FIREHOUSE | 713 | 5688 | Olson, Marty | 17836 | 66 | 12 | 5062 | CHINO | 4 | MIRA LOMA/WALNUT | 5069 | MIRA LOMA | I | 1987-06-01 |  | S | 3 | 34 | 3 | 12 | SAN BERNARDINO COUNTY | 22 | D-4 | N/E C/O FRANCIS ST. & PARCO | ONTARIO | CA | 91761 | 34.0426 | -117.6233 | SOUTHEAST |  | YES | NO | NO
FLANCO | 655 | 5616 | Martinez, Jimi |  | 12 | 4 | 1310 | ETIWANDA | 4 | MIRA LOMA/WALNUT | 5069 | MIRA LOMA | I | 1950-01-01 |  | D | 3 | 30 | 3 | 15 | SAN BERNARDINO COUNTY | 14 | C-4 | S/W C/O ORANGE WAY AND JUNIPER ST. | FONTANA | CA | 92335 | 34.0956 | -117.4405 | SOUTHEAST |  | NO | YES | NO
FLIGHTLINE | 907 | 5931 |  |  | 16 | 4 | 5053 | SANTA CLARA | 12 | SANTA CLARA | 5056 | MOORPARK | O | 1982-10-01 | 2001-08-01 | D | 5 | 39 | 1 | 30 | VENTURA COUNTY |  |  |  |  | CA | [5 empty] | NO | YES | NO
FLORADAY | 892 | 5898 | Apocada, Ed |  | 12 | 4 | 5084 | CENTER | 9 | LIGHTHIPE | 5073 | LIGHTHIPE | I | 1950-01-01 |  | D | 1 | 47 | 2 | 1 | LOS ANGELES COUNTY - 1993 | 706 | F-5 | 11301 DOLLISON RD. | DOWNEY | CA | 90241 | 33.9355 | -118.0942 | NORTHWEST |  | NO | YES | NO
Foothill (MWD) | [27 empty] | 34.5141 | -118.6143 | NORTHWEST |  | NO | YES | NO
FOREST HOME | 1387 | 8148 | Martinez, Jimi |  | 33 | 2.4 | 5064 | VISTA | 5 | VISTA | 5064 | VISTA | I | 1950-01-01 |  | D | 3 | 31 | 2 | 17 | SAN BERNARDINO COUNTY | 20B | C-5 | REAR OF FOREST FALLS POST OFFICE | FOREST HOME | CA | 92339 | 34.0866 | -116.9543 | SOUTHEAST |  | NO | YES | NO
Four Corners #2 | [27 empty] | 36.7721 | -108.4579 | Frgn Util |  | NO | YES | NO
FRANCIS | 680 | 5639 | Olson, Marty | 17841 | 66 | 12 | 5062 | CHINO | 4 | MIRA LOMA/WALNUT | 5069 | MIRA LOMA | I | 1960-07-01 |  | S | 3 | 34 | 3 | 12 | LOS ANGELES 1993 | 641 | C-4 | 11641 EAST END AVE., N/O FRANCIS AVE. | POMONA | CA | 91710 | 34.042 | -117.723 | SOUTHEAST |  | NO | YES | NO
FRAZIER PARK | 556 | 5409 | Upgrade |  | 66 | 12 | 5057 | BAILEY | 14 | VINCENT | 5054 | VINCENT | I | 1971-10-01 |  | S | 5 | 36 | 2 | 31 | VENTURA COUNTY | 3 | H-9 | _____ LOCKWOOD VALLEY RD., S/O FRAZIER MTN RD. | FRAZIER PARK | CA | 93225 | 34.8149 | -119.01 | NORTHWEST |  | NO | YES | YES
FREEDOM | 1787 | 5358 |  |  | 66 | 12 | 5033 | RECTOR | 17 | SAN JOAQUIN | 5033 | RECTOR | F | 2005-01-01 |  | P | 5 | 51 | 3 | 40 | CENTRAL VALLEY CITIES |  |  | 1801 S. CENTRAL AVE. | VISALIA | CA | 93291 |  |  |  |  | NO | YES | NO
FREMONT | 733 | 5720 | Murray, Kevin | 37748 | 66 | 16 | 5073 | LIGHTHIPE | 9 | LIGHTHIPE | 5073 | LIGHTHIPE | I | 1965-10-01 |  | S | 1 | 32 | 2 | 57 | LOS ANGELES COUNTY | 64 | C-3 | _____ COMPTON BLVD. E/O AVALON, | COMPTON | CA | 90220 | 33.8942 | -118.2643 | NORTHWEST |  | YES | NO | NO
FREMONT | 732 | 5720 |  | 37748 | 16 | 4 | 5073 | LIGHTHIPE | 9 | LIGHTHIPE | 5073 | LIGHTHIPE | I | 1924-10-01 |  | D | 1 | 32 | 2 | 57 | LOS ANGELES COUNTY | 64 | C-3 | _____ COMPTON BLVD. E/O AVALON, | COMPTON | CA | 90220 | 33.8942 | -118.2643 | NORTHWEST |  | YES | NO | NO
FRIENDLY HILLS | 887 | 5891 | Apocada, Ed |  | 12 | 4 | 5087 | OLINDA | 1 | VILLA PARK | 5082 | VILLA PARK | I | 1950-01-01 |  | D | 1 | 48 | 2 | 1 | LOS ANGELES COUNTY - 1993 | 707 | G-3 | 9826 COLIMA RD. | WHITTIER | CA | 90603 | 33.9483 | -118.0059 | SOUTHEAST |  | YES | NO | NO
FRUITLAND | 730 | 5718 | Apocada, Ed | 37545 / 37454 | 66 | 4 | 5074 | LAGUNA BELL | 9 | LIGHTHIPE | 5073 | LIGHTHIPE | I | 1950-01-01 |  | S | 1 | 32 | 2 | 2 | LOS ANGELES COUNTY -1994 | 674 | J-4 | 2555 E. 52ND ST. | VERNON | CA | 90058 | 33.9959 | -118.2256 | NORTHWEST |  | YES | NO | NO
FRUITLAND | 731 | 5718 | Apocada, Ed | 37545 / 37454 | 66 | 16 | 5074 | LAGUNA BELL | 9 | LIGHTHIPE | 5073 | LIGHTHIPE | I | 1961-05-01 |  | S | 1 | 32 | 2 | 2 | LOS ANGELES COUNTY -1994 | 674 | J-4 | 2555 E. 52ND ST. | VERNON | CA | 90058 | 33.9959 | -118.2256 | NORTHWEST |  | YES | NO | NO
FULLERTON | 820 | 5822 | Orduno, Marlo | 53931 | 66 | 4 | 5081 | BARRE | 1 | VILLA PARK | 5082 | VILLA PARK | I | 1950-01-01 |  | S | 1 | 48 | 2 | 43 | ORANGE COUNTY - 1993 | 738 | G-7 | 218 WALNUT AVE. | FULLERTON | CA | 92632 | 33.8682 | -117.9216 | SOUTHEAST |  | YES | NO | NO
FULLERTON | 821 | 5822 | Orduno, Marlo | 53931 | 66 | 12 | 5081 | BARRE | 1 | VILLA PARK | 5082 | VILLA PARK | I | 1950-01-01 |  | S | 1 | 48 | 2 | 43 | ORANGE COUNTY - 1993 | 738 | G-7 | 218 WALNUT AVE. | FULLERTON | CA | 92632 | 33.8682 | -117.9216 | SOUTHEAST |  | YES | NO | NO
GAGE | 780 | 5770 | Apocada, Ed | 37751 | 16 | 4 | 5074 | LAGUNA BELL | 9 | LIGHTHIPE | 5073 | LIGHTHIPE | I | 1950-01-01 |  | D | 1 | 32 | 2 | 57 | LOS ANGELES COUNTY - 1993 | 705 | H-2 | 6207 CLARA | BELL GARDENS | CA | 90201 | 33.963 | -118.1548 | NORTHWEST |  | YES | NO | NO
GALE | 1504 | 8283 | Manzer, Jim | 15245 | 115 | 33 | 8016 | KRAMER | 15 | LUGO | 5090 | ELDORADO | I | 1950-01-01 |  | S | 3 | 72 | 4 | 24 | SAN BERNARDINO COUNTY | 248A | B-2 | _____ NATIONAL TRAILS HWY., 1.25 MI. E/O DAGGET | DAGGETT | CA | 92327 | 34.859 | -116.8671 | NORTHWEST |  | NO | YES | NO
GALLATIN | 822 | 5823 | Apocada, Ed |  | 66 | 12 | 5084 | CENTER | 9 | LIGHTHIPE | 5073 | LIGHTHIPE | I | 1946-10-01 |  | S | 1 | 47 | 2 | 2 | LOS ANGELES COUNTY - 1993 | 706 | D-2 | 8823 MANZANAR AVE. | DOWNEY | CA | 90240 | 33.9613 | -118.1114 | NORTHWEST |  | YES | NO | YES
GANESHA | 656 | 5617 | Reid, Jim | 40104 | 12 | 4 | 5062 | CHINO | 4 | MIRA LOMA/WALNUT | 5069 | MIRA LOMA | I | 1950-01-01 |  | S | 3 | 26 | 3 | 6 | LOS ANGELES COUNTY - 1993 | 640 | F-2 | 1685 W. SECOND ST. | POMONA | CA | 91766 | 34.0576 | -117.7756 | SOUTHEAST |  | NO | YES | NO
GANESHA | 657 | 5617 | Reid, Jim | 40104 | 66 | 12 | 5062 | CHINO | 4 | MIRA LOMA/WALNUT | 5069 | MIRA LOMA | I | 1950-01-01 |  | S | 3 | 26 | 3 | 6 | LOS ANGELES COUNTY - 1993 | 640 | F-2 | 1685 W. SECOND ST. | POMONA | CA | 91766 | 34.0576 | -117.7756 | SOUTHEAST |  | NO | YES | NO
GARFIELD | 350 | 5121 | Fish, Terry | 46458 | 66 | 4 | 5012 | MESA | 3 | MESA/WALNUT | 5012 | MESA | I | 1950-01-01 |  | S | 1 | 27 | 3 | 3 | LOS ANGELES COUNTY - 1993 | 565 | H-7 | 1200 RAILROAD ST. | PASADENA | CA | 91030 | 34.1261 | -118.1493 | SOUTHEAST |  | YES | NO | NO
GARFIELD | 351 | 5121 | Fish, Terry | 46458 | 66 | 16 | 5012 | MESA | 3 | MESA/WALNUT | 5012 | MESA | I | 1950-01-01 |  | S | 1 | 27 | 3 | 3 | LOS ANGELES COUNTY - 1993 | 565 | H-7 | 1200 RAILROAD ST. | PASADENA | CA | 91030 | 34.1261 | -118.1493 | SOUTHEAST |  | YES | NO | NO
GARNET | 1329 | 8013 | Brehaut, Paul | 14761 | 33 | 12 | 5067 | DEVERS | 6 | DEVERS | 5067 | DEVERS | I | 1950-01-01 |  | D | 3 | 79 | 4 | 13 | RIVERSIDE | 177 | F-3 | _____ GARNET AVE., E/O INDIAN AVE. | PALM SPRINGS | CA | 92258 | 33.9013 | -116.544 | SOUTHEAST |  | NO | YES | YES
GARNET | 1330 | 8013 | Brehaut, Paul | 14761 | 115 | 33 | 5067 | DEVERS | 6 | DEVERS | 5067 | DEVERS | I | 1950-01-01 |  | S | 3 | 79 | 4 | 13 | RIVERSIDE | 177 | F-3 | _____ GARNET AVE., E/O INDIAN AVE. | PALM SPRINGS | CA | 92258 | 33.9013 | -116.544 | SOUTHEAST |  | NO | YES | YES
GARVEY | 352 | 5122 | Fish, Terry |  | 16 | 4 | 5012 | MESA | 3 | MESA/WALNUT | 5012 | MESA | I | 1950-01-01 |  | D | 1 | 22 | 3 | 3 | LOS ANGELES COUNTY - 1993 | 636 | F-1 | 3023 N. SAN GABRIEL BLVD. N/O GARVEY AVE. | ROSEMEAD | CA | 91770 | 34.0641 | -118.0904 | SOUTHEAST |  | YES | NO | NO
GAVILAN | 1443 | 8219 | Caldera, Art | 18704 | 33 | 12 | 5070 | VALLEY | 7 | VALLEY | 5070 | VALLEY | I | 1968-05-01 |  | D | 3 | 77 | 4 | 16 | RIVERSIDE |  |  | S/W C/O ARRAPAHO & OSAGE RD. | PERRIS | CA | 92370 | 33.7855 | -117.2434 | SOUTHEAST |  | NO | YES | NO
GAVIOTA | 623 | 5572 | Carbone, Jim | 75224 | 66 | 16 | 5055 | GOLETA | 10 | GOLETA | 5056 | MOORPARK | I | 1961-02-01 |  | S | 5 | 49 | 1 | 63 | SANTA BARBARA COUNTY |  |  | 16900 CALLE REAL | GAVIOTA | CA | 93117 | 34.4773 | -120.204 | NORTHWEST |  | NO | YES | NO
GILA | 1708 | 5405 |  |  | 66 | 12 | 5052 | ANTELOPE | 14 | VINCENT | 5054 | VINCENT | F | 2005-01-01 |  | P | 5 | 36 | 3 | 30 | [5 empty] | CA | [5 empty] | NO | YES | NO
GILBERT | 832 | 5833 | Orduno, Marlo | 53971 | 66 | 12 | 5081 | BARRE | 1 | VILLA PARK | 5082 | VILLA PARK | I | 1960-10-01 |  | S | 1 | 48 | 2 | 43 | ORANGE COUNTY -1993 | 738 | B-6 | 2345 MOORE AVE. | FULLERTON | CA | 92633 | 33.8769 | -117.9729 | SOUTHEAST |  | YES | NO | NO
GISLER | 855 | 5858 | Rolf, Dave |  | 66 | 12 | 5086 | ELLIS | 2 | ELLIS | 5086 | ELLIS | I | 1972-07-01 |  | S | 1 | 33 | 1 | 42 | ORANGE COUNTY - 1993 | 858 | J-4 | 1300 GISLER AVE. | COSTA MESA | CA | 92629 | 33.6876 | -117.9169 | SOUTHEAST |  | YES | NO | YES
GLEN AVON | 1389 | 8151 | Olson, Marty |  | 33 | 4 | 5064 | VISTA | 5 | VISTA | 5069 | MIRA LOMA | O | 1950-01-01 | 1983-01-01 | D | 3 | 30 | 3 | 14 | RIVERSIDE COUNTY | 6 | B-3 | N/E C/O GALENA ST. AND TYROLITE ST. | GLEN AVON | CA | 92509 | 34.0055 | -117.4565 | SOUTHEAST |  | NO | YES | NO
GLEN AVON | 1390 | 8151 | Olson, Marty |  | 66 | 12 | 5064 | VISTA | 5 | VISTA | 5064 | VISTA | I | 1983-05-01 |  | S | 3 | 30 | 3 | 14 | RIVERSIDE COUNTY | 6 | B-3 | N/E C/O GALENA ST. AND TYROLITE ST. | GLEN AVON | CA | 92509 | 34.0055 | -117.4565 | SOUTHEAST |  | NO | YES | NO
GLEN IVY | 1391 | 8152 | Olson, Marty |  | 33 | 12 | 5070 | VALLEY | 7 | VALLEY | 5070 | VALLEY | I | 1950-01-01 |  | D | 3 | 77 | 3 | 12 | RIVERSIDE COUNTY |  |  | HWY. 71-CORONA-ELSINORE HWY., E/O GLEN IVY RD. | GLEN IVY | CA | 91720 | 33.7611 | -117.4806 | SOUTHEAST | WAS FED FROM OWENS (MIRA LOMA A-BANK) NOW FED FROM TERRA COTTA (VALLEY A-BNK) | NO | YES | NO
GLENNVILLE | 504 | 5308 | Cochran, Mike |  | 66 | 12 | 5035 | VESTAL | 17 | SAN JOAQUIN | 5033 | RECTOR | I | 1947-02-01 |  | S | 5 | 53 | 3 | 31 | CENTRAL VALLEY CITIES |  |  | HWY 155 GREENHORN RD., 1/2 MILE S/E OF TOWN | GLENNVILLE | CA | 93226 | 35.7233 | -118.6945 | NORTHWEST |  | NO | YES | NO
GOLDTOWN | 569 | 5511 | Brown, Ken A. | 49971 | 66 | 12 | 5052 | ANTELOPE | 14 | VINCENT | 5054 | VINCENT | I | 1950-01-01 |  | S | 5 | 52 | 3 | 22 | CENTRAL VALLEY CITIES | 23 | F-4 | _____ OAK CREEK RO., 1/2 MI. W/O MOJAVE | MOJAVE | CA | 93561 | 35.0543 | -118.1863 | NORTHWEST |  | NO | YES | NO
GOLER | 1759 | 8335 |  |  | 33 | 12 | 8016 | KRAMER | 15 | LUGO | 5090 | ELDORADO | F | 2005-01-01 |  | P | 3 | 86 | 4 | 40 | CENTRAL VALLEY CITIES |  |  |  |  | CA | [5 empty] | NO | YES | NO
GOLETA | 295 | 5055 | Carbone, Jim | 75308 | 66 | 16 | 5055 | GOLETA | 10 | GOLETA | 5056 | MOORPARK | I | 1963-11-01 |  | S | 5 | 49 | 1 | 63 | SANTA BARBARA | 27 | B-3 | 1425 GLEN ANNIE RD. | GOLETA | CA | 93117 | 34.4686 | -119.8823 | NORTHWEST |  | NO | YES | YES
GONZALES | 632 | 5587 | Carbone, Jim | 70280 | 66 | 16 | 5053 | SANTA CLARA | 12 | SANTA CLARA | 5056 | MOORPARK | I | 1966-12-01 |  | S | 5 | 39 | 1 | 64 | VENTURA | 59 | E-5 | VINEYARD AVE. AND ST. MARY DR. | OXNARD | CA | 93033 | 34.2261 | -119.1758 | NORTHWEST |  | YES | NO | YES
GORMAN | 570 | 5512 | Upgrade |  | 66 | 12 | 5057 | BAILEY | 14 | VINCENT | 5054 | VINCENT | I | 1950-01-01 |  | S | 5 | 36 | 2 | 62 | CALIFORNIA ROAD ATLAS | 88 | E-2 | _____ LANCASTER RD. (HWY 138)., 1 MI. S/O TOWN | GORMAN | CA | 93243 | 34.7908 | -118.8271 | NORTHWEST |  | NO | YES | YES
GOSHEN | 505 | 5309 | Clark, Gerald | 49901 | 66 | 12 | 5033 | RECTOR | 17 | SAN JOAQUIN | 5033 | RECTOR | I | 1926-05-01 |  | S | 5 | 51 | 3 | 32 | CENTRAL VALLEY CITIES | 11 | G-9 | HWY. 198, AND ROAD 60., 1-1/2 MI W/O HWY 99. | GOSHEN | CA | 93227 | 36.3267 | -119.4391 | NORTHWEST |  | NO | YES | NO
GOULD | 268 | 5015 | Fish, Terry | 46704 | 66 | 16 | 5015 | GOULD | 3 | MESA/WALNUT | 5012 | MESA | I | 1968-10-01 |  | S | 1 | 27 | 3 | 5 | LOS ANGELES COUNTY - 1993 | 535 | D-1 | _____ ANGELES CREST HWY., 2 MI. N/O LA CANADA COUNTRY CLUB | LA CANADA | CA | 91011 | 34.2212 | -118.1867 | SOUTHEAST |  | NO | YES | NO
GRAHAM | 737 | 5725 | Murray, Kevin | 37766 | 16 | 4 | 5074 | LAGUNA BELL | 9 | LIGHTHIPE | 5073 | LIGHTHIPE | I | 1950-01-01 |  | D | 1 | 32 | 2 | 57 | LOS ANGELES | 58 | E-2 | 8644 FIR ST. | HUNTINGTON PARK | CA | 90255 | 33.9599 | -118.2378 | NORTHWEST |  | YES | NO | NO
GRANADA | 353 | 5126 | Fish, Terry |  | 16 | 4 | 5011 | EAGLE ROCK | 3 | MESA/WALNUT | 5012 | MESA | I | 1950-01-01 |  | S | 1 | 22 | 3 | 3 | LOS ANGELES COUNTY - 1993 | 596 | B-3 | 904 E. ALHAMBRA RD. C/O GRANADA AVE. | ALHAMBRA | CA | 91801 | 34.1055 | -118.1216 | SOUTHEAST |  | YES | NO | NO
GRANGEVILLE | 540 | 5342 | Clark, Gerald |  | 12 | 4 | 5033 | RECTOR | 17 | SAN JOAQUIN | 5033 | RECTOR | I | 1949-05-01 |  | D | 5 | 51 | 3 | 32 | CENTRAL VALLEY CITIES | 11 | D-9 | _____ 13TH AVE., 1/2 MI. N/O HWY. 198 | HANFORD | CA | 93230 | 36.343 | -119.6909 | NORTHWEST |  | NO | YES | NO
GRAVEL | 1709 | 6314 |  |  | 66 | 12 | 5052 | ANTELOPE | 14 | VINCENT | 5054 | VINCENT | F | 2005-01-01 |  | P | 5 | 36 | 3 | 30 |  |  |  | 90 TH EAST AND AVE. 'T', 9 MI. EAST AND 2.5 MI. S/O TOWN | PALMDALE | CA | [5 empty] | NO | YES | NO
GREAT LAKES | 612 | 5561 | Brown, Ken A. |  | 66 | 12 | 5052 | ANTELOPE | 14 | VINCENT | 5054 | VINCENT | I | 1965-04-01 |  | S | 5 | 36 | 3 | 22 | CENTRAL VALLEY CITIES | 23 | F-8 | 1 MI. S/O ROSAMOND, EAST OF R/R TRACKS | ROSAMOND | CA | 93560 | 34.8369 | -118.1553 | NORTHWEST |  | NO | YES | NO
GREENHORN | 538 | 5339 | Cochran, Mike |  | 66 | 2.4 | 5035 | VESTAL | 17 | SAN JOAQUIN | 5033 | RECTOR | I | 1948-06-01 |  | S | 5 | 53 | 3 | 31 | CENTRAL VALLEY CITIES | 18 | K-2 | _____ RANCHERIA RD., W/O HWY 155, AT GREENHORN SUMMIT | WOFFORD HEIGHTS | CA | 93285 | 35.7409 | -118.5597 | NORTHWEST |  | NO | YES | NO
GREENING | 897 | 5909 | Perez, Chris | 37425 | 66 | 12 | 5085 | DEL AMO | 9 | LIGHTHIPE | 5073 | LIGHTHIPE | I | 1982-06-01 |  | S | 1 | 46 | 2 | 52 | LOS ANGELES COUNTY | 82 | D-4 | _____ 166TH ST., W/O CARMINITA | CERRITOS | CA | 90703 | 33.8815 | -118.0477 | NORTHWEST |  | YES | NO | NO
GREENWALD | 1811 | 8339 |  |  | 115 | 12 | 5070 | VALLEY | 7 | VALLEY | 5070 | VALLEY | F | 2005-01-01 |  | P | 3 | 77 | 3 | 20 | RIVERSIDE COUNTY | 72 | C-5 | W/O CANYON LAKE DRIVE SOUTH | LAKE ELSINORE | CA | 92230 |  |  |  |  | NO | YES | NO
GREGG | 1829 | 5178 |  |  | 66 | 12 | 5014 | WALNUT | 4 | MIRA LOMA/WALNUT | 5014 | WALNUT | F | 2005-01-01 |  | P | 1 | 26 | 2 | 10 | [5 empty] | CA | [5 empty] | NO | YES | NO
GRISWOLD | 613 | 5562 | Upgrade |  | 16 | 4 | 5051 | SAUGUS | 13 | SAUGUS | 5056 | MOORPARK | I | 1958-08-01 |  | D | 5 | 59 | 3 | 62 | LOS ANGELES COUNTY | 2 | F-4 | C/O GLENOAKS BLVD. AND HARDING AVE. | SAN FERNANDO | CA | 91340 | 34.2945 | -118.4326 | NORTHWEST |  | NO | YES | NO
GUNSMOKE | 1869 | 5634 |  |  | 66 | 12 | 5062 | CHINO | 4 | MIRA LOMA/WALNUT | 5069 | MIRA LOMA | F | 2010-01-01 |  | P | 3 | 34 | 3 | 20 | RIVERSIDE COUNTY | 20 | D-4 | 9__ HAMNER AVE., S/O YUMA ST. | NORCO | CA | 91760 |  |  |  |  | NO | YES | NO
HAMILTON | 823 | 5825 | Rolf, Dave | 55356 | 66 | 12 | 5086 | ELLIS | 2 | ELLIS | 5086 | ELLIS | I | 1950-01-01 |  | S | 1 | 33 | 1 | 42 | ORANGE COUNTY - 1993 | 888 | E-2 | 21202 BROOKHURST ST. | HUNTINGTON BEACH | CA | 92646 | 33.655 | -117.953 | SOUTHEAST |  | YES | NO | YES
HAMNER | 1771 | 5680 |  |  | 66 | 12 | 5069 | MIRA LOMA | 4 | MIRA LOMA/WALNUT | 5069 | MIRA LOMA | F | 2005-01-01 |  | P | 3 | 34 | 3 | 10 | SAN BERNARDINO COUNTY |  |  |  |  | CA | [5 empty] | NO | YES | NO
HANFORD | 506 | 5310 | Clark, Gerald | 49903 | 66 | 4 | 5033 | RECTOR | 17 | SAN JOAQUIN | 5033 | RECTOR | I | 1926-05-01 |  | S | 5 | 51 | 3 | 32 | CENTRAL VALLEY CITIES | 165 | D-5 | 311 W. FIFTH | HANFORD | CA | 93232 | 36.3238 | -119.649 | NORTHWEST |  | YES | NO | YES
HANFORD | 507 | 5310 | Clark, Gerald | 49903 | 66 | 12 | 5033 | RECTOR | 17 | SAN JOAQUIN | 5033 | RECTOR | I | 1926-05-01 |  | S | 5 | 51 | 3 | 32 | CENTRAL VALLEY CITIES | 165 | D-5 | 311 W. FIFTH | HANFORD | CA | 93232 | 36.3238 | -119.649 | NORTHWEST |  | YES | NO | YES
HARDING | 385 | 5168 | Fish, Terry |  | 16 | 4 | 5074 | LAGUNA BELL | 9 | LIGHTHIPE | 5073 | LIGHTHIPE | I | 1949-11-01 |  | D | 1 | 32 | 2 | 2 | LOS ANGELES COUNTY - 1993 | 676 | E-1 | S/W C/O MONTEBELLO BLVD. & LINCOLN AVE. | MONTEBELLO | CA | 90640 | 34.0211 | -118.1051 | NORTHWEST |  | NO | YES | NO
HARMON | 1887 | 5535 |  |  | 66 | 16 | 5053 | SANTA CLARA | 12 | SANTA CLARA | 5056 | MOORPARK | F | 2005-01-01 |  | P | 5 | 39 | 2 | 60 | VENTURA COUNTY | 49 | C-3 | E/O JOHNSON DR., N/O THILLE ST., ADJ TO HARMON BARRANCA | VENTURA | CA | [5 empty] | NO | YES | NO
HARPER LAKE | 1395 | 8160 | Manzer, Jim |  | 33 | 4.8 | 8016 | KRAMER | 15 | LUGO | 5061 | LUGO | I | 1950-01-01 |  | D | 3 | 72 | 4 | 24 | SAN BERNARDINO COUNTY | 704 | F-5 | E/O HOFFMAN RD. AND LOCKHARD RD, 32 MILES N/W OF BARSTOW | HARPER LAKE | CA | 92347 | 35.0256 | -117.3468 | NORTHWEST |  | NO | YES | NO
HARVARD | 1396 | 8161 | Manzer, Jim |  | 33 | 12 | 8016 | KRAMER | 15 | LUGO | 5090 | ELDORADO | I | 1950-01-01 |  | D | 3 | 72 | 4 | 24 | SAN BERNARDINO COUNTY | 236 | D-2 | HWY 91, 10 MI E/O YERMO & 1/2 MI W/O HARVARD OFF RAMP | HARVARD | CA | 92398 | 34.9574 | -116.6532 | NORTHWEST |  | NO | YES | NO
HASKELL | 637 | 5594 | Upgrade |  | 66 | 16 | 5051 | SAUGUS | 13 | SAUGUS | 5056 | MOORPARK | I | 1980-06-01 |  | S | 5 | 59 | 3 | 62 | LOS ANGELES COUNTY | 124 | E-6 | C/O BOUQUET CYN & HASKELL CYN RDS, 4 MI. NE/O TOWN | SAUGUS | CA | 91350 | 34.4379 | -118.5153 | NORTHWEST |  | YES | NO | NO
HATHAWAY | 738 | 5726 | Perez, Chris |  | 66 | 4 | 1410 | ALAMITOS | 9 | LIGHTHIPE | 5073 | LIGHTHIPE | I | 1930-09-01 |  | S | 1 | 46 | 2 | 51 | LOS ANGELES | 76 | B-1 | 1850 LAKEWOOD BLVD. | LONG BEACH | CA | 90815 | 33.7909 | -118.142 | NORTHWEST |  | NO | YES | YES
HATHAWAY | 739 | 5726 | Perez, Chris |  | 66 | 12 | 1410 | ALAMITOS | 9 | LIGHTHIPE | 5073 | LIGHTHIPE | I | 1930-09-01 |  | S | 1 | 46 | 2 | 51 | LOS ANGELES | 76 | B-1 | 1850 LAKEWOOD BLVD. | LONG BEACH | CA | 90815 |  |  |  |  | NO | YES | YES
HAVASU | 701 | 5665 | Brady, Neil (WF) |  | 66 | 16 | 4027 | PARKER | 6 | DEVERS | 5067 | DEVERS | I | 1950-01-01 |  | S | 3 | 87 | 4 | 21 | CALIFORNIA ROAD ATLAS | 104 | B-1 | 8 MILES N/E OF GENE PUMPING STATION | PARKER | AZ | 85344 | 34.3543 | -114.2616 | SOUTHEAST |  | NO | YES | NO
HAVASU BIA | 1548 | 8354 |  |  | 33 | 4 | 4027 | PARKER | 6 | DEVERS | 4000 | FOREIGN UTILITY | I | 1984-08-01 |  | S | 9 | 87 | 4 | 10 | [5 empty] | AZ | 92267 |  |  |  |  | NO | YES | NO
HAVEDA | 473 | 5254 |  |  | 16 | 4 | 5021 | LA FRESA | 8 | EL NIDO | 5023 | EL NIDO | I | 1950-01-01 |  | D | 5 | 44 | 2 | 56 | LOS ANGELES | 67 | E-5 | 3330 SEPULVEDA BLVD. | TORRANCE | CA | 90505 | 33.8255 | -118.344 | NORTHWEST |  | NO | YES | NO
HAVILAH | 508 | 5311 | Cochran, Mike |  | 66 | 12 | 5052 | ANTELOPE | 14 | VINCENT | 5033 | RECTOR | I | 1965-05-01 |  | S | 5 | 53 | 3 | 31 | CENTRAL VALLEY CITIES | 18 | K-8 | _____ CALIENTE-BODFISH RD., 1/2 MI. S/O TOWN | HAVILAH | CA | 93518 | 35.4841 | -118.5276 | NORTHWEST |  | NO | YES | NO
HEDDA | 793 | 5784 | Perez, Chris |  | 12 | 4 | 5085 | DEL AMO | 9 | LIGHTHIPE | 5073 | LIGHTHIPE | I | 1948-11-01 |  | D | 1 | 46 | 2 | 52 | LOS ANGELES | 66 | D-6 | 6155 WOODRUFF AVE. | BELLFLOWER | CA | 90706 | 33.8677 | -118.1168 | NORTHWEST |  | NO | YES | YES
HELENDALE | 1397 | 8163 | Manzer, Jim |  | 33 | 12 | 8027 | VICTOR | 15 | LUGO | 5061 | LUGO | I | 1950-01-01 |  | D | 3 | 73 | 4 | 24 | SAN BERNARDINO COUNTY | 306 | A-4 | 100' W/O NAT'L TRAILS HWY & 1/2 MI. N/O VISTA RD. | ORO GRANDE | CA | 92368 | 34.7405 | -117.3237 | NORTHWEST |  | NO | YES | NO
HEMET | 1398 | 8164 | Caldera, Art |  | 33 | 4.8 | 5070 | VALLEY | 7 | VALLEY | 5070 | VALLEY | I | 1950-01-01 |  | D | 3 | 77 | 4 | 16 | RIVERSIDE | 56 | C-4 | _____ GILBERT ST., S/O FLORIDA AVE. | HEMET | CA | 92343 | 33.7477 | -116.9754 | SOUTHEAST |  | NO | YES | NO
HEMET | 1399 | 8164 | Caldera, Art |  | 33 | 12 | 5070 | VALLEY | 7 | VALLEY | 5070 | VALLEY | I | 1950-01-01 |  | D | 3 | 77 | 4 | 16 | RIVERSIDE | 56 | C-4 | _____ GILBERT ST., S/O FLORIDA AVE. | HEMET | CA | 92343 | 33.7477 | -116.9754 | SOUTHEAST |  | NO | YES | NO
HERITAGE | 1888 | 5558 |  |  | 66 | 16 | 5051 | SAUGUS | 13 | SAUGUS | 5056 | MOORPARK | F | 2005-01-01 |  | P | 5 | 59 | 3 | 60 | LOS ANGELES COUNTY |  |  |  |  | CA | [5 empty] | NO | YES | NO
HERMANOS | 1725 | 5695 |  |  | 66 | 12 | 5062 | CHINO | 4 | MIRA LOMA/WALNUT | 5069 | MIRA LOMA | F | 2005-01-01 |  | P | 3 | 34 | 3 | 10 | [5 empty] | CA | [5 empty] | NO | YES | NO
HESPERIA | 1522 | 8298 | Manzer, Jim | 13365 | 115 | 12 | 8027 | VICTOR | 15 | LUGO | 5061 | LUGO | I | 1969-08-01 |  | S | 3 | 73 | 4 | 23 | SAN BERNARDINO COUNTY | 365 | E-2 | 8886 'G' AVE. | HESPERIA | CA | 92345 | 34.4128 | -117.2896 | NORTHWEST |  | NO | YES | NO
HI DESERT | 1505 | 8284 | Brehaut, Paul | 14553 | 33 | 25 | 5067 | DEVERS | 6 | DEVERS | 5067 | DEVERS | I | 1967-01-01 |  | D | 3 | 84 | 4 | 13 | RIVERSIDE | 716 | G-2 | 7 MI. W/O 29 PALMS ON 29 PALMS HWY. | 29 PALMS | CA | 92277 | 34.136 | -116.1847 | SOUTHEAST |  | YES | NO | YES
HI DESERT | 1506 | 8284 | Brehaut, Paul | 14553 | 115 | 33 | 5067 | DEVERS | 6 | DEVERS | 5067 | DEVERS | I | 1950-01-01 |  | S | 3 | 84 | 4 | 13 | RIVERSIDE | 716 | G-2 | 7 MI. W/O 29 PALMS ON 29 PALMS HWY. | 29 PALMS | CA | 92277 | 34.136 | -116.1847 | SOUTHEAST |  | YES | NO | YES
HIGHLAND | 659 | 5619 | Martinez, Jimi | 17322 / 17949 | 66 | 12 | 1990 | SAN BERNARDINO | 5 | VISTA | 5064 | VISTA | I | 1982-05-01 |  | S | 3 | 31 | 4 | 11 | SAN BERNARDINO COUNTY | 18 | B-2 | C/O FIFTH AND WEBSTER ST. | HIGHLAND | CA | 92346 | 34.1078 | -117.1868 | SOUTHEAST |  | YES | NO | NO
HINKLEY | 1400 | 8167 | Manzer, Jim |  | 33 | 12 | 8016 | KRAMER | 15 | LUGO | 5090 | ELDORADO | I | 1950-01-01 |  | D | 3 | 72 | 4 | 24 | SAN BERNARDINO COUNTY | 243 | F-2 | C/O COMMUNITY BLVD & SOMERSET AVE., 6 MI. NW/O BARSTOW | HINKLEY | CA | 92347 | 34.9073 | -117.1541 | NORTHWEST |  | NO | YES | NO
HOBSON | 1774 | 5698 |  |  | 220 | 66 | 5000 | SCE SYSTEM | 6 | DEVERS | 5067 | DEVERS | F | 2005-01-01 |  | P | 3 | 87 | 4 | 40 | RIVERSIDE COUNTY | 723 | F-3 | _____ 16TH ST.,W/O STEPHENSON BLVD. | BLYTHE | CA | 92225 |  |  |  |  | NO | YES | NO
HOLGATE | 1541 | 8321 | Manzer, Jim | 15306 | 115 | 33 | 8016 | KRAMER | 15 | LUGO | 5061 | LUGO | I | 1981-01-01 |  | S | 3 | 86 | 4 | 24 | CENTRAL VALLEY CITIES | 24 | B-5 | ON U.S. BORAX RD. 1/4 MI N/O INTERSTATE HIGHWAY 58 | BORON | CA | 93516 | 35.0144 | -117.704 | NORTHWEST |  | NO | YES | NO
HOLGATE | 1540 | 8321 |  | 15306 | 33 | 12 | 8016 | KRAMER | 15 | LUGO | 5061 | LUGO | I | 1981-01-01 |  | D | 3 | 86 | 4 | 24 | CENTRAL VALLEY CITIES | 24 | B-5 | ON U.S. BORAX RD. 1/4 MI N/O INTERSTATE HIGHWAY 58 | BORON | CA | 93516 | 35.0144 | -117.704 | NORTHWEST |  | NO | YES | NO
HOLIDAY | 1429 | 8207 | Brehaut, Paul |  | 33 | 4 | 5067 | DEVERS | 6 | DEVERS | 5067 | DEVERS | I | 1966-08-01 |  | D | 3 | 79 | 4 | 13 | RIVERSIDE | 180 | F-4 | _____ INDIAN AVE. 1/2 BLK N/O VISTA CHINO | PALM SPRINGS | CA | 92262 | 33.8464 | -116.5448 | SOUTHEAST |  | NO | YES | NO
HOMART | 1521 | 8297 | Martinez, Jimi | 17343 | 115 | 12 | 5064 | VISTA | 5 | VISTA | 5064 | VISTA | I | 1967-04-01 |  | S | 3 | 31 | 4 | 11 | SAN BERNARDINO COUNTY | 16 | E-5 | 419 CENTURY AVE., E/O "E" ST. | SAN BERNARDINO | CA | 92409 | 34.0757 | -117.2917 | SOUTHEAST |  | YES | NO | NO
HOPE | 571 | 5513 |  |  | 16 | 4 | 5055 | GOLETA | 10 | GOLETA | 5056 | MOORPARK | O | 1950-01-01 | 1997-02-18 | D | 5 | 49 | 1 | 63 | SANTA BARBARA COUNTY | 28 | F-5 | HOLLISTER & CIENEGITAS RD. | SANTA BARBARA | CA | [5 empty] | NO | YES | NO
HOWARD | 421 | 5210 |  |  | 66 | 4 | 5021 | LA FRESA | 8 | EL NIDO | 5023 | EL NIDO | I | 1964-10-01 |  | S | 5 | 44 | 2 | 53 | LOS ANGELES | 57 | E-5 | 1706 W. 121ST ST. | LOS ANGELES | CA | 90047 | 33.9225 | -118.3073 | NORTHWEST |  | YES | NO | NO
HOYT | 372 | 5151 | Fish, Terry |  | 16 | 4 | 5012 | MESA | 3 | MESA/WALNUT | 5012 | MESA | I | 1950-01-01 |  | D | 1 | 22 | 3 | 3 | LOS ANGELES COUNTY - 1993 | 637 | B-3 | 2012 EDWARDS AVE. | SO. EL MONTE | CA | 91733 | 34.0525 | -118.0479 | SOUTHEAST |  | YES | NO | NO
HUENEME | 593 | 5540 | Manzano, John |  | 16 | 4 | 5053 | SANTA CLARA | 12 | SANTA CLARA | 5056 | MOORPARK | O | 1948-06-01 | 1998-12-01 | D | 5 | 39 | 1 | 64 | VENTURA | 78 | C-3 | 271 SEAVIEW ST. | HUENEME | CA | 93041 |  |  |  |  | NO | YES | NO
HUNTINGTON PARK | 741 | 5728 | Murray, Kevin | 37757 / 37427 | 16 | 4 | 5074 | LAGUNA BELL | 9 | LIGHTHIPE | 5073 | LIGHTHIPE | I | 1950-01-01 |  | D | 1 | 32 | 2 | 57 | LOS ANGELES | 52 | F-5 | 6538 RUGBY AVE. | HUNTINGTON PARK | CA | 90255 | 33.9806 | -118.2264 | NORTHWEST |  | YES | NO | NO
HUSTON | 660 | 5621 | Martinez, Jimi |  | 33 | 2.4 | 5064 | VISTA | 5 | VISTA | 5064 | VISTA | I | 1950-01-01 |  | D | 3 | 40 | 2 | 11 | SAN BERNARDINO COUNTY | 91 | E-4 | CRESTLINE VILLAGE NEAR 1000 PINES AND MANZANITA DR | CRESTLINE | CA | 92325 | 34.2427 | -117.2861 | SOUTHEAST |  | YES | NO | NO
HUSTON | 661 | 5621 | Martinez, Jimi |  | 33 | 12 | 5064 | VISTA | 5 | VISTA | 5064 | VISTA | I | 1950-01-01 |  | D | 3 | 40 | 2 | 11 | SAN BERNARDINO COUNTY | 91 | E-4 | CRESTLINE VILLAGE NEAR 1000 PINES AND MANZANITA DR | CRESTLINE | CA | 92325 | 34.2427 | -117.2861 | SOUTHEAST |  | YES | NO | NO
IDYLLWILD | 1401 | 8168 | Caldera, Art | 49935 | 33 | 2.4 | 5070 | VALLEY | 7 | VALLEY | 5070 | VALLEY | I | 1950-01-01 |  | D | 3 | 77 | 2 | 16 | RIVERSIDE | 60 | D-3 | _____ PINE CREST DR., N/W OF IDYLLWILD VILLAGE | IDYLLWILD | CA | 92349 | 33.7477 | -116.7137 | SOUTHEAST |  | NO | YES | NO
IDYLLWILD | 1402 | 8168 | Caldera, Art | 49935 | 33 | 12 | 5070 | VALLEY | 7 | VALLEY | 5070 | VALLEY | I | 1950-01-01 |  | D | 3 | 77 | 2 | 16 | RIVERSIDE | 60 | D-3 | _____ PINE CREST DR., N/W OF IDYLLWILD VILLAGE | IDYLLWILD | CA | 92349 | 33.7477 | -116.7137 | SOUTHEAST |  | NO | YES | NO
IMPERIAL | 783 | 5772 | Perez, Chris | 37519 | 66 | 4 | 5084 | CENTER | 9 | LIGHTHIPE | 5073 | LIGHTHIPE | I | 1948-12-01 |  | S | 1 | 47 | 2 | 57 | LOS ANGELES | 66 | A-1 | 13140 S. LAURELDALE AVE. | DOWNEY | CA | 90242 | 33.9119 | -118.1477 | NORTHWEST |  | YES | NO | YES
IMPERIAL | 784 | 5772 | Perez, Chris | 37519 | 66 | 12 | 5084 | CENTER | 9 | LIGHTHIPE | 5073 | LIGHTHIPE | I | 1948-12-01 |  | S | 1 | 47 | 2 | 57 | LOS ANGELES | 66 | A-1 | 13140 S. LAURELDALE AVE. | DOWNEY | CA | 90242 | 33.9119 | -118.1477 | NORTHWEST |  | YES | NO | YES
INDIAN WELLS | 1404 | 8169 | Brehaut, Paul | 14769 | 115 | 12 | 5067 | DEVERS | 6 | DEVERS | 5067 | DEVERS | I | 1992-04-28 |  | S | 3 | 79 | 4 | 13 | RIVERSIDE | 214 | A-1 | 75-450 FRED WARING DR. | INDIAN WELLS | CA | 92211 | 33.7303 | -116.3478 | SOUTHEAST |  | NO | YES | NO
INDIAN WELLS | 1403 | 8169 |  | 14769 | 33 | 4.8 | 5067 | DEVERS | 6 | DEVERS | 5067 | DEVERS | O | 1950-01-01 | 1992-03-05 | D | 3 | 79 | 4 | 13 | RIVERSIDE | 214 | A-1 | 75-450 FRED WARING DR. | INDIAN WELLS | CA | 92211 | 33.7303 | -116.3478 | SOUTHEAST |  | NO | YES | NO
INDUSTRY | 403 | 5191 | Reid, Jim |  | 66 | 12 | 5014 | WALNUT | 4 | MIRA LOMA/WALNUT | 5014 | MIRA LOMA | I | 1964-08-01 |  | S | 1 | 26 | 2 | 1 | LOS ANGELES COUNTY - 1993 | 637 | J-3 | 315 N. VINELAND AVE. | INDUSTRY | CA | 91746 | 34.0514 | -117.9907 | SOUTHEAST |  | YES | NO | NO
INGLEWOOD | 422 | 5211 | Dupree, Daryl | 37528 | 66 | 4 | 5023 | EL NIDO | 8 | EL NIDO | 5023 | EL NIDO | I | 1950-01-01 |  | S | 5 | 44 | 2 | 54 | LOS ANGELES | 56 | E-1 | 201 W. FLORENCE AVE. | INGLEWOOD | CA | 90301 | 33.9659 | -118.3577 | NORTHWEST |  | YES | NO | YES
INGLEWOOD | 423 | 5211 | Dupree, Daryl | 37528 | 66 | 16 | 5023 | EL NIDO | 8 | EL NIDO | 5023 | EL NIDO | I | 1950-01-01 |  | S | 5 | 44 | 2 | 54 | LOS ANGELES | 56 | E-1 | 201 W. FLORENCE AVE. | INGLEWOOD | CA | 90301 | 33.9659 | -118.3577 | NORTHWEST |  | YES | NO | YES
INYOKERN | 1639 | 8001 | Manzer, Jim | 13542 / 736 | 33 | 12 | 8016 | KRAMER | 15 | LUGO | 5061 | LUGO | I | 1950-01-01 |  | D | 3 | 86 | 4 | 24 | CENTRAL VALLEY CITIES | 20 | B-3 | _____ INYOKERN RD., 1/4 MILE E/O HWY 395. | INYOKERN | CA | 93527 | 35.6502 | -117.7964 | NORTHWEST |  | NO | YES | YES
INYOKERN | 1325 | 8001 |  | 13542 / 736 | 115 | 33 | 8016 | KRAMER | 15 | LUGO | 5061 | LUGO | I | 1950-01-01 |  | S | 3 | 86 | 4 | 24 | CENTRAL VALLEY CITIES | 20 | B-3 | _____ INYOKERN RD., 1/4 MILE E/O HWY 395. | INYOKERN | CA | 93527 | 35.6502 | -117.7964 | NORTHWEST |  | NO | YES | YES
INYOKERN TOWN | 1406 | 8171 | Manzer, Jim |  | 33 | 4.8 | 8016 | KRAMER | 15 | LUGO | 5061 | LUGO | I | 1950-01-01 |  | D | 3 | 86 | 4 | 24 | CENTRAL VALLEY CITIES | 20 | B-3 | _____ ORCHARD AVE. | INYOKERN | CA | 93527 | 35.6488 | -117.8165 | NORTHWEST |  | NO | YES | NO
IRON MT. (SCE) | 1670 | 4069 | Brehaut, Paul |  | 7 | 16 | 4060 | MWD SYSTEM | 6 | DEVERS | 5067 | DEVERS | I | 1950-01-01 |  | D | 9 | 87 | 4 | 13 | RIVERSIDE | 717 | K-2 | 14 MI. N/O DESERT CENTER | DESERT CENTER | CA | 92239 | 34.1463 | -115.1206 | SOUTHEAST |  | NO | YES | NO
IRVINE | 828 | 5829 | Johnson, Bill | 52005 | 66 | 12 | 5088 | SANTIAGO | 2 | ELLIS | 5086 | ELLIS | I | 1950-01-01 |  | S | 1 | 43 | 2 | 44 | ORANGE COUNTY - 1993 | 861 | B-4 | 6921 TRABUCO RD. | IRVINE | CA | 92718 | 33.6833 | -117.7423 | SOUTHEAST |  | YES | NO | NO
ISABELLA | 544 | 5347 | Cochran, Mike |  | 66 | 12 | 5035 | VESTAL | 17 | SAN JOAQUIN | 5033 | RECTOR | I | 1952-12-01 |  | S | 5 | 53 | 3 | 31 | CENTRAL VALLEY CITIES | 19 | A-3 | HWY 155., 1/4 MI. N/W | ISABELLA | CA | 93240 | 35.6325 | -118.4784 | NORTHWEST |  | NO | YES | NO
ISLA VISTA | 639 | 5597 | Carbone, Jim | 75321 / 76728 | 66 | 16 | 5055 | GOLETA | 10 | GOLETA | 5056 | MOORPARK | I | 1970-10-01 |  | S | 5 | 49 | 1 | 63 | SANTA BARBARA COUNTY | 27 | B-6 | 140 GLEN ANNIE RD. | GOLETA | CA | 93117 | 34.4319 | -119.8708 | NORTHWEST |  | YES | NO | NO
IVAR | 373 | 5153 | Fish, Terry |  | 16 | 4 | 5012 | MESA | 3 | MESA/WALNUT | 5012 | MESA | I | 1950-01-01 |  | D | 1 | 22 | 3 | 3 | LOS ANGELES COUNTY - 1993 | 596 | H-6 | 4613 N. IVAR AVE., N/O MISSION DR. | ROSEMEAD | CA | 91770 | 34.0883 | -118.0745 | SOUTHEAST |  | YES | NO | NO
IVYGLEN | 1543 | 8327 | Olson, Marty |  | 115 | 12 | 5070 | VALLEY | 7 | VALLEY | 5070 | VALLEY | I | 1989-05-01 |  | S | 3 | 77 | 3 | 12 | RIVERSIDE COUNTY | 27 | C-6 | 24723 TEMESCAL CANYON RD. | GLEN IVY | CA | 91720 | 33.7602 | -117.4801 | SOUTHEAST |  | NO | YES | NO
JEFFERSON | 1494 | 8275 | Olson, Marty | 17458 | 66 | 12 | 5069 | MIRA LOMA | 4 | MIRA LOMA/WALNUT | 5069 | MIRA LOMA | I | 1965-08-01 |  | S | 3 | 34 | 3 | 12 | RIVERSIDE COUNTY | 23 | B-2 | _____ ONTARIO AVE., W/O LINCOLN AVE. | CORONA | CA | 91720 | 33.8582 | -117.5888 | SOUTHEAST |  | YES | NO | NO
JERSEY | 786 | 5776 | Murray, Kevin |  | 66 | 16 | 5073 | LIGHTHIPE | 9 | LIGHTHIPE | 5073 | LIGHTHIPE | I | 1957-12-01 |  | S | 1 | 32 | 2 | 57 | LOS ANGELES | 69 | D-2 | 16820 CENTRAL AVE. | CARSON | CA | 90746 | 33.8796 | -118.248 | NORTHWEST |  | YES | NO | NO
JOHANNA | 270 | 5017 | Johnson, Bill | 53753 | 66 | 12 | 5017 | JOHANNA | 2 | ELLIS | 5086 | ELLIS | I | 1983-05-01 |  | S | 1 | 29 | 2 | 44 | ORANGE COUNTY - 1993 | 829 | H-7 | S/W C/O GRANDE AVE. AND WARNER AVE. | SANTA ANA | CA | 92707 | 33.7152 | -117.8507 | SOUTHEAST |  | NO | YES | NO
JOSHUA TREE | 1407 | 8172 | Brehaut, Paul |  | 33 | 12 | 5067 | DEVERS | 6 | DEVERS | 5067 | DEVERS | I | 1950-01-01 |  | D | 3 | 84 | 4 | 13 | SAN BERNARDINO | 162 | C-5 | _____ COMMERCIAL ST. 1 BLK W/O PARK BLVD & 1 BLK N/O 29 PALMS HWY | JOSHUA TREE | CA | 92256 | 34.0822 | -116.342 | SOUTHEAST |  | NO | YES | NO
JUNCTION | 663 | 5622 | Brady, Neil (WF) |  | 33 | 33 | 4020 | NEVADA POWER | 16 | ELDORADO | 5090 | ELDORADO | I | 1963-02-01 |  | D | 9 | 86 | 4 | 21 | CALIFORNIA ROAD ATLAS | 72 | D-1 | _____ HWY 127, DEATH VALLEY JUNCTION | SHOSHONE | CA | 92384 | 36.1048 | -116.2881 | NORTHWEST |  | NO | YES | NO
JUNE LAKE | 181 | 2583 |  |  | 2.4 | 12 | 8015 | INYO SCE | 15 | LUGO | 2556 | CONTROL | I | 1916-06-01 |  | D | 3 | 85 | 2 | 92 | CALIFORNIA ROAD ATLAS | 50 | C-1 | _____ HWY 158., 3 MI.N/O JUNE LAKE VILLIAGE | JUNE LAKE | CA | 93529 |  |  |  |  | NO | YES | YES
KAMP KILKARE | 1408 | 8174 |  |  | 33 | 2.4 | 5064 | VISTA | 5 | VISTA | 5064 | VISTA | O | 1950-01-01 | 1987-02-01 | D | 3 | 31 | 2 | 20 | SAN BERNARDINO COUNTY |  |  |  |  | CA | [5 empty] | NO | YES | NO
KATELLA | [27 empty] | 33.8042 | -117.9023 | Frgn Util |  | NO | YES | NO
KAYWIND | 1732 | 1157 |  |  | 115 | 12 | 5067 | DEVERS | 6 | DEVERS | 5067 | DEVERS | F | 2010-01-01 |  | P | 3 | 79 | 4 | 13 | [5 empty] | CA | [5 empty] | NO | YES | NO
KELBAKER | 1880 | 8201 |  |  | 33 | 12 | 5090 | ELDORADO | 16 | ELDORADO | 5090 | ELDORADO | F | 2005-01-01 |  | P | 3 | 73 | 4 | 30 | SAN BERNARDINO COUNTY |  |  |  |  | CA | [5 empty] | NO | YES | NO
KELLOGG | 1726 | 5623 |  |  | 66 | 12 | 5062 | CHINO | 4 | MIRA LOMA/WALNUT | 5069 | MIRA LOMA | F | 2005-01-01 |  | P | 3 | 34 | 3 | 10 | SAN BERNARDINO COUNTY |  |  |  |  | CA | [5 empty] | NO | YES | NO
KEMPSTER | 1410 | 8176 | Martinez, Jimi |  | 33 | 4 | 5064 | VISTA | 5 | VISTA | 5064 | VISTA | I | 1950-01-01 |  | D | 3 | 30 | 3 | 15 | SAN BERNARDINO COUNTY | 14 | D-6 | S/E C/O SAN BERNARDINO & SIERRA AVE. | FONTANA | CA | 92335 | 34.0768 | -117.4347 | SOUTHEAST |  | NO | YES | NO
KERN | [27 empty] | 33.8619 | -115.4923 | SOUTHEAST |  | NO | YES | NO
KERN RIVER COGEN | [27 empty] | 35.3747 | -118.9834 | Frgn Util |  | NO | YES | NO
KERNVILLE | 551 | 5356 | Cochran, Mike |  | 66 | 12 | 5035 | VESTAL | 17 | SAN JOAQUIN | 5033 | RECTOR | I | 1966-06-01 |  | S | 5 | 53 | 3 | 31 | CENTRAL VALLEY CITIES | 19 | B-0 | 2 MI. N/O KERNVILLE., 1/4 MI. S/O KR3 POWER HOUSE | KERNVILLE | CA | 93238 | 35.7733 | -118.4323 | NORTHWEST |  | NO | YES | YES
KERNVILLE | 552 | 5356 | Cochran, Mike |  | 66 | 16 | 5035 | VESTAL | 17 | SAN JOAQUIN | 5033 | RECTOR | I | 1965-12-01 |  | S | 5 | 53 | 3 | 31 | CENTRAL VALLEY CITIES | 19 | B-0 | 2 MI. N/O KERNVILLE., 1/4 MI. S/O KR3 POWER HOUSE | KERNVILLE | CA | 93238 | 35.7733 | -118.4323 | NORTHWEST |  | NO | YES | YES
KIMBALL | 1772 | 5681 |  |  | 66 | 12 | 5069 | MIRA LOMA | 4 | MIRA LOMA/WALNUT | 5069 | MIRA LOMA | F | 2005-01-01 |  | P | 3 | 34 | 3 | 20 | SAN BERNARDINO COUNTY |  |  |  |  | CA | [5 empty] | YES | NO | YES
KIMBARK | 1755 | 5019 |  |  | 220 | 66 | 5000 | SCE SYSTEM | 3 | MESA/WALNUT | 5012 | MESA | F | 2005-01-01 |  | P | 1 | 22 | 3 | 60 | [5 empty] | CA | [5 empty] | NO | YES | NO
KOEHN | 939 | 6130 |  |  | 33 | 12 | 8016 | KRAMER | 15 | LUGO | 5061 | LUGO | O | 1974-04-01 | 1988-04-01 | D | 3 | 86 | 4 | 40 | CENTRAL VALLEY CITIES |  |  |  |  | CA | [5 empty] | NO | YES | NO
KRAMER | 1332 | 8016 | Manzer, Jim | 13351 | 33 | 2.4 | 8016 | KRAMER | 15 | LUGO | 5061 | LUGO | I | 1950-01-01 |  | D | 3 | 86 | 4 | 24 | SAN BERNARDINO COUNTY | 704 | D-5 | S/O HIGHWAYS 58 AND 395 | KRAMER | CA | 93516 |  |  |  |  | NO | YES | NO
KRAMER | 1333 | 8016 | Manzer, Jim | 13351 | 115 | 33 | 8016 | KRAMER | 15 | LUGO | 5061 | LUGO | I | 1977-09-01 |  | S | 3 | 86 | 4 | 24 | SAN BERNARDINO COUNTY | 704 | D-5 | S/O HIGHWAYS 58 AND 395 | KRAMER | CA | 93516 |  |  |  |  | NO | YES | NO
LA CANADA | 355 | 5130 | Fish, Terry | 37622 / 19 | 16 | 4 | 5015 | GOULD | 3 | MESA/WALNUT | 5012 | MESA | I | 1950-01-01 |  | S | 1 | 27 | 3 | 5 | LOS ANGELES COUNTY - 1993 | 535 | A-3 | 1510 W. VERDUGO BLVD. | LA CANADA | CA | 91011 | 34.2051 | -118.2081 | SOUTHEAST |  | YES | NO | NO
LA CANADA | 356 | 5130 | Fish, Terry | 37622 / 19 | 66 | 16 | 5015 | GOULD | 3 | MESA/WALNUT | 5012 | MESA | I | 1950-01-01 |  | S | 1 | 27 | 3 | 5 | LOS ANGELES COUNTY - 1993 | 535 | A-3 | 1510 W. VERDUGO BLVD. | LA CANADA | CA | 91011 | 34.2051 | -118.2081 | SOUTHEAST |  | YES | NO | NO
LA FRESA | 272 | 5021 |  | 33821 / 822 | 66 | 16 | 5021 | LA FRESA | 8 | EL NIDO | 5023 | EL NIDO | I | 1950-01-01 |  | S | 5 | 44 | 2 | 56 | LOS ANGELES | 68 | B-1 | 17680 YUKON AVE. | TORRANCE | CA | 90504 | 33.87 | -118.3322 | NORTHWEST |  | NO | YES | NO
LA HABRA | 831 | 5832 | Orduno, Marlo | 53303 / 945 / 934 | 66 | 12 | 5087 | OLINDA | 1 | VILLA PARK | 5082 | VILLA PARK | I | 1950-01-01 |  | S | 1 | 48 | 2 | 43 | ORANGE COUNTY - 1993 | 708 | G-6 | 1151 LAMBERT RD. | LA HABRA | CA | 90631 | 33.9253 | -117.934 | SOUTHEAST |  | YES | NO | NO
LA MIRADA | 833 | 5834 | Perez, Chris |  | 66 | 12 | 5085 | DEL AMO | 9 | LIGHTHIPE | 5073 | LIGHTHIPE | I | 1961-10-01 |  | S | 1 | 47 | 2 | 52 | LOS ANGELES | 83 | A-4 | 14800 ALONDRA BLVD. | LA MIRADA | CA | 90638 | 33.8886 | -118.0146 | NORTHWEST |  | YES | NO | NO
LA PALMA | 870 | 5873 | Orduno, Marlo | 53945 | 66 | 12 | 5081 | BARRE | 1 | VILLA PARK | 5082 | VILLA PARK | I | 1949-12-01 |  | S | 1 | 48 | 2 | 41 | ORANGE COUNTY - 1993 | 768 | A-3 | 8800 LA PALMA ST. | BUENA PARK | CA | 90620 | 33.8463 | -117.9798 | SOUTHEAST |  | YES | NO | NO
LA VETA | 834 | 5835 | Johnson, Bill |  | 66 | 12 | 5082 | VILLA PARK | 1 | VILLA PARK | 5082 | VILLA PARK | I | 1962-10-01 |  | S | 1 | 29 | 2 | 45 | ORANGE COUNTY - 1993 | 799 | G-7 | 2210 GRAND AVE. | SANTA ANA | CA | 92705 | 33.7664 | -117.8525 | SOUTHEAST |  | YES | NO | NO
LAFAYETTE | 869 | 5872 | Rolf, Dave | 53879 / 80 | 66 | 12 | 5086 | ELLIS | 2 | ELLIS | 5086 | ELLIS | I | 1967-11-01 |  | S | 1 | 33 | 1 | 42 | ORANGE COUNTY - 1993 | 888 | G-5 | 1680 MONROVIA AVE. | COSTA MESA | CA | 92627 | 33.6355 | -117.9357 | SOUTHEAST |  | YES | NO | NO
LAGUNA BEACH | 829 | 5831 | Rolf, Dave |  | 12 | 4 | 5088 | SANTIAGO | 2 | ELLIS | 5082 | VILLA PARK | O | 1950-01-01 | 1989-04-01 | D | 1 | 43 |  | 44 | ORANGE COUNTY | 950 | G-3 | 551 BROADWAY PL. | LAGUNA BEACH | CA | 92651 |  |  | SOUTHEAST |  | NO | YES | NO
LAGUNA BEACH | 830 | 5831 | Rolf, Dave |  | 12 | 12 | 5088 | SANTIAGO | 2 | ELLIS | 5082 | VILLA PARK | O | 1950-01-01 | 1989-04-01 | D | 1 | 43 |  | 44 | ORANGE COUNTY | 950 | G-3 | 551 BROADWAY PL. | LAGUNA BEACH | CA | 92651 |  |  | SOUTHEAST |  | NO | YES | NO
LAGUNA BELL | 317 | 5074 | Apocada, Ed | 37451 / 452 | 66 | 16 | 5074 | LAGUNA BELL | 9 | LIGHTHIPE | 5073 | LIGHTHIPE | I | 1950-01-01 |  | S | 1 | 32 | 2 | 2 | LOS ANGELES COUNTY - 1993 | 675 | J-7 | 6301 S. GARFIELD AVE. | COMMERCE | CA | 90040 | 33.9761 | -118.1476 | NORTHWEST |  | YES | NO | YES
LAKEWOOD | 745 | 5733 | Perez, Chris |  | 66 | 4 | 5085 | DEL AMO | 9 | LIGHTHIPE | 5073 | LIGHTHIPE | I | 1959-12-01 |  | S | 1 | 46 | 2 | 52 | LOS ANGELES 1993 | 765 | C-6 | 3946 N. BELLFLOWER BLVD. | LONG BEACH | CA | 90808 | 33.8304 | -118.1246 | NORTHWEST |  | NO | YES | NO
LAMPSON | 867 | 5870 | Orduno, Marlo |  | 66 | 12 | 5081 | BARRE | 1 | VILLA PARK | 5082 | VILLA PARK | I | 1967-11-01 |  | S | 1 | 29 | 2 | 45 | ORANGE COUNTY - 1993 | 799 | B-6 | 12721 LEWIS ST. | GARDEN GROVE | CA | 92640 | 33.7786 | -117.8982 | SOUTHEAST |  | YES | NO | YES
LANCASTER | 572 | 5514 | Brown, Ken A. | 41418 | 12 | 4 | 5052 | ANTELOPE | 14 | VINCENT | 5054 | VINCENT | I | 1950-01-01 |  | D | 5 | 36 | 3 | 22 | LOS ANGELES | 160 | A-6 | 45053 N. FERN AVE. | LANCASTER | CA | 93534 | 34.7004 | -118.1457 | NORTHWEST |  | NO | YES | NO
LANCASTER | 573 | 5514 | Brown, Ken A. | 41418 | 66 | 12 | 5052 | ANTELOPE | 14 | VINCENT | 5054 | VINCENT | I | 1950-01-01 |  | S | 5 | 36 | 3 | 22 | LOS ANGELES | 160 | A-6 | 45053 N. FERN AVE. | LANCASTER | CA | 93534 | 34.7004 | -118.1457 | NORTHWEST |  | NO | YES | NO
LANDING | 1549 | 8355 | Brady, Neil (WF) |  | 66 | 16 | 4027 | PARKER | 6 | DEVERS | 5067 | DEVERS | I | 1985-07-01 |  | S | 3 | 87 | 4 | 21 | SAN BERNARDINO | 713 | K-5 |  | LAKE HAVASU | CA | 92363 | 34.4786 | -114.4167 | SOUTHEAST |  | NO | YES | NO
LARDER | 756 | 5745 | Murray, Kevin |  | 12 | 4 | 5071 | HINSON | 9 | LIGHTHIPE | 5073 | LIGHTHIPE | I | 1928-05-01 |  | D | 1 | 46 | 1 | 51 | LOS ANGELES | 70 | A-4 | 2130 SANTA FE AVE. | LONG BEACH | CA | 90810 | 33.796 | -118.2153 | NORTHWEST |  | NO | YES | YES
LARGO | 1748 | 5797 |  |  | 66 | 4 | 5071 | HINSON | 9 | LIGHTHIPE | 5073 | LIGHTHIPE | F | 2005-01-01 |  | P | 1 | 46 | 2 | 50 | LOS ANGELES COUNTY | 75 | F-2 | _____ PALM DR., E/O HATHAWAY AVE. | SIGNAL HILL | CA | 90806 |  |  |  |  | NO | YES | NO
LARK ELLEN | 404 | 5192 | Reid, Jim | 37643 / 40 | 66 | 12 | 5013 | RIO HONDO | 3 | MESA/WALNUT | 5014 | MESA | I | 1950-01-01 |  | S | 1 | 26 | 3 | 6 | LOS ANGELES COUNTY - 1993 | 598 | G-5 | _____ BADILLO ST., W/O VINCENT AVE. | WEST COVINA | CA | 91790 | 34.0877 | -117.9263 | SOUTHEAST |  | YES | NO | NO
LAS FLORES | 424 | 5212 |  |  | 16 | 4 | 5056 | MOORPARK | 11 | MOORPARK | 5056 | MOORPARK | O | 1950-01-01 | 1983-10-01 | D | 5 | 35 | 2 | 61 | VENTURA COUNTY |  |  |  |  | CA | [5 empty] | NO | YES | NO
LAS VIRGENES | 1779 | 5285 |  |  | 66 | 16 | 5056 | MOORPARK | 11 | MOORPARK | 5056 | MOORPARK | F | 2005-01-01 |  | P | 5 | 35 | 3 | 60 | LOS ANGELES COUNTY |  |  | 4401 LAS VIRGENES RD. | AGOURA | CA | 91301 |  |  |  |  | NO | YES | NO
LASER | 1807 | 6312 |  |  | 66 | 12 | 5051 | SAUGUS | 13 | SAUGUS | 5056 | MOORPARK | F | 2005-01-01 |  | P | 5 | 59 | 3 | 60 | LOS ANGLES COUNTY |  |  |  |  | CA | [5 empty] | NO | YES | NO
LATIGO | 489 | 5272 | Manzano, John | 76910 / 76110 | 66 | 16 | 5056 | MOORPARK | 11 | MOORPARK | 5056 | MOORPARK | I | 1967-12-01 |  | S | 5 | 35 | 2 | 61 | LOS ANGELES COUNTY | 112 | E-4 | _____ HILLVIEW DR., .5 MI W/O LATIGO CANYON RD | MALIBU | CA | 90265 | 34.0455 | -118.7759 | NORTHWEST |  | NO | YES | YES
LAUREL | 511 | 5315 | Clark, Gerald |  | 66 | 12 | 5033 | RECTOR | 17 | SAN JOAQUIN | 5033 | RECTOR | I | 1925-01-01 |  | S | 5 | 51 | 3 | 32 | CENTRAL VALLEY CITIES | 14 | G-1 | C/O AVE 248 & ROAD 44. | TULARE | CA | 93274 | 36.2398 | -119.4751 | NORTHWEST |  | NO | YES | NO
LAWNDALE | 452 | 5238 |  | 37534 | 16 | 4 | 5023 | EL NIDO | 8 | EL NIDO | 5023 | EL NIDO | I | 1950-01-01 |  | D | 5 | 44 | 1 | 53 | LOS ANGELES | 63 | A-3 | 4605 W. COMPTON BLVD. | LAWNDALE | CA | 90260 | 33.8952 | -118.357 | NORTHWEST |  | NO | YES | NO
LAYFAIR | 686 | 5645 | Reid, Jim | 40105 / 17436 | 66 | 4 | 5045 | PADUA | 4 | MIRA LOMA/WALNUT | 5069 | MIRA LOMA | I | 1950-01-01 |  | S | 1 | 26 | 3 | 6 | LOS ANGELES COUNTY - 1993 | 600 | G-4 | _____ MILLER ST., E/O 'E' ST. | LA VERNE/POMONA | CA | 91750 | 34.0897 | -117.7699 | SOUTHEAST |  | YES | NO | NO
LAYFAIR | 687 | 5645 | Reid, Jim | 40105 / 17436 | 66 | 12 | 5045 | PADUA | 4 | MIRA LOMA/WALNUT | 5069 | MIRA LOMA | I | 1950-01-01 |  | S | 1 | 26 | 3 | 6 | LOS ANGELES COUNTY - 1993 | 600 | G-4 | _____ MILLER ST., E/O 'E' ST. | LA VERNE/POMONA | CA | 91750 | 34.0897 | -117.7699 | SOUTHEAST |  | YES | NO | NO
LEANDRO | 1877 | 5841 |  |  | 66 | 12 | 5017 | JOHANNA | 2 | ELLIS | 5086 | ELLIS | F | 2005-01-01 |  | P | 1 | 29 | 2 | 80 | ORANGE COUNTY | 29 | A-6 | 17191 YALE AVE. | IRVINE | CA | 92712 |  |  |  |  | NO | YES | NO
LEE VINING | 173 | 2561 |  | 13709 | 115 | 55 | 8015 | INYO SCE | 15 | LUGO | 2556 | CONTROL | I | 1924-06-01 |  | S | 3 | 85 | 2 | 92 | CALIFORNIA ROAD ATLAS | 43 | C-5 | _____ HWY 120., C/O HWY 395 | LEE VINING | CA | 93541 | 37.952 | -119.1163 | NORTHWEST |  | NO | YES | NO
LEMON COVE | 512 | 5316 | Clark, Gerald |  | 66 | 12 | 5033 | RECTOR | 17 | SAN JOAQUIN | 5033 | RECTOR | I | 1946-08-01 |  | S | 5 | 51 | 3 | 32 | CENTRAL VALLEY CITIES |  |  | AVENUE 330, 100 YARDS W/O 198. | LEMON COVE | CA | 93244 | 36.3873 | -119.0264 | NORTHWEST |  | NO | YES | NO
LENNOX | 425 | 5213 | Dupree, Daryl | 37540 | 16 | 4 | 5023 | EL NIDO | 8 | EL NIDO | 5023 | EL NIDO | I | 1950-01-01 |  | D | 5 | 44 | 2 | 53 | LOS ANGELES COUNTY - 1998 | 703 | D-5 | 4128 W. 103ND ST. (W/O PRAIRIE AVE & S/O CENTURY BLVD) | INGLEWOOD | CA | 90304 | 33.9424 | -118.3465 | NORTHWEST |  | YES | NO | YES
LENNOX | 426 | 5213 | Dupree, Daryl | 37540 | 66 | 16 | 5023 | EL NIDO | 8 | EL NIDO | 5023 | EL NIDO | I | 1966-12-01 |  | S | 5 | 44 | 2 | 53 | LOS ANGELES COUNTY - 1998 | 703 | D-5 | 4128 W. 103ND ST. (W/O PRAIRIE AVE & S/O CENTURY BLVD) | INGLEWOOD | CA | 90304 | 33.9424 | -118.3465 | NORTHWEST |  | YES | NO | YES
LEVY | 603 | 5552 |  | 76734 / 01 | 16 | 4 | 5053 | SANTA CLARA | 12 | SANTA CLARA | 5056 | MOORPARK | O | 1960-04-01 | 1982-10-01 | D | 5 | 39 | 1 | 64 | VENTURA | 70 | A-6 | _____ HWY 1 ALT AND CHANNEL ISLAND RD, 3 MI S/O TOWM | OXNARD | CA | 93033 | 34.1736 | -119.1565 | NORTHWEST |  | YES | NO | NO
LEVY | 604 | 5552 |  | 76734 / 01 | 66 | 16 | 5053 | SANTA CLARA | 12 | SANTA CLARA | 5056 | MOORPARK | I | 1955-01-01 |  | S | 5 | 39 | 1 | 64 | VENTURA | 70 | A-6 | _____ HWY 1 ALT AND CHANNEL ISLAND RD, 3 MI S/O TOWM | OXNARD | CA | 93033 | 34.1736 | -119.1565 | NORTHWEST |  | YES | NO | NO
LEWIS |  |  | Manzano, John | [24 empty] | 33.8106 | -117.8981 | SOUTHEAST |  | NO | YES | NO
LIBERTY | 509 | 5312 | Clark, Gerald | 49905 | 66 | 12 | 5033 | RECTOR | 17 | SAN JOAQUIN | 5033 | RECTOR | I | 1968-06-01 |  | S | 5 | 51 | 3 | 32 | CENTRAL VALLEY CITIES | 173 | C-5 | ROAD 108 AND AVENUE 272. | VISALIA | CA | 93277 | 36.2831 | -119.3322 | NORTHWEST |  | NO | YES | NO
LIGHTHIPE | 315 | 5073 | Murray, Kevin | 37001 / 002 | 66 | 12 | 5073 | LIGHTHIPE | 9 | LIGHTHIPE | 5073 | LIGHTHIPE | I | 1972-07-01 |  | S | 1 | 46 | 2 | 57 | LOS ANGELES | 65 | D-4 | 6900 ORANGE AVE. | LONG BEACH | CA | 90805 | 33.8802 | -118.1753 | NORTHWEST |  | NO | YES | YES
LIMESTONE | 902 | 5921 | Pepper, Steve | 52009 / 37605 | 66 | 12 | 5088 | SANTIAGO | 2 | ELLIS | 5086 | ELLIS | I | 1972-12-01 |  | S | 1 | 43 | 2 | 46 | ORANGE COUNTY - 1993 | 891 | J-2 | 25411 TRABUCO RD. | EL TORO | CA | 92630 | 33.6502 | -117.6884 | SOUTHEAST |  | YES | NO | YES
LINCOLN | 1413 | 8180 |  |  | 33 | 4 | 5062 | CHINO | 4 | MIRA LOMA/WALNUT | 5069 | MIRA LOMA | O | 1950-01-01 | 1994-03-03 | D | 3 | 34 | 3 | 12 | RIVERSIDE COUNTY | 26 | B-4 | _____ LINCOLN AVE., N/O CHASE DR. | CORONA | CA | 91720 |  |  |  |  | NO | YES | NO
LINDEN | 746 | 5734 | Murray, Kevin |  | 12 | 4 | 5073 | LIGHTHIPE | 9 | LIGHTHIPE | 5073 | LIGHTHIPE | I | 1929-11-01 |  | D | 1 | 46 | 1 | 57 | LOS ANGELES | 70 | D-1 | 5700 LINDEN AVE. | LONG BEACH | CA | 90805 | 33.8588 | -118.1848 | NORTHWEST |  | NO | YES | NO
LINDSAY | 513 | 5317 | Clark, Gerald | 74226 / 49907 | 66 | 4 | 5034 | SPRINGVILLE | 17 | SAN JOAQUIN | 5033 | RECTOR | I | 1900-01-01 |  | S | 5 | 51 | 3 | 33 | CENTRAL VALLEY CITIES | 190 | D-4 | 288 N. SWEETBRIER AVE. | LINDSAY | CA | 93247 | 36.2044 | -119.092 | NORTHWEST |  | NO | YES | NO
LINDSAY | 514 | 5317 | Clark, Gerald |  | 66 | 12 | 5034 | SPRINGVILLE | 17 | SAN JOAQUIN | 5033 | RECTOR | I | 1950-01-01 |  | S | 5 | 51 | 3 | 33 | CENTRAL VALLEY CITIES | 190 | D-4 | 288 N. SWEETBRIER AVE. | LINDSAY | CA | 93247 | 36.2044 | -119.092 | NORTHWEST |  | NO | YES | NO
LINE CREEK | 548 | 5352 |  |  | 33 | 4 | 2202 | BIG CREEK SYSTEM | 17 | SAN JOAQUIN | 5033 | RECTOR | I | 1957-05-01 |  | D | 5 | 50 | 2 | 32 | CENTRAL VALLEY CITIES |  |  | CEDAR CREST, HUNTINGTON LAKE | LAKESHORE | CA | 93634 | 37.2477 | -119.1856 | NORTHWEST |  | NO | YES | NO
LITTLE LAKE | 185 | 2588 | Manzer, Jim |  | 33 | 12 | 4090 | LDWP SYSTEM | 15 | LUGO | 2556 | CONTROL | I | 1950-01-01 |  | D | 3 | 86 | 4 | 24 | CALIFORNIA ROAD ATLAS | 70 | B-2 | _____ HWY 395., 17 MI. N/O TOWN | LITTLE LAKE | CA | 93542 | 36.1743 | -117.9737 | NORTHWEST |  | NO | YES | NO
LITTLE ROCK | 574 | 5518 | Brown, Ken A. | 49963 | 66 | 12 | 5052 | ANTELOPE | 14 | VINCENT | 5054 | VINCENT | I | 1950-01-01 |  | S | 5 | 36 | 3 | 25 | LOS ANGELES COUNTY | 173 | G-4 | 90TH ST. EAST AND "O" ST. (N/E CORNER) | PALMDALE | CA | 93550 | 34.6157 | -117.9679 | NORTHWEST |  | YES | NO | NO
LIVE OAK | 648 | 5611 | Reid, Jim | 17450 | 66 | 12 | 5045 | PADUA | 4 | MIRA LOMA/WALNUT | 5069 | MIRA LOMA | I | 1965-06-01 |  | S | 1 | 26 | 3 | 6 | LOS ANGELES COUNTY - 1993 | 570 | B-7 | _____ BASELINE RD., W/O MOUNTAIN AVE. | CLAREMONT | CA | 91711 | 34.1209 | -117.7325 | SOUTHEAST |  | YES | NO | NO
LLANO | 1711 | 5363 |  |  | 66 | 12 | 5052 | ANTELOPE | 14 | VINCENT | 5054 | VINCENT | F | 2005-01-01 |  | P | 5 | 36 | 3 | 40 | [5 empty] | CA | [5 empty] | NO | YES | NO
LOCKHEED | 1946 | 5568 | Upgrade |  | 66 | 16 | 5051 | SAUGUS | 13 | SAUGUS | 5056 | MOORPARK | I | 1998-04-28 |  | D | 5 | 59 | 3 | 62 | LOS ANGELES COUNTY |  |  | _____ RYE CYN., 2.5 MI. NE/O WEIGH STA RD, | SAUGUS | CA | 91355 |  |  |  |  | NO | YES | NO
LOCUST | 747 | 5735 | Murray, Kevin |  | 12 | 4 | 5071 | HINSON | 9 | LIGHTHIPE | 5073 | LIGHTHIPE | I | 1926-11-01 |  | D | 1 | 46 | 1 | 51 | LOS ANGELES | 75 | C-2 | 1331 LOCUST AVE. | LONG BEACH | CA | 90813 | 33.7832 | -118.1913 | NORTHWEST |  | NO | YES | YES
LOMAX | 1721 | 5177 |  |  | 66 | 12 | 5084 | CENTER | 9 | LIGHTHIPE | 5073 | LIGHTHIPE | F | 2005-01-01 |  | P | 1 | 47 | 2 | 80 | LOS ANGELES COUNTY |  |  |  | WHITTIER | CA | [5 empty] | NO | YES | NO
LONG BEACH | 1988 | 1113 | Murray, Kevin | 38222 / 37669 | 12 | 66 | 5071 | HINSON | 9 | LIGHTHIPE | 5073 | LIGHTHIPE | I | 1950-01-01 |  | S | 1 | 46 | 1 | 51 | LOS ANGELES | 79 | B-4 | 2665 W. SEASIDE BLVD. TERMINAL ISLAND, | LONG BEACH | CA | 90822 | 33.7655 | -118.2251 | NORTHWEST |  | NO | YES | NO
LONG BEACH S.S. | 748 | 5736 |  | 38222 / 37669 | 12 | 66 | 5071 | HINSON | 9 | LIGHTHIPE | 5073 | LIGHTHIPE | O | 1950-01-01 | 2001-01-17 | S | 1 | 46 |  | 51 | LOS ANGELES 1993 | 824 | J-2 | 2665 W. SEASIDE BLVD. TERMINAL ISLAND, | LONG BEACH | CA | 90822 |  |  |  |  | NO | YES | NO
LONGDON | 785 | 5774 | Murray, Kevin |  | 16 | 4 | 5073 | LIGHTHIPE | 9 | LIGHTHIPE | 5073 | LIGHTHIPE | I | 1947-11-01 |  | D | 1 | 32 | 2 | 57 | LOS ANGELES COUNTY |  |  | 2500 GREENLEAF | COMPTON | CA | 90805 | 33.8817 | -118.1957 | NORTHWEST |  | NO | YES | NO
LONGDON | 1768 | 5774 | Murray, Kevin |  | 66 | 16 | 5073 | LIGHTHIPE | 9 | LIGHTHIPE | 5073 | LIGHTHIPE | F | 2010-01-01 |  | S | 1 | 32 | 2 | 57 | LOS ANGELES COUNTY |  |  | 2500 GREENLEAF | COMPTON | CA | 90805 | 33.8817 | -118.1957 | NORTHWEST |  | NO | YES | NO
LORAINE | 515 | 5318 | Cochran, Mike |  | 66 | 12 | 5052 | ANTELOPE | 14 | VINCENT | 5033 | RECTOR | I | 1950-01-01 |  | S | 5 | 52 | 3 | 31 | CENTRAL VALLEY CITIES | 18 | K-9 | _____ CALIENTE CREEK RD., 13 MI. N/E CALIENTE | LORAINE | CA | 93518 | 35.3083 | -118.4248 | NORTHWEST |  | NO | YES | NO
LOS CERRITOS | 749 | 5738 | Perez, Chris |  | 12 | 4 | 5071 | HINSON | 9 | LIGHTHIPE | 5073 | LIGHTHIPE | I | 1923-11-01 |  | D | 1 | 46 | 2 | 51 | LOS ANGELES | 75 | C-1 | 219 CANTON AVE. | LONG BEACH | CA | 90806 | 33.8112 | -118.1902 | NORTHWEST |  | YES | NO | YES
LOS CERRITOS | 750 | 5738 | Perez, Chris |  | 66 | 12 | 5071 | HINSON | 9 | LIGHTHIPE | 5073 | LIGHTHIPE | I | 1972-07-01 |  | S | 1 | 46 | 2 | 51 | LOS ANGELES | 75 | C-1 | 219 CANTON AVE. | LONG BEACH | CA | 90806 | 33.8112 | -118.1902 | NORTHWEST |  | YES | NO | YES
LOS HIGOS | 380 | 5163 |  |  | 16 | 4 | 5012 | MESA | 3 | MESA/WALNUT | 5012 | MESA | O | 1950-01-01 | 1985-10-01 | D | 1 | 22 | 3 | 5 | [5 empty] | CA | [5 empty] | NO | YES | NO
LOX | [27 empty] | 34.2386 | -118.6829 | NORTHWEST |  | NO | YES | NO
LUCAS | 781 | 5771 | Perez, Chris | 37458 | 66 | 4 | 5085 | DEL AMO | 9 | LIGHTHIPE | 5073 | LIGHTHIPE | I | 1950-10-01 |  | S | 1 | 46 | 2 | 52 | LOS ANGELES | 71 | D-3 | 5704 ARBOR RD. | LAKEWOOD | CA | 90713 | 33.8423 | -118.1187 | NORTHWEST |  | YES | NO | YES
LUCAS | 782 | 5771 | Perez, Chris | 37458 | 66 | 12 | 5085 | DEL AMO | 9 | LIGHTHIPE | 5073 | LIGHTHIPE | I | 1950-01-01 |  | S | 1 | 46 | 2 | 52 | LOS ANGELES | 71 | D-3 | 5704 ARBOR RD. | LAKEWOOD | CA | 90713 | 33.8423 | -118.1187 | NORTHWEST |  | YES | NO | YES
LUCERNE | 1415 | 8183 | Manzer, Jim |  | 33 | 12 | 8027 | VICTOR | 15 | LUGO | 5061 | LUGO | I | 1967-08-01 |  | D | 3 | 73 | 4 | 23 | SAN BERNARDINO COUNTY | 726 | C-3 | N/W C/O BARSTOW RD. AND OLD WOMAN SPRINGS RD. | LUCERNE VALLEY | CA | 92356 | 34.4583 | -116.9447 | NORTHWEST |  | NO | YES | NO
LUNADA | 474 | 5255 |  |  | 16 | 4 | 5021 | LA FRESA | 8 | EL NIDO | 5023 | EL NIDO | I | 1950-01-01 |  | D | 5 | 44 | 1 | 56 | LOS ANGELES COUNTY | 72 | D-6 | _____ HIGH RIDGE RD., .25 MI. N/O CREST DR. | PALOS VERDES | CA | 90274 | 33.7608 | -118.3776 | NORTHWEST |  | YES | NO | NO
LUNAR | 553 | 5360 |  |  | 33 | 12 | 2202 | BIG CREEK SYSTEM | 17 | SAN JOAQUIN | 5033 | RECTOR | I | 1981-08-01 |  | D | 5 | 50 | 2 | 32 | CENTRAL VALLEY CITIES | 8 | K-2 | _____ KAISER PASS ROAD, 1/4 MI. E/O HUNTINGTON LAKE RD. | LAKESHORE | CA | 93629 | 37.2575 | -119.1612 | NORTHWEST |  | NO | YES | NO
LUNDY | 171 | 2560 |  |  | 55 | 16 | 8015 | INYO SCE | 15 | LUGO | 2556 | CONTROL | I | 1950-01-01 |  | D | 3 | 85 | 2 | 92 | CALIFORNIA ROAD ATLAS | 43 | B-4 | 2 MI. NW/O HWY 395 AND HWY 167 | LEE VINING | CA | 93541 | 38.043 | -119.1715 | NORTHWEST |  | NO | YES | YES
LYNWOOD | 743 | 5731 | Murray, Kevin | 37704 | 16 | 4 | 5073 | LIGHTHIPE | 9 | LIGHTHIPE | 5073 | LIGHTHIPE | I | 1924-01-01 |  | D | 1 | 32 | 2 | 57 | LOS ANGELES | 59 | A-5 | FERNWOOD AVE.AND COURT ST. | LYNWOOD | CA | 90262 | 33.9273 | -118.2119 | NORTHWEST |  | YES | NO | YES
MACARTHUR | 871 | 5874 | Pepper, Steve | 37567 | 66 | 12 | 5088 | SANTIAGO | 2 | ELLIS | 5086 | ELLIS | I | 1969-11-01 |  | S | 1 | 33 | 1 | 44 | ORANGE COUNTY - 1993 | 859 | F-3 | 1155 CAMEL BACK ST. | NEWPORT BEACH | CA | 92625 | 33.6385 | -117.866 | SOUTHEAST |  | YES | NO | NO
MACNEIL | 602 | 5551 | Upgrade | 30349 | 66 | 16 | 5011 | EAGLE ROCK | 3 | MESA/WALNUT | 5012 | MESA | I | 1950-01-01 |  | S | 5 | 59 | 3 | 62 | LOS ANGELES COUNTY - 1993 | 563 | C-1 | C/O CHANDLER BLVD. AND CORDOVA ST. | BURBANK | CA |  | 34.1723 | -118.3473 | SOUTHEAST |  | NO | YES | NO
MADRID | 428 | 5215 |  |  | 16 | 4 | 5021 | LA FRESA | 8 | EL NIDO | 5023 | EL NIDO | I | 1950-01-01 |  | D | 5 | 44 | 2 | 56 | LOS ANGELES | 68 | C-4 | 1218 MADRID AVE. | TORRANCE | CA | 90501 | 33.8364 | -118.324 | NORTHWEST |  | YES | NO | NO
MAGNOLIA | 1769 | 5748 |  |  | 66 | 12 | 5073 | LIGHTHIPE | 9 | LIGHTHIPE | 5073 | LIGHTHIPE | F | 2005-01-01 |  | P | 1 | 46 | 1 | 50 | LOS ANGELES COUNTY |  |  |  |  | CA | [5 empty] | NO | YES | NO
MALIBU | 575 | 5519 | Manzano, John | 76937 / 76137 | 66 | 16 | 5056 | MOORPARK | 11 | MOORPARK | 5056 | MOORPARK | I | 1966-02-01 |  | S | 5 | 35 | 2 | 61 | LOS ANGELES COUNTY | 100A | A-4 | _____ KANAN RD. AND FRONTAGE RD. | AGOURA | CA | 91301 | 34.1477 | -118.7616 | NORTHWEST |  | NO | YES | NO
MANDALAY | 102 | 1710 |  | 70201 | 66 | 12 | 5053 | SANTA CLARA | 12 | SANTA CLARA | 5056 | MOORPARK | I | 1959-01-01 |  | S | 5 | 39 | 1 | 64 | VENTURA COUNTY | 68 | E-2 | 393 N. HARBOR BLVD. | OXNARD | CA | 93035 | 34.2083 | -119.2478 | NORTHWEST |  | NO | YES | NO
MANHATTAN | 429 | 5216 |  |  | 16 | 4 | 5021 | LA FRESA | 8 | EL NIDO | 5023 | EL NIDO | I | 1950-01-01 |  | D | 5 | 44 | 1 | 53 | LOS ANGELES CO. 1998 | 732 | G-7 | 215 S. DIANTHUS ST. N/W C/O DIANTHUS & DUNCAN ST. | MANHATTAN BEACH | CA | 90266 | 33.8794 | -118.3984 | NORTHWEST |  | YES | NO | NO
MARASCHINO | 1528 | 8305 | Martinez, Jimi | 49934 | 115 | 12 | 5064 | VISTA | 5 | VISTA | 5064 | VISTA | I | 1969-12-01 |  | S | 3 | 31 | 3 | 17 | RIVERSIDE COUNTY | 151 | B-6 | C/O FOURTH ST. AND MINNESOTA AVE. | BEAUMONT | CA | 92223 | 33.9256 | -116.9861 | SOUTHEAST |  | YES | NO | NO
MARINE | 430 | 5217 | Dupree, Daryl | 30365 / 37385 | 66 | 16 | 5029 | LA CIENEGA | 8 | EL NIDO | 5023 | EL NIDO | I | 1950-01-01 |  | S | 5 | 42 | 1 | 54 | LOS ANGELES COUNTY | 49 | C-2 | 1425 MARINE ST. | SANTA MONICA | CA | 90405 | 34.0071 | -118.4661 | NORTHWEST |  | NO | YES | YES
MARION | 863 | 5866 | Rolf, Dave | 53994 | 66 | 12 | 5081 | BARRE | 1 | VILLA PARK | 5082 | VILLA PARK | I | 1966-11-01 |  | S | 1 | 48 | 2 | 41 | ORANGE COUNTY - 1993 | 797 | E-1 | 6045 BALL RD. | CYPRESS | CA | 90630 | 33.8175 | -118.0268 | SOUTHEAST |  | YES | NO | NO
MARIPOSA | 516 | 5319 | Cochran, Mike |  | 66 | 12 | 5035 | VESTAL | 17 | SAN JOAQUIN | 5033 | RECTOR | I | 1945-06-01 |  | S | 5 | 51 | 3 | 33 | CENTRAL VALLEY CITIES | 15 | 9 | ROAD 184 AND AVENUE EIGHT, | RICHGROVE | CA | 93261 | 35.8056 | -119.1606 | NORTHWEST |  | NO | YES | NO
MARTINI | 1881 | 8202 |  |  | 33 | 12 | 5070 | VALLEY | 7 | VALLEY | 5070 | VALLEY | F | 2005-01-01 |  | P | 3 | 77 | 4 | 20 | RIVERSIDE COUNTY | 74 | D-3 | N/W C/O OLIVE AVE. AND RICE RD. | WINCHESTER | CA | 92396 |  |  |  |  | NO | YES | NO
MARYMOUNT | 492 | 5275 |  |  | 66 | 16 | 5021 | LA FRESA | 8 | EL NIDO | 5023 | EL NIDO | I | 1972-06-01 |  | S | 5 | 44 | 1 | 56 | LOS ANGELES | 77 | D-2 | N/O TARRAGON RD. W/O BARKENTINE RD. | PALOS VERDES | CA | 90275 | 33.7473 | -118.3885 | NORTHWEST |  | NO | YES | YES
MAXWELL | 1409 | 8175 | Caldera, Art | 17526 | 115 | 12 | 5064 | VISTA | 7 | VALLEY | 5070 | VALLEY | I | 1981-05-01 |  | S | 3 | 77 | 4 | 16 | RIVERSIDE | 15 | C-4 | N/E C/O IRONWOOD AND HEACOCK | SUNNYMEAD | CA | 92388 | 33.9472 | -117.2433 | SOUTHEAST |  | YES | NO | NO
MAYBERRY | 1341 | 8101 | Caldera, Art | 17547 | 115 | 12 | 5070 | VALLEY | 7 | VALLEY | 5070 | VALLEY | I | 1973-06-01 |  | S | 3 | 77 | 4 | 16 | RIVERSIDE | 57 | B-5 | S/W C/O SOBOBA ST. AND WHITTIER AVE. | HEMET | CA | 92343 | 33.7363 | -116.9198 | SOUTHEAST |  | YES | NO | NO
MAYFLOWER | 384 | 5167 | Fish, Terry | 37613 | 16 | 4 | 5013 | RIO HONDO | 3 | MESA/WALNUT | 5014 | MESA | I | 1950-01-01 |  | D | 1 | 27 | 3 | 3 | LOS ANGELES COUNTY - 1993 | 597 | F-1 | 320 W. JEFFERIES AVE. | ARCADIA | CA | 91006 | 34.1191 | -118.0073 | SOUTHEAST |  | YES | NO | NO
MAYWOOD | 744 | 5732 | Apocada, Ed | 37701 | 16 | 4 | 5074 | LAGUNA BELL | 9 | LIGHTHIPE | 5073 | LIGHTHIPE | I | 1950-01-01 |  | D | 1 | 32 | 2 | 57 | LOS ANGELES COUNTY - 1993 | 675 | D-1 | _____ WOODWARD AVE., BETWEEN RANDOLPH AND GAGE | BELL | CA | 90201 | 33.9802 | -118.1851 | NORTHWEST |  | YES | NO | NO
MCCREA | 1876 | 5593 |  |  | 66 | 16 | 5056 | MOORPARK | 11 | MOORPARK | 5056 | MOORPARK | F | 2005-01-01 |  | P | 5 | 35 | 3 | 60 | VENTURA COUNTY | 64 | C-4 | E/O MOORPARK RD., APPROX 1000' N/O SANTA ROSA RD. | MOORPARK | CA | 93021 |  |  |  |  | NO | YES | NO
MCGRATH | 1796 | 5415 |  |  | 66 | 16 | 5053 | SANTA CLARA | 12 | SANTA CLARA | 5056 | MOORPARK | F | 2005-01-01 |  | P | 5 | 39 | 1 | 60 | VENTURA COUNTY | 62 | C-2 | VICINITY OF NORTH & WEST RDS, BTWN OXNARD AND MANDALAY STEAM | OXNARD | CA | [5 empty] | NO | YES | NO
MENTONE | 1442 | 8218 | Martinez, Jimi |  | 115 | 12 | 5064 | VISTA | 5 | VISTA | 5064 | VISTA | I | 1988-06-01 |  | S | 3 | 31 | 4 | 17 | SAN BERNARDINO COUNTY | 30 | B-2 | 2167 COLTON AVE., C/O CRAFTON | MENTONE | CA | 92359 | 34.0632 | -117.1209 | SOUTHEAST |  | NO | YES | NO
MERCED | 405 | 5193 | Reid, Jim | 37784 | 66 | 12 | 5014 | WALNUT | 4 | MIRA LOMA/WALNUT | 5014 | MIRA LOMA | I | 1959-08-01 |  | S | 1 | 26 | 3 | 6 | LOS ANGELES COUNTY - 1993 | 638 | J-3 | S/E C/O AZUSA AVE. & FRANCISQUITO AVE. | WEST COVINA | CA | 91790 | 34.0496 | -117.9052 | SOUTHEAST |  | YES | NO | NO
MESA | 261 | 5012 | Fish, Terry | 45744 / 745 | 66 | 16 | 5012 | MESA | 3 | MESA/WALNUT | 5012 | MESA | I | 1973-05-01 |  | S | 1 | 22 | 2 | 3 | LOS ANGELES COUNTY - 1993 | 636 | D-5 | 700 E. POTRERO GRANDE DR. | MONTEREY PARK | CA | 91754 | 34.0363 | -118.1109 | SOUTHEAST |  | NO | YES | NO
MICHILLINDA | 357 | 5133 | Fish, Terry |  | 16 | 4 | 5012 | MESA | 3 | MESA/WALNUT | 5012 | MESA | I | 1950-01-01 |  | D | 1 | 27 | 3 | 3 | LOS ANGELES COUNTY - 1993 | 566 | J-7 | 9185 E. FAIRVIEW AVE. | ARCADIA | CA | 91006 | 34.1283 | -118.0673 | SOUTHEAST |  | YES | NO | NO
Middle Ranch | [27 empty] | 33.3544 | -118.4393 | NORTHWEST |  | NO | YES | NO
MILLIKEN | 1698 | 5694 | Olson, Marty | 17835 | 66 | 12 | 5069 | MIRA LOMA | 4 | MIRA LOMA/WALNUT | 5069 | MIRA LOMA | I | 1993-05-25 |  | S | 3 | 34 | 3 | 14 | SAN BERNARDINO COUNTY | 23 | D-3 | 1600 COMMERCE PARKWAY., | ONTARIO | CA | 91761 | 34.0471 | -117.5681 | SOUTHEAST |  | NO | YES | NO
MINARET | 192 | 2601 |  |  | 33 | 12 | 8015 | INYO SCE | 15 | LUGO | 2556 | CONTROL | I | 1966-10-01 |  | D | 3 | 85 | 2 | 92 | CALIFORNIA ROAD ATLAS | 50 | D-2 | _____ HWY 203., 5 MI. NW/O MAMMOTH VILLAGE | MAMMOTH LAKES | CA | 93546 |  |  |  |  | NO | YES | NO
MINNEOLA | 1418 | 8190 | Manzer, Jim |  | 33 | 12 | 8016 | KRAMER | 15 | LUGO | 5090 | ELDORADO | I | 1983-05-01 |  | D | 3 | 72 | 4 | 24 |  |  |  | 2 MI. E/O COOL WATER GEN STA & 1/4 MI. W/O DWP T/L RD. | DAGGETT | CA | 92365 | 34.8651 | -116.8166 | NORTHWEST |  | NO | YES | NO
MINNEOLA | 1417 | 8190 |  |  | 33 | 4 | 8016 | KRAMER | 15 | LUGO | 5090 | ELDORADO | O | 1950-01-01 | 1983-01-01 | D | 3 | 72 | 4 | 24 |  |  |  | 2 MI. E/O COOL WATER GEN STA & 1/4 MI. W/O DWP T/L RD. | DAGGETT | CA | 92365 | 34.8651 | -116.8166 | NORTHWEST |  | NO | YES | NO
MIRA LOMA (220kV) | 1969 | 5069 | Olson, Marty | 17804 / 805 | 220 | 66 | 5069 | MIRA LOMA | 4 | MIRA LOMA/WALNUT | 5069 | MIRA LOMA | I | 1999-07-01 |  | S | 3 | 34 | 3 | 14 | SAN BERNARDINO COUNTY | 35 | D-1 | 13568 MILLIKEN AVE., S/O RIVERSIDE DR. | ONTARIO | CA | 91760 | 34.0084 | -117.5651 | SOUTHEAST |  | NO | YES | NO
MIRA LOMA (66kV) | 1969 | 5069 | Olson, Marty | 17804 / 805 | 220 | 66 | 5069 | MIRA LOMA | 4 | MIRA LOMA/WALNUT | 5069 | MIRA LOMA | I | 1999-07-01 |  | S | 3 | 34 | 3 | 14 | SAN BERNARDINO COUNTY | 35 | D-1 | 13568 MILLIKEN AVE., S/O RIVERSIDE DR. | ONTARIO | CA | 91760 | 34.0084 | -117.5651 | SOUTHEAST |  | NO | YES | NO
MIRIAH | 1733 | 6304 |  |  | 115 | 33 | 5067 | DEVERS | 6 | DEVERS | 5067 | DEVERS | F | 2010-01-01 |  | P | 3 | 79 | 4 | 10 | [5 empty] | CA | [5 empty] | NO | YES | NO
MODENA | 802 | 5802 | Orduno, Marlo | 55725 | 66 | 12 | 5082 | VILLA PARK | 1 | VILLA PARK | 5082 | VILLA PARK | I | 1965-11-01 |  | S | 1 | 29 | 2 | 45 | ORANGE COUNTY - 1993 | 800 | D-4 | 4725 E. CHAPMAN AVE. | ORANGE | CA | 92669 | 33.788 | -117.8035 | SOUTHEAST |  | YES | NO | YES
MODOC | 576 | 5520 | Carbone, Jim |  | 16 | 4 | 5055 | GOLETA | 10 | GOLETA | 5056 | MOORPARK | I | 1950-01-01 |  | D | 5 | 49 | 1 | 63 | SANTA BARBARA COUNTY | 19 | D-1 | 11 W. MISSION ST. W/O STATE ST. | SANTA BARBARA | CA | 93101 | 34.4308 | -119.7143 | NORTHWEST |  | YES | NO | YES
MONETA | 431 | 5218 |  |  | 16 | 4 | 5021 | LA FRESA | 8 | EL NIDO | 5023 | EL NIDO | I | 1950-01-01 |  | D | 5 | 44 | 2 | 53 | 7OS ANGELES | 63 | D-4 | MANHATTAN AND 162ND STREETS, | GARDENA | CA | 90247 | 33.8839 | -118.3093 | NORTHWEST |  | YES | NO | NO
MONO | 187 | 2591 |  |  | 55 | 7 | 8015 | INYO SCE | 15 | LUGO | 2556 | CONTROL | O | 1950-01-01 | 2000-10-25 | D | 3 | 85 | 2 | 92 | CALIFORNIA ROAD ATLAS | 43 | C-5 | 4 MI. S/O HWY 395 AND HWY 167. | LEE VINING | CA | 93541 |  |  |  |  | NO | YES | NO
MONROVIA | 358 | 5134 | Fish, Terry |  | 16 | 4 | 5013 | RIO HONDO | 3 | MESA/WALNUT | 5014 | MESA | I | 1950-01-01 |  | D | 1 | 27 | 3 | 5 | LOS ANGELES COUNTY - 1993 | 567 | G-4 | 818 S. PRIMROSE AVE. | MONROVIA | CA | 91010 | 34.1439 | -118.0023 | SOUTHEAST |  | YES | NO | NO
MONTAVLO | 1798 | 5417 |  |  | 66 | 16 | 5055 | GOLETA | 10 | GOLETA | 5056 | MOORPARK | F | 2005-01-01 |  | P | 5 | 49 | 1 | 60 | SANTA BARBARA COUNTY |  |  |  |  | CA | [5 empty] | NO | YES | NO
MONTEBELLO | 359 | 5135 | Fish, Terry |  | 16 | 4 | 5074 | LAGUNA BELL | 9 | LIGHTHIPE | 5073 | LIGHTHIPE | I | 1927-12-01 |  | D | 1 | 32 | 2 | 2 | LOS ANGELES COUNTY - 1993 | 676 | E-3 | 601 S. VAIL AVE., C/O MINES AVE. | MONTEBELLO | CA | 90640 | 34.0066 | -118.1209 | NORTHWEST |  | NO | YES | NO
MONTECITO | 579 | 5524 | Carbone, Jim | 76719 | 16 | 4 | 5055 | GOLETA | 10 | GOLETA | 5056 | MOORPARK | I | 1950-01-01 |  | D | 5 | 49 | 1 | 63 | SANTA BARBARA COUNTY | 20 | F-1 | 1449 SCHOOLHOUSE RD. W/O SAN YSIDRO RD. | SANTA BARBARA | CA | 93108 | 34.4341 | -119.632 | NORTHWEST |  | YES | NO | YES
MOONEY | 537 | 5338 | Clark, Gerald |  | 12 | 4 | 5033 | RECTOR | 17 | SAN JOAQUIN | 5033 | RECTOR | I | 1948-07-01 |  | D | 5 | 51 | 3 | 32 | CENTRAL VALLEY CITIES |  |  | 1320 S. CENTRAL AVE. | VISALIA | CA | 93277 | 36.3186 | -119.3118 | NORTHWEST |  | NO | YES | NO
MOORPARK | 297 | 5056 | Manzano, John | 76927 | 66 | 16 | 5056 | MOORPARK | 11 | MOORPARK | 5056 | MOORPARK | I | 1968-01-01 |  | S | 5 | 35 | 2 | 61 | VENTURA COUNTY | 53 | F-6 | 5027 GABBERT RD. C/O LOS ANGELES AVE. | MOORPARK | CA | 93021 | 34.2812 | -118.9032 | NORTHWEST |  | NO | YES | YES
MOORPARK | 298 | 5056 | Manzano, John | 76927 | 220 | 66 | 5000 | SCE SYSTEM | 11 | MOORPARK | 5056 | MOORPARK | I | 1968-01-01 |  | S | 5 | 35 | 2 | 61 | VENTURA COUNTY | 53 | F-6 | 5027 GABBERT RD. C/O LOS ANGELES AVE. | MOORPARK | CA | 93021 | 34.2812 | -118.9032 | NORTHWEST |  | NO | YES | YES
MORAGA | 1367 | 8127 | Caldera, Art | 18944 / 18484 | 115 | 12 | 5070 | VALLEY | 7 | VALLEY | 5070 | VALLEY | I | 1968-08-01 |  | S | 3 | 77 | 3 | 16 | RIVERSIDE | 125 | F-3 | ______ MIRA LOMA RD., N/O RANCHO VISTA DR. | TEMECULA | CA | 92390 | 33.5039 | -117.1406 | SOUTHEAST |  | YES | NO | NO
MORAGA | 1368 | 8127 | Caldera, Art | 18944 / 18484 | 33 | 33 | 5070 | VALLEY | 7 | VALLEY | 5070 | VALLEY | I | 1968-08-01 |  | D | 3 | 77 | 3 | 16 | RIVERSIDE | 125 | F-3 | ______ MIRA LOMA RD., N/O RANCHO VISTA DR. | TEMECULA | CA | 92390 | 33.5039 | -117.1406 | SOUTHEAST |  | YES | NO | NO
MORAGA | 1978 | 8127 | Caldera, Art | 18944 / 18484 | 115 | 115 | 5070 | VALLEY | 7 | VALLEY | 5070 | VALLEY | I | 1998-07-03 |  | S | 3 | 77 | 3 | 16 | RIVERSIDE | 125 | F-3 | ______ MIRA LOMA RD., N/O RANCHO VISTA DR. | TEMECULA | CA | 92390 | 33.5039 | -117.1406 | SOUTHEAST |  | YES | NO | NO
MORENO | 1571 | 8193 | Caldera, Art |  | 115 | 12 | 5070 | VALLEY | 7 | VALLEY | 5070 | VALLEY | I | 1988-06-01 |  | S | 3 | 77 | 3 | 16 | RIVERSIDE | 15A | D-4 | 28122 IRONWOOD | MORENO | CA | 92388 | 33.947 | -117.1723 | SOUTHEAST |  | NO | YES | NO
MORGAN | 937 | 6128 |  |  | 55 | 12 | 8015 | INYO SCE | 15 | LUGO | 2556 | CONTROL | I | 1968-08-01 |  | D | 3 | 85 | 2 | 92 | CALIFORNIA ROAD ATLAS | 51 | B-4 | _____ PINE CREEK RD., 7 MI. W/O HWY 395 | BISHOP | CA | 93541 | 37.3598 | -118.7019 | NORTHWEST |  | NO | YES | NO
MORNINGSIDE | 432 | 5219 | Dupree, Daryl | 37531 | 16 | 4 | 5023 | EL NIDO | 8 | EL NIDO | 5023 | EL NIDO | I | 1950-01-01 |  | D | 5 | 44 | 2 | 53 | LOS ANGELES | 57 | C-1 | 3359 W. MANCHESTER AVE. | INGLEWOOD | CA | 90305 | 33.9608 | -118.3307 | NORTHWEST |  | YES | NO | YES
MORONGO | 1734 | 8194 |  |  | 115 | 12 | 5067 | DEVERS | 6 | DEVERS | 5067 | DEVERS | F | 2005-01-01 |  | P | 3 | 79 | 4 | 10 | SAN BERNARDINO COUNTY | 188 | E-2 | N/O TWENTYNINE PALMS HWY 660 FT E/O NORTH STAR TRAIL | MORONGO VALLEY | CA | 92256 |  |  |  |  | NO | YES | NO
MORRO | 835 | 5836 | Pepper, Steve | 37573 | 66 | 12 | 5088 | SANTIAGO | 2 | ELLIS | 5086 | ELLIS | I | 1960-06-01 |  | S | 1 | 43 | 1 | 46 | ORANGE COUNTY - 1993 | 950 | H-1 | 22501 LAGUNA CANYON RD. | LAGUNA BEACH | CA | 92651 | 33.5519 | -117.7789 | SOUTHEAST |  | YES | NO | NO
MOULTON | 843 | 5845 | Pepper, Steve | 52015 / 18 / 37601 | 66 | 12 | 5088 | SANTIAGO | 2 | ELLIS | 5086 | ELLIS | I | 1965-12-01 |  | S | 1 | 43 | 2 | 46 | ORANGE COUNTY - 1993 | 891 | H-7 | 24731 BRIDGER RD. | EL TORO | CA | 92630 | 33.6094 | -117.6987 | SOUTHEAST |  | NO | YES | NO
MOUNTAIN PASS | 1507 | 8285 | Brady, Neil (WF) | 49930 | 33 | 12 | 5090 | ELDORADO | 16 | ELDORADO | 5090 | ELDORADO | I | 1950-01-01 |  | D | 3 | 72 | 4 | 21 | SAN BERNARDINO COUNTY | 703 | C-6 | 5 MI. N/O I-15 & BAILEY RD. | MOUNTAIN PASS | CA | 92366 | 35.4997 | -115.5606 | NORTHWEST |  | NO | YES | NO
MOUNTAIN PASS | 1508 | 8285 | Brady, Neil (WF) | 49930 | 115 | 33 | 5090 | ELDORADO | 16 | ELDORADO | 5090 | ELDORADO | I | 1968-05-01 |  | S | 3 | 72 | 4 | 21 | SAN BERNARDINO COUNTY | 703 | C-6 | 5 MI. N/O I-15 & BAILEY RD. | MOUNTAIN PASS | CA | 92366 | 35.4997 | -115.5606 | NORTHWEST |  | NO | YES | NO
MOVIE | 466 | 5248 | Dupree, Daryl | 37546 | 66 | 16 | 5029 | LA CIENEGA | 8 | EL NIDO | 5023 | EL NIDO | I | 1987-06-01 |  | S | 5 | 42 | 2 | 54 | LOS ANGELES COUNTY - 1993 | 563 | B-6 | _____ PLAYA ST., W/O HANNUM AVE. | CULVER CITY | CA | 90232 | 33.9902 | -118.3944 | NORTHWEST |  | YES | NO | NO
MT. TOM | 191 | 2598 |  |  | 55 | 12 | 8015 | INYO SCE | 15 | LUGO | 2556 | CONTROL | I | 1966-07-01 |  | D | 3 | 85 | 2 | 92 | CALIFORNIA ROAD ATLAS | 51 | C-4 | _____ HWY 168., 5 MI. W/O TOWN | BISHOP | CA | 93541 | 37.3491 | -118.4665 | NORTHWEST |  | NO | YES | NO
MT. VERNON | 683 | 5641 | Martinez, Jimi |  | 33 | 4 | 5064 | VISTA | 5 | VISTA | 5064 | VISTA | I | 1967-09-01 |  | D | 3 | 31 | 4 | 11 | SAN BERNARDINO COUNTY | 16 | C-1 | _____ ORANGE ST. S/O BASELINE ST., E/O GARNER AVE. | SAN BERNARDINO | CA | 92402 | 34.1209 | -117.3104 | SOUTHEAST |  | NO | YES | NO
MT. WILSON | 374 | 5157 | Fish, Terry |  | 16 | 4 | 5012 | MESA | 3 | MESA/WALNUT | 5012 | MESA | I | 1950-01-01 |  | D | 1 | 27 | 2 | 5 | LOS ANGELES COUNTY - 1993 | 506 | J-7 | 1/4 BLOCK S/O GATE, MT WILSON (START ON OLD TOLL RD) | MT. WILSON | CA | 91023 | 34.2255 | -118.064 | SOUTHEAST |  | NO | YES | NO
MURPHY | 810 | 5812 | Apocada, Ed |  | 66 | 12 | 5084 | CENTER | 9 | LIGHTHIPE | 5073 | LIGHTHIPE | I | 1966-09-01 |  | S | 1 | 47 | 2 | 1 | LOS ANGELES COUNTY - 1993 | 707 | C-3 | 13300 MULBERRY AVE. W/O PAINTER AVE. | WHITTIER | CA | 90602 | 33.9543 | -118.0428 | NORTHWEST |  | YES | NO | NO
MURRIETTA 1 | 1422 | 8196 | Caldera, Art |  | 33 | 2.4 | 5070 | VALLEY | 7 | VALLEY | 5070 | VALLEY | O | 1950-01-01 | 1994-07-20 | D | 3 | 77 | 3 | 16 | RIVERSIDE | 113 | E-2 | C/O KALMIA AND ADAMS ST. | MURRIETTA | CA | 92362 |  |  |  |  | NO | YES | NO
MURRIETTA 2 | 1421 | 8195 | Caldera, Art | 17542 | 33 | 12 | 5070 | VALLEY | 7 | VALLEY | 5070 | VALLEY | I | 1950-01-01 |  | D | 3 | 77 | 3 | 16 | RIVERSIDE | 114 | A-4 | _____ FIG ST. BETWEEN JEFFERSON AND ADAMS ST. | MURRIETTA | CA | 92362 | 33.54 | -117.1873 | SOUTHEAST |  | NO | YES | NO
MUSCOY | 1424 | 8198 | Martinez, Jimi |  | 33 | 4 | 5064 | VISTA | 5 | VISTA | 5064 | VISTA | I | 1950-01-01 |  | D | 3 | 31 | 3 | 11 | SAN BERNARDINO | 6 | F-2 | _____ NOLAN ST. N/O KERN, 1 BLOCK W/O CAJON BLVD. | MUSCOY | CA | 92405 | 34.1574 | -117.3391 | SOUTHEAST |  | NO | YES | NO
NAOMI | 789 | 5780 | Murray, Kevin |  | 16 | 4 | 5074 | LAGUNA BELL | 9 | LIGHTHIPE | 5073 | LIGHTHIPE | I | 1947-12-01 |  | D | 1 | 32 | 2 | 57 | LOS ANGELES | 52 | D-5 | 1450 E. 71TH ST. | HUNTINGTON PARK | CA | 90255 | 33.9761 | -118.2483 | NORTHWEST |  | YES | NO | NO
NAPLES | 752 | 5740 | Perez, Chris |  | 12 | 4 | 1410 | ALAMITOS | 9 | LIGHTHIPE | 5073 | LIGHTHIPE | I | 1930-11-01 |  | D | 1 | 46 | 1 | 51 | LOS ANGELES | 76 | B-6 | 300 NIETRO AVE. | LONG BEACH | CA | 90814 | 33.7686 | -118.1319 | NORTHWEST |  | YES | NO | YES
NAROD | 690 | 5648 | Olson, Marty | 17219 | 66 | 12 | 5062 | CHINO | 4 | MIRA LOMA/WALNUT | 5069 | MIRA LOMA | I | 1950-01-01 |  | S | 3 | 34 | 3 | 12 | SAN BERNARDINO COUNTY | 21 | F-1 | 1465 S. OAKS AVE. | ONTARIO | CA | 91762 | 34.0469 | -117.6755 | SOUTHEAST |  | NO | YES | YES
NARROWS | 838 | 5838 | Apocada, Ed | 45397 | 66 | 12 | 5012 | MESA | 3 | MESA/WALNUT | 5012 | MESA | I | 1950-01-01 |  | S | 1 | 22 | 2 | 1 | LOS ANGELES COUNTY - 1993 | 676 | J-2 | 9900 BEVERLY BLVD. | PICO RIVERA | CA | 90660 | 34.0055 | -118.068 | SOUTHEAST |  | YES | NO | NO
NAUTILUS | 1749 | 5798 |  |  | 66 | 12 | 5073 | LIGHTHIPE | 9 | LIGHTHIPE | 5073 | LIGHTHIPE | F | 2005-01-01 |  | P | 1 | 46 | 1 | 50 | LOS ANGELES COUNTY |  |  |  |  | CA | [5 empty] | NO | YES | NO
NEENACH | 608 | 5556 | Brown, Ken A. |  | 66 | 12 | 5052 | ANTELOPE | 14 | VINCENT | 5054 | VINCENT | I | 1950-01-01 |  | S | 5 | 36 | 3 | 22 | CALIFORNIA ROAD ATLAS | 89 | B-2 | 210 ST. WEST., AND AVE."D", BTWN LANCASTER & GORMAN ON HWY. 138 | NEENACH | CA | 93536 | 34.7748 | -118.5012 | NORTHWEST |  | NO | YES | YES
NELSON | 1519 | 8296 | Caldera, Art |  | 115 | 12 | 5070 | VALLEY | 7 | VALLEY | 5070 | VALLEY | I | 1967-10-01 |  | S | 3 | 77 | 4 | 16 | RIVERSIDE | 45 | A-6 | S/E C/O LYON AVE. & ESPLANADA AVE., 4 MI. N/W OF HEMET | HEMET | CA | 92343 | 33.7725 | -116.9882 | SOUTHEAST |  | YES | NO | NO
NELSON | 1520 | 8296 | Caldera, Art |  | 115 | 33 | 5070 | VALLEY | 7 | VALLEY | 5070 | VALLEY | I | 1972-06-01 |  | S | 3 | 77 | 4 | 16 | RIVERSIDE | 45 | A-6 | S/E C/O LYON AVE. & ESPLANADA AVE., 4 MI. N/W OF HEMET | HEMET | CA | 92343 | 33.7725 | -116.9882 | SOUTHEAST |  | YES | NO | NO
NEPTUNE | 790 | 5781 |  |  | 66 | 4 | 5071 | HINSON | 9 | LIGHTHIPE | 5073 | LIGHTHIPE | I | 1962-09-01 |  | S | 1 | 32 | 2 | 56 | LOS ANGELES | 69 | B-5 | BETWEEN GRACE AND RAVENDA AVENUES, S/O 220TH STREET | CARSON | CA | 90745 | 33.8274 | -118.2684 | NORTHWEST |  | YES | NO | NO
NEPTUNE | 791 | 5781 |  |  | 66 | 12 | 5071 | HINSON | 9 | LIGHTHIPE | 5073 | LIGHTHIPE | I | 1962-09-01 |  | S | 1 | 32 | 2 | 56 | LOS ANGELES | 69 | B-5 | BETWEEN GRACE AND RAVENDA AVENUES, S/O 220TH STREET | CARSON | CA | 90745 | 33.8274 | -118.2684 | NORTHWEST |  | YES | NO | NO
NEWBURY | 609 | 5557 | Manzano, John | 76909 | 66 | 16 | 5056 | MOORPARK | 11 | MOORPARK | 5056 | MOORPARK | I | 1962-07-01 |  | S | 5 | 35 | 2 | 61 | LOS ANGELES COUNTY |  |  | 1295 LAWRENCE DR. (REAR OF TILE TRENDS CO.) | CONEJO | CA | 91320 | 34.1951 | -118.931 | NORTHWEST |  | YES | NO | NO
NEWCOMB | 1535 | 8315 | Caldera, Art |  | 115 | 12 | 5070 | VALLEY | 7 | VALLEY | 5070 | VALLEY | I | 1990-06-04 |  | S | 3 | 77 | 3 | 16 | RIVERSIDE | 72 | F-5 | _____ MURRIETA RD., 670 FT N/O NEWPORT RD. | PERRIS | CA | 92370 | 33.6871 | -117.2071 | SOUTHEAST |  | YES | NO | YES
NEWHALL | 625 | 5576 | Upgrade |  | 66 | 16 | 5051 | SAUGUS | 13 | SAUGUS | 5056 | MOORPARK | I | 1968-03-01 |  | S | 5 | 59 | 3 | 62 | LOS ANGELES COUNTY | 27 | A-4 | 24211 LYONS AVE. | NEWHALL | CA | 91321 | 34.3792 | -118.5591 | NORTHWEST |  | NO | YES | NO
NEWMARK | 360 | 5136 | Fish, Terry | 45783 | 66 | 4 | 5012 | MESA | 3 | MESA/WALNUT | 5012 | MESA | I | 1950-01-01 |  | S | 1 | 22 | 2 | 3 | LOS ANGELES COUNTY - 1993 | 636 | B-4 | 1319 S. GARFIELD AVE. | MONTEREY PARK | CA | 91754 | 34.0456 | -118.1297 | SOUTHEAST |  | YES | NO | NO
NEWMARK | 361 | 5136 | Fish, Terry | 45783 | 66 | 16 | 5012 | MESA | 3 | MESA/WALNUT | 5012 | MESA | I | 1950-01-01 |  | S | 1 | 22 | 2 | 3 | LOS ANGELES COUNTY - 1993 | 636 | B-4 | 1319 S. GARFIELD AVE. | MONTEREY PARK | CA | 91754 | 34.0456 | -118.1297 | SOUTHEAST |  | YES | NO | NO
NEWPORT | 839 | 5839 | Pepper, Steve |  | 12 | 4 | 5086 | ELLIS | 2 | ELLIS | 5086 | ELLIS | I | 1950-01-01 |  | D | 1 | 33 | 1 | 42 | ORANGE COUNTY - 1993 | 918 | J-1 | 1516 BALBOA BLVD. | NEWPORT BEACH | CA | 92663 | 33.6073 | -117.9217 | SOUTHEAST |  | NO | YES | NO
NIGUEL | 883 | 5887 | Pepper, Steve | 37579 | 66 | 12 | 5088 | SANTIAGO | 2 | ELLIS | 5086 | ELLIS | I | 1969-06-01 |  | S | 1 | 43 | 1 | 46 | ORANGE COUNTY - 1993 | 921 | A-4 | 27482 EL LAZO RD. | LAGUNA NIGUEL | CA | 92677 | 33.5626 | -117.7151 | SOUTHEAST |  | YES | NO | NO
NIPPON | 1781 | 5290 |  |  | 66 | 16 | 5056 | MOORPARK | 11 | MOORPARK | 5056 | MOORPARK | F | 2005-01-01 |  | P | 5 | 35 | 3 | 60 | [5 empty] | CA | [5 empty] | NO | YES | NO
NOGALES | 694 | 5655 | Reid, Jim | 53965 | 66 | 12 | 5014 | WALNUT | 4 | MIRA LOMA/WALNUT | 5014 | MIRA LOMA | I | 1961-11-01 |  | S | 1 | 26 | 2 | 6 | LOS ANGELES COUNTY - 1993 | 679 | F-2 | N/E C/O LEMON RD. & CURRIER RD. | WALNUT | CA | 91789 | 34.007 | -117.8552 | SOUTHEAST |  | YES | NO | NO
NOLA | 774 | 5763 |  |  | 66 | 16 | 5073 | LIGHTHIPE | 9 | LIGHTHIPE | 5073 | LIGHTHIPE | I | 1984-06-01 |  | S | 1 | 32 | 2 | 56 | LOS ANGELES COUNTY | 69 | B-1 | S/W C/O GRIFFITH AND MAIN | CARSON | CA | 90746 | 33.8596 | -118.276 | NORTHWEST |  | YES | NO | NO
NORCO | 664 | 5624 | Olson, Marty |  | 12 | 4 | 5069 | MIRA LOMA | 4 | MIRA LOMA/WALNUT | 5069 | MIRA LOMA | I | 1950-01-01 |  | D | 3 | 34 | 3 | 12 | RIVERSIDE COUNTY | 10 | E-5 | _____ SIERRA AVE., BETWEEN 5TH & 6TH ST. | NORCO | CA | 91760 | 33.9314 | -117.5559 | SOUTHEAST |  | NO | YES | NO
NORLAND | 1864 | 8341 |  |  | 115 | 12 | 5070 | VALLEY | 7 | VALLEY | 5070 | VALLEY | F | 2005-01-01 |  | P | 3 | 77 | 3 | 20 |  |  |  | C/O POTTER RD. AND RAMONA BLVD. | SAN JACINTO | CA | [5 empty] | NO | YES | NO
NORTH INTAKE | 1427 | 8205 | Brady, Neil (WF) |  | 33 | 12 | 4025 | BLYTHE (WALC) | 6 | DEVERS | 5067 | DEVERS | I | 1950-01-01 |  | D | 3 | 87 | 4 | 13 | RIVERSIDE | 723 | H-0 | HWY 95, 10 MI. N/O BLYTHE, .25 MI. W/O PALO VERDE | BLYTHE | CA | 92225 | 33.7322 | -114.5201 | SOUTHEAST |  | NO | YES | NO
NORTH MUROC | 1428 | 8206 | Manzer, Jim |  | 33 | 12 | 8016 | KRAMER | 15 | LUGO | 5061 | LUGO | I | 1950-01-01 |  | D | 3 | 86 | 4 | 24 | CENTRAL VALLEY CITIES | 24 | A-5 | .25 MI. N/O HWY 58, AT EDWARDS AFB ENTRANCE RD. | NORTH EDWARDS | CA | 93523 | 35.0239 | -117.8359 | NORTHWEST |  | NO | YES | NO
NORTH OAKS | 550 | 5354 | Upgrade |  | 66 | 16 | 5051 | SAUGUS | 13 | SAUGUS | 5056 | MOORPARK | I | 1971-07-01 |  | S | 5 | 59 | 3 | 62 | LOS ANGELES | 125 | A-9 | 18306 SOLEDAD CANYON RD. | SAUGUS | CA | 91350 | 34.4166 | -118.4518 | NORTHWEST |  | NO | YES | NO
NORTHEAST CITY | 1425 | 8203 |  |  | 33 | 4.8 | 4025 | BLYTHE (WALC) | 6 | DEVERS | 5067 | DEVERS | O | 1950-01-01 | 1998-12-11 | D | 3 | 87 | 4 | 13 | RIVERSIDE | 300 | C-4 | _____ FIFTH ST., 1 BLK N/O HOBSON WAY. | BLYTHE | CA | 92225 |  |  |  |  | NO | YES | NO
NUEVO | 1431 | 8209 | Caldera, Art |  | 33 | 12 | 5070 | VALLEY | 7 | VALLEY | 5070 | VALLEY | I | 1950-01-01 |  | D | 3 | 77 | 3 | 16 | RIVERSIDE | 40A | F-2 | C/O LAKEVIEW AND RAMONA EXPRESSWAY | LAKEVIEW | CA | 92353 | 33.838 | -117.1226 | SOUTHEAST |  | NO | YES | NO
NUGGET | 1477 | 8258 | Brehaut, Paul |  | 33 | 25 | 5067 | DEVERS | 6 | DEVERS | 5067 | DEVERS | I | 1973-02-01 |  | D | 3 | 84 | 4 | 13 | SAN BERNARDINO | 143 | D-2 | S/E C/O YUCCA MESA RD. & LA BRISA DR. (5 MI. N/O 29 PALMS HWY) | LANDERS | CA | 92284 | 34.2074 | -116.369 | SOUTHEAST |  | NO | YES | YES
OAK GROVE | 536 | 5337 | Clark, Gerald | 49906 | 66 | 12 | 5033 | RECTOR | 17 | SAN JOAQUIN | 5033 | RECTOR | I | 1948-05-01 |  | S | 5 | 51 | 2 | 32 | CENTRAL VALLEY CITIES | 11 | H-9 | C/O AVE 304 & ROAD 92, (SHIRK RD & GOSHEN AVE) | VISALIA | CA | 93277 | 36.3417 | -119.3672 | NORTHWEST |  | NO | YES | NO
OAK PARK | 494 | 5282 | Manzano, John | 76972 | 66 | 16 | 5056 | MOORPARK | 11 | MOORPARK | 5056 | MOORPARK | I | 1984-06-01 |  | S | 5 | 35 | 2 | 61 | VENTURA COUNTY | 75 | D-5 | OFF OF KANAN RD. NEAR LINDERO CANYON RD. | THOUSAND OAKS | CA | 91377 | 34.1858 | -118.7843 | NORTHWEST |  | YES | NO | NO
OASIS | 599 | 5548 | Brown, Ken A. | 41448 | 66 | 12 | 5052 | ANTELOPE | 14 | VINCENT | 5054 | VINCENT | I | 1950-01-01 |  | S | 5 | 36 | 3 | 22 | CALIFORNIA ROAD ATLAS | 90 | A-3 | AVE. "M"., AND 20TH ST. | LANCASTER | CA | 93535 | 34.6473 | -118.0958 | NORTHWEST |  | YES | NO | NO
OCEAN PARK | 433 | 5221 | Dupree, Daryl | 37591 | 16 | 4 | 5029 | LA CIENEGA | 8 | EL NIDO | 5023 | EL NIDO | I | 1950-01-01 |  | D | 5 | 42 | 1 | 54 | LOS ANGLES COUNTY | 49 | B-3 | 3110 SECOND ST. | SANTA MONICA | CA | 90405 | 33.9988 | -118.4781 | NORTHWEST |  | YES | NO | NO
OCEANVIEW | 840 | 5842 | Rolf, Dave | 37709 | 66 | 12 | 5086 | ELLIS | 2 | ELLIS | 5086 | ELLIS | I | 1950-01-01 |  | S | 1 | 33 | 1 | 41 | ORANGE COUNTY - 1993 | 828 | A-7 | 8081 E. WARNER AVE. | HUNTINGTON BEACH | CA | 92647 | 33.7166 | -117.9875 | SOUTHEAST |  | YES | NO | NO
OCTOL | 517 | 5320 | Clark, Gerald | 49909 | 66 | 12 | 5033 | RECTOR | 17 | SAN JOAQUIN | 5033 | RECTOR | I | 1930-04-01 |  | S | 5 | 51 | 3 | 33 | CENTRAL VALLEY CITIES | 14 | H-3 | ROAD 80, AND AVE 184, | TULARE | CA | 93274 | 36.1241 | -119.3957 | NORTHWEST |  | NO | YES | NO
OJAI | 580 | 5526 | Carbone, Jim |  | 66 | 16 | 5053 | SANTA CLARA | 12 | SANTA CLARA | 5056 | MOORPARK | I | 1967-06-01 |  | S | 5 | 39 | 3 | 64 | VENTURA | 14 | E-4 | 403 WILLOW | OJAI | CA | 93023 | 34.4466 | -119.2409 | NORTHWEST |  | NO | YES | NO
OLDFIELD | 755 | 5744 | Perez, Chris |  | 12 | 4 | 5073 | LIGHTHIPE | 9 | LIGHTHIPE | 5073 | LIGHTHIPE | I | 1946-12-01 |  | D | 1 | 46 | 2 | 57 | LOS ANGELES | 70 | D-3 | 4843 ORANGE AVE. | LONG BEACH | CA | 90807 | 33.8472 | -118.1765 | NORTHWEST |  | NO | YES | NO
OLINDA | 329 | 5087 | Reid, Jim | 53253 | 66 | 12 | 5087 | OLINDA | 1 | VILLA PARK | 5082 | VILLA PARK | I | 1966-06-01 |  | S | 1 | 48 | 2 | 43 | ORANGE COUNTY - 1993 | 708 | H-4 | 2051 E. BROOKDALE AVE. | LA HABRA | CA | 90631 | 33.9462 | -117.9213 | SOUTHEAST |  | NO | YES | NO
O-LINE | 1832 | 8020 |  |  | 115 | 12 | 5062 | CHINO | 4 | MIRA LOMA/WALNUT | 5069 | MIRA LOMA | F | 2010-01-01 |  | P | 3 | 34 | 3 | 20 | RIVERSIDE COUNTY | 10 | A-2 | _____ ARCHIBALD AVE., 2500 FT S/O SCHLEISMAN RD. | NORCO | CA | 91760 |  |  |  |  | NO | YES | NO
OLIVE LAKE | 1432 | 8210 | Brady, Neil (WF) |  | 33 | 12 | 4025 | BLYTHE (WALC) | 6 | DEVERS | 5067 | DEVERS | I | 1950-01-01 |  | D | 3 | 87 | 4 | 13 | RIVERSIDE | 300 | F-4 | _____ OLIVE LAKE BLVD., AND I-10 | BLYTHE | CA | 92225 | 33.6119 | -114.5504 | SOUTHEAST |  | NO | YES | NO
OLYMPIC | 434 | 5222 | Dupree, Daryl | 37555 | 16 | 4 | 5029 | LA CIENEGA | 8 | EL NIDO | 5023 | EL NIDO | I | 1950-01-01 |  | D | 5 | 42 | 2 | 54 | LOS ANGLES COUNTY | 42 | D-2 | 364 S. DOHENY DR., N/O OLYMPIC BLVD. (UNDERGROUND) | BEVERLY HILLS | CA | 90210 | 34.0608 | -118.3887 | NORTHWEST |  | YES | NO | NO
O'NEILL | 1699 | 5922 | Pepper, Steve | 52002 | 66 | 12 | 5088 | SANTIAGO | 2 | ELLIS | 5086 | ELLIS | I | 1993-05-27 |  | S | 1 | 43 | 2 | 46 | ORANGE COUNTY - 1993 | 892 | H-3 | 30103 SANTA MARGARITA PKWY. | RANCHO SANTA MARGARITA | CA | 92688 | 33.6422 | -117.6056 | SOUTHEAST |  | NO | YES | NO
ONSHORE | 1745 | 6315 |  |  | 66 | 12 | 5055 | GOLETA | 10 | GOLETA | 5056 | MOORPARK | I | 2000-01-01 |  | P | 5 | 49 | 1 | 60 | SANTA BARBARA COUNTY | 993 | F-3 | 7879 HOLLISTER AVE. | ELLWOOD | CA | 91306 | 34.4314 | -119.9104 | NORTHWEST |  | NO | YES | NO
ONTARIO | 665 | 5625 | Olson, Marty | 17256 / 16610 | 12 | 4 | 5062 | CHINO | 4 | MIRA LOMA/WALNUT | 5069 | MIRA LOMA | I | 1950-01-01 |  | D | 3 | 34 | 3 | 15 | SAN BERNARDINO COUNTY | 22 | C-4 | 701 S. SULTANA ST. | ONTARIO | CA | 91761 | 34.0565 | -117.6457 | SOUTHEAST |  | YES | NO | YES
ORANGE | 841 | 5843 | Orduno, Marlo |  | 66 | 12 | 5082 | VILLA PARK | 1 | VILLA PARK | 5082 | VILLA PARK | I | 1966-11-01 |  | S | 1 | 29 | 2 | 45 | ORANGE COUNTY - 1993 | 799 | F-4 | 233 N. BATAVIA ST. | ORANGE | CA | 92668 | 33.7901 | -117.8614 | SOUTHEAST |  | YES | NO | NO
ORDWAY | 1433 | 8211 | Manzer, Jim |  | 33 | 12 | 8016 | KRAMER | 15 | LUGO | 5090 | ELDORADO | I | 1950-01-01 |  | D | 3 | 72 | 4 | 24 | SAN BERNARDINO | 244A | F-4 | .5 MI. S/O LENWOOD & OLD HWY 66 | LENWOOD | CA | 92311 | 34.8648 | -117.1177 | NORTHWEST |  | NO | YES | NO
ORIENT | 1765 | 5289 | Manzano, John |  | 66 | 12 | 5021 | LA FRESA | 8 | EL NIDO | 5023 | EL NIDO | F | 2005-01-01 |  | P | 5 | 44 | 1 | 50 | LOS ANGELES COUNTY |  |  |  |  | CA | [5 empty] | NO | YES | NO
ORMOND BEACH | 1631 | 1720 |  | 77201 | 66 | 12 | 5056 | MOORPARK | 11 | MOORPARK | 5056 | MOORPARK | I | 1976-06-01 |  | S | 5 | 39 | 1 | 64 | VENTURA COUNTY | 78 | F-4 | 6635 S. EDISON DR. | OXNARD | CA | 93033 | 34.1283 | -119.1665 | NORTHWEST |  | NO | YES | NO
ORO GRANDE | 1434 | 8212 | Manzer, Jim |  | 33 | 2.4 | 8027 | VICTOR | 15 | LUGO | 5061 | LUGO | O | 1950-01-01 | 1985-09-01 | D | 3 | 73 | 4 | 24 | SAN BERNARDINO COUNTY | 306 | A-3 | N/E C/O 3RD ST. & HILL ST. | ORO GRANDE | CA | 92368 | 34.6022 | -117.3343 | NORTHWEST |  | NO | YES | NO
ORO GRANDE | 1435 | 8212 | Manzer, Jim |  | 33 | 12 | 8027 | VICTOR | 15 | LUGO | 5061 | LUGO | I | 1985-11-01 |  | D | 3 | 73 | 4 | 24 | SAN BERNARDINO COUNTY | 306 | A-3 | N/E C/O 3RD ST. & HILL ST. | ORO GRANDE | CA | 92368 | 34.6022 | -117.3343 | NORTHWEST |  | NO | YES | NO
OXNARD | 581 | 5527 | Manzano, John | 76704 | 16 | 4 | 5053 | SANTA CLARA | 12 | SANTA CLARA | 5056 | MOORPARK | I | 1952-01-01 |  | D | 5 | 39 | 1 | 64 | VENTURA COUNTY | 69 | E-3 | 350 E. FIFTH ST. | OXNARD | CA | 93030 | 34.1973 | -119.1744 | NORTHWEST |  | YES | NO | YES
PADUA | 288 | 5045 | Olson, Marty | 17207 / 208 | 66 | 12 | 5045 | PADUA | 4 | MIRA LOMA/WALNUT | 5069 | MIRA LOMA | I | 1975-05-01 |  | S | 3 | 34 | 3 | 15 | SAN BERNARDINO COUNTY | 11 | C-1 | 1560 NO. CAMPUS AVE., C/O 16TH ST. | UPLAND | CA | 91786 | 34.1206 | -117.6398 | SOUTHEAST |  | YES | NO | YES
PALISADES | 1737 | 5419 |  |  | 66 | 16 | 5023 | EL NIDO | 8 | EL NIDO | 5023 | EL NIDO | F | 2005-01-01 |  | P | 5 | 42 | 1 | 60 | LOS ANGELES COUNTY | 40 | F-5 | 926 MONTANA AVE. | SANTA MONICA | CA | 90403 |  |  |  |  | NO | YES | NO
PALM CANYON | 1437 | 8214 | Brehaut, Paul |  | 33 | 12 | 5067 | DEVERS | 6 | DEVERS | 5067 | DEVERS | I | 1968-01-01 |  | D | 3 | 79 | 4 | 13 | RIVERSIDE | 190 | F-4 | _____ MABREY ST., 1/2 BLK E/O PALM CANYON DR. | PALM SPRINGS | CA | 92262 | 33.7991 | -116.5443 | SOUTHEAST |  | NO | YES | NO
PALM CANYON | 1436 | 8214 |  |  | 33 | 4 | 5067 | DEVERS | 6 | DEVERS | 5067 | DEVERS | I | 1968-01-01 |  | D | 3 | 79 | 4 | 13 | RIVERSIDE | 190 | F-4 | _____ MABREY ST., 1/2 BLK E/O PALM CANYON DR. | PALM SPRINGS | CA | 92262 | 33.7991 | -116.5443 | SOUTHEAST |  | NO | YES | NO
PALM SPRINGS | 1365 | 8124 | Brehaut, Paul |  | 33 | 4 | 5067 | DEVERS | 6 | DEVERS | 5067 | DEVERS | I | 1966-08-01 |  | D | 3 | 79 | 4 | 13 | RIVERSIDE | 190 | F-1 | _____ ANDREAS RD. BETWEEN PALM CANYON DR AND INDIAN AVE. | PALM SPRINGS | CA | 92262 | 33.7927 | -116.5454 | SOUTHEAST |  | NO | YES | NO
PALM VILLAGE | 1438 | 8215 | Brehaut, Paul | 14762 | 33 | 4.8 | 5067 | DEVERS | 6 | DEVERS | 5067 | DEVERS | I | 1950-01-01 |  | D | 3 | 79 | 4 | 13 | RIVERSIDE |  |  | 500 FT S/O HWY 111 AND 600 FT E/O DEEP CANYON RANCH RD. | PALM DESERT | CA | 92260 | 33.7216 | -116.3632 | SOUTHEAST |  | NO | YES | NO
PALM VILLAGE | 1439 | 8215 | Brehaut, Paul | 14762 | 33 | 12 | 5067 | DEVERS | 6 | DEVERS | 5067 | DEVERS | I | 1980-05-01 |  | D | 3 | 79 | 4 | 13 | RIVERSIDE |  |  | 500 FT S/O HWY 111 AND 600 FT E/O DEEP CANYON RANCH RD. | PALM DESERT | CA | 92260 | 33.7216 | -116.3632 | SOUTHEAST |  | NO | YES | NO
PALMDALE | 615 | 5564 | Brown, Ken A. | 42453 / 41453 | 66 | 12 | 5052 | ANTELOPE | 14 | VINCENT | 5054 | VINCENT | I | 1950-01-01 |  | S | 5 | 36 | 3 | 25 | LOS ANGELES | 172 | H-9 | 40TH ST. AND AVENUE "R", | PALMDALE | CA | 93550 | 34.5661 | -118.0599 | NORTHWEST |  | YES | NO | NO
PALOS VERDES | 435 | 5223 |  |  | 16 | 4 | 5021 | LA FRESA | 8 | EL NIDO | 5023 | EL NIDO | I | 1950-01-01 |  | D | 5 | 44 | 1 | 56 | LOS ANGELES | 72 | E-2 | 3017 VIA LA SELVA | PALOS VERDES | CA | 90274 | 33.8042 | -118.3791 | NORTHWEST |  | YES | NO | NO
PARKER STRIP | 1967 | 7679 |  |  | 33 | 12 | 4027 | PARKER | 6 | DEVERS | 5067 | DEVERS | I | 1999-12-01 |  | D | 3 | 87 | 4 | 21 | SAN BERNARDINO CO. 1996 | 4606 | G-1 | PARKER DAM RD., 6.5 MI S/O PARKER DAM. | PARKER DAM | CA | 92267 |  |  |  |  | NO | YES | NO
PARKWAY | [31 empty] | NO | YES | NO
PARKWOOD | 814 | 5816 | Orduno, Marlo |  | 66 | 12 | 5087 | OLINDA | 1 | VILLA PARK | 5082 | VILLA PARK | I | 1966-11-01 |  | S | 1 | 48 | 2 | 43 | ORANGE COUNTY - 1993 | 738 | C-1 | 1530 IMPERIAL HWY. | LA HABRA | CA | 90631 | 33.9159 | -117.9636 | SOUTHEAST |  | YES | NO | NO
PASSONS | 889 | 5893 | Apocada, Ed |  | 66 | 12 | 5084 | CENTER | 9 | LIGHTHIPE | 5073 | LIGHTHIPE | I | 1969-09-01 |  | S | 1 | 47 | 2 | 1 | LOS ANGELES COUNTY - 1993 | 706 | G-2 | 8730 PIONEER BLVD. | SANTA FE SPRINGS | CA | 90670 | 33.9642 | -118.0822 | NORTHWEST |  | NO | YES | NO
PAUBA | 1544 | 8328 | Caldera, Art | 18945 / 17545 | 115 | 12 | 5070 | VALLEY | 7 | VALLEY | 5070 | VALLEY | I | 1989-05-01 |  | S | 3 | 77 | 3 | 16 | RIVERSIDE | 116 | C-4 | 35155 MONTE DE ORO RD. | RANCHO CALIFORNIA | CA | 92390 | 33.5437 | -117.0438 | SOUTHEAST |  | YES | NO | NO
PAULARINO | 891 | 5895 | Pepper, Steve |  | 12 | 4 | 5086 | ELLIS | 2 | ELLIS | 5086 | ELLIS | I | 1950-01-01 |  | D | 1 | 33 | 1 | 44 | ORANGE COUNTY - 1993 | 889 | C-2 | 373 MONTE VISTA AVE. | COSTA MESA | CA | 92627 | 33.6533 | -117.8901 | SOUTHEAST |  | YES | NO | YES
PEARL | 436 | 5224 | Dupree, Daryl | 37582 | 16 | 4 | 5029 | LA CIENEGA | 8 | EL NIDO | 5023 | EL NIDO | I | 1950-01-01 |  | D | 5 | 42 | 1 | 54 | LOS ANGELES COUNTY | 41 | D-6 | 2729 PEARL ST. | SANTA MONICA | CA | 90405 | 34.0222 | -118.4579 | NORTHWEST |  | YES | NO | NO
PECHANGA | 1813 | 8333 | Caldera, Art | 18946 / 17546 | 115 | 12 | 5070 | VALLEY | 7 | VALLEY | 5070 | VALLEY | I | 1994-05-24 |  | S | 3 | 77 | 3 | 16 | RIVERSIDE COUNTY | 127 | A-4 | N/S HWY. 79, W/O ANZA RD. | RANCHO CALIFORNIA | CA | 92390 | 33.4908 | -117.064 | SOUTHEAST |  | YES | NO | YES
PEDLEY | 666 | 5626 | Olson, Marty | 17839 | 66 | 12 | 5069 | MIRA LOMA | 4 | MIRA LOMA/WALNUT | 5069 | MIRA LOMA | I | 1950-01-01 |  | S | 3 | 34 | 3 | 12 | RIVERSIDE COUNTY - 1994 | 10 |  | 3.5 MI. N/E OF NORCO ON S/BANK OF S.A. RIVER N/O ARLINGTON | NORCO | CA | 91760 | 33.9592 | -117.5228 | SOUTHEAST |  | NO | YES | NO
PEERLESS | 1440 | 8216 | Manzer, Jim |  | 33 | 12 | 8016 | KRAMER | 15 | LUGO | 5061 | LUGO | I | 1950-01-01 |  | D | 3 | 86 | 4 | 24 | CENTRAL VALLEY CITIES | 24 | A-4 | _____ CLAYMINE RD., 7 MI. N/O HWY 58 | BORON | CA | 93523 | 35.0685 | -117.7991 | NORTHWEST |  | NO | YES | NO
PEPPER | 1441 | 8217 | Martinez, Jimi | 17342 | 115 | 12 | 5064 | VISTA | 5 | VISTA | 5064 | VISTA | I | 1967-05-01 |  | S | 3 | 30 | 3 | 11 | SAN BERNARDINO COUNTY | 15 | E-3 | _____ PEPPER ST. | RIALTO | CA | 92376 | 34.1027 | -117.3534 | SOUTHEAST |  | YES | NO | NO
PEREZ | 1484 | 8263 | Olson, Marty |  | 33 | 4 | 5069 | MIRA LOMA | 4 | MIRA LOMA/WALNUT | 5069 | MIRA LOMA | I | 1950-01-01 |  | D | 3 | 34 | 3 | 12 | RIVERSIDE | 20 | B-6 | _____ SHERMAN AVE. | CORONA | CA | 91720 | 33.88 | -117.5942 | SOUTHEAST |  | NO | YES | NO
PERRY | 437 | 5225 |  |  | 16 | 4 | 5021 | LA FRESA | 8 | EL NIDO | 5023 | EL NIDO | I | 1950-01-01 |  | D | 5 | 44 | 2 | 56 | LOS ANGELES | 63 | B-6 | 4201 W. 182ND ST. | TORRANCE | CA | 90504 | 33.8666 | -118.3465 | NORTHWEST |  | NO | YES | NO
PETALUMA | 1890 | 5367 |  |  | 66 | 16 | 5056 | MOORPARK | 11 | MOORPARK | 5056 | MOORPARK | F | 2005-01-01 |  | P | 5 | 35 | 3 | 60 |  |  |  | _____ W. POTRERO RD., 1000' W/O NORTH POTRERO RD. | THOUSAND OAKS | CA | [5 empty] | NO | YES | NO
PEYTON | 652 | 5614 | Olson, Marty | 17837 | 66 | 12 | 5062 | CHINO | 4 | MIRA LOMA/WALNUT | 5069 | MIRA LOMA | I | 1979-05-01 |  | S | 3 | 34 | 3 | 12 | SAN BERNARDINO COUNTY | 33 | A-4 | S/W C/O PEYTON DR. & ENGLISH RD. | CHINO | CA | 91710 | 33.9964 | -117.7333 | SOUTHEAST |  | YES | NO | NO
PHELAN | 1469 | 8247 | Manzer, Jim | 13363 | 115 | 12 | 8027 | VICTOR | 15 | LUGO | 5061 | LUGO | I | 1987-06-01 |  | S | 3 | 73 | 3 | 23 | SAN BERNARDINO COUNTY | 725 | D-3 | W/O JOHNSON RD., 1/4 MI. S/O PHELAN RD | PHELAN | CA | 92371 | 34.4242 | -117.5561 | NORTHWEST |  | NO | YES | YES
PHELAN | 1470 | 8247 | Manzer, Jim | 13363 | 115 | 33 | 8027 | VICTOR | 15 | LUGO | 5061 | LUGO | I | 1987-07-01 |  | S | 3 | 73 | 3 | 23 | SAN BERNARDINO COUNTY | 725 | D-3 | W/O JOHNSON RD., 1/4 MI. S/O PHELAN RD | PHELAN | CA | 92371 | 34.4242 | -117.5561 | NORTHWEST |  | NO | YES | YES
PICO | 735 | 5722 | Murray, Kevin | 37456 | 66 | 12 | 5071 | HINSON | 9 | LIGHTHIPE | 5073 | LIGHTHIPE | I | 1963-12-01 |  | S | 1 | 46 | 1 | 51 | LOS ANGELES | 80A | C-5 | 190 S. HARBOR SCENIC DR. | LONG BEACH | CA | 90802 | 33.7662 | -118.2069 | NORTHWEST |  | NO | YES | YES
PIERPONT | 582 | 5528 | Carbone, Jim |  | 16 | 4 | 5053 | SANTA CLARA | 12 | SANTA CLARA | 5056 | MOORPARK | I | 1930-07-01 |  | D | 5 | 39 | 1 | 64 | VENTURA COUNTY | 48 | E-6 | 12 N. MILLS RD. | VENTURA | CA | 93001 | 34.2735 | -119.2475 | NORTHWEST |  | YES | NO | YES
PINE AVE | 758 | 5747 |  |  | 12 | 4 | 5071 | HINSON | 9 | LIGHTHIPE | 5073 | LIGHTHIPE | O | 1918-06-01 | 1984-04-01 | D | 1 | 46 | 1 | 51 | LOS ANGELES COUNTY |  |  |  |  | CA | [5 empty] | NO | YES | NO
PINNACLE | 1760 | 8336 |  |  | 115 | 12 | 8016 | KRAMER | 15 | LUGO | 5090 | ELDORADO | F | 2010-01-01 |  | P | 3 | 73 | 5 | 40 | SAN BERNARDINO COUNTY |  |  | PRO# 13-02395 SITE IN RANCHO LAS FLORES AREA, N/O SILVERWOOD LAKE |  | CA | [5 empty] | NO | YES | NO
PIONEER | 881 | 5886 | Apocada, Ed | 53811 | 12 | 4 | 5084 | CENTER | 9 | LIGHTHIPE | 5073 | LIGHTHIPE | I | 1950-01-01 |  | S | 1 | 47 | 2 | 1 | LOS ANGELES COUNTY - 1993 | 736 | J-4 | 12700 PIONEER BLVD. | NORWALK | CA | 90650 | 33.9151 | -118.0805 | NORTHWEST |  | YES | NO | NO
PIONEER | 882 | 5886 | Apocada, Ed | 53811 | 66 | 12 | 5084 | CENTER | 9 | LIGHTHIPE | 5073 | LIGHTHIPE | I | 1972-03-01 |  | S | 1 | 47 | 2 | 1 | LOS ANGELES COUNTY - 1993 | 736 | J-4 | 12700 PIONEER BLVD. | NORWALK | CA | 90650 | 33.9151 | -118.0805 | NORTHWEST |  | YES | NO | NO
PIRU | 583 | 5529 |  |  | 16 | 4 | 5051 | SAUGUS | 13 | SAUGUS | 5056 | MOORPARK | O | 1915-01-01 | 1983-05-01 | D | 5 | 59 | 3 | 60 | LOS ANGLES COUNTY |  |  |  |  | CA | [5 empty] | NO | YES | NO
PIRU | 1808 | 5529 |  |  | 66 | 16 | 5051 | SAUGUS | 13 | SAUGUS | 5056 | MOORPARK | F | 2005-01-01 |  | P | 5 | 59 | 3 | 60 | LOS ANGLES COUNTY |  |  |  |  | CA | [5 empty] | NO | YES | NO
PITMAN | 510 | 5313 |  | 78197 | 33 | 12 | 2202 | BIG CREEK SYSTEM | 17 | SAN JOAQUIN | 5033 | RECTOR | I | 1969-04-01 |  | D | 5 | 50 | 2 | 32 | CENTRAL VALLEY CITIES | 8 | J-2 |  | BIG CREEK | CA | 93605 | 37.2094 | -119.2418 | NORTHWEST |  | NO | YES | NO
PIUTE | 596 | 5545 | Brown, Ken A. |  | 66 | 12 | 5052 | ANTELOPE | 14 | VINCENT | 5054 | VINCENT | I | 1950-01-01 |  | S | 5 | 36 | 3 | 22 | LOS ANGELES COUNTY | 161 | G-5 | 90TH EAST., AND AVENUE 'J'., 9 MI. E/O TOWN | LANCASTER | CA | 93535 | 34.6911 | -117.9688 | NORTHWEST |  | NO | YES | NO
PIXLEY | 518 | 5321 | Cochran, Mike |  | 66 | 12 | 5034 | SPRINGVILLE | 17 | SAN JOAQUIN | 5033 | RECTOR | I | 1930-04-01 |  | S | 5 | 51 | 3 | 33 | CENTRAL VALLEY CITIES | 14 | J-6 | ROAD 120 AND AVENUE 96, | PIXLEY | CA | 93256 | 35.965 | -119.3034 | NORTHWEST |  | YES | NO | NO
PLACENTIA | 885 | 5889 | Orduno, Marlo |  | 66 | 12 | 5082 | VILLA PARK | 1 | VILLA PARK | 5082 | VILLA PARK | I | 1964-09-01 |  | S | 1 | 48 | 2 | 43 | ORANGE COUNTY - 1993 | 739 | D-6 | 200 S. PLACENTIA AVE. | PLACENTIA | CA | 92670 | 33.8712 | -117.8786 | SOUTHEAST |  | YES | NO | NO
PLAYA | 616 | 5565 | Carbone, Jim | 76716 | 16 | 4 | 5055 | GOLETA | 10 | GOLETA | 5056 | MOORPARK | I | 1950-01-01 |  | D | 5 | 49 | 1 | 63 | SANTA BARBARA COUNTY | 19 | C-4 | 501 FELLOWSHIP RD. | SANTA BARBARA | CA | 93109 | 34.4047 | -119.7326 | NORTHWEST |  | YES | NO | YES
POLLY | 1814 | 8329 |  |  | 115 | 12 | 5070 | VALLEY | 7 | VALLEY | 5070 | VALLEY | F | 2005-01-01 |  | P | 3 | 77 | 4 | 20 | RIVERSIDE COUNTY |  |  |  |  | CA | [5 empty] | NO | YES | NO
POMONA | 667 | 5627 | Reid, Jim |  | 12 | 4 | 5062 | CHINO | 4 | MIRA LOMA/WALNUT | 5069 | MIRA LOMA | I | 1950-01-01 |  | D | 1 | 26 | 3 | 6 | LOS ANGELES COUNTY - 1993 | 640 | J-2 | FIRST ST. AND PARCELLS ST. | POMONA | CA | 91766 | 34.0591 | -117.7545 | SOUTHEAST |  | YES | NO | NO
POOLE | 157 | 2512 |  |  | 115 | 12 | 8015 | INYO SCE | 15 | LUGO | 2556 | CONTROL | I | 1970-06-01 |  | S | 3 | 85 | 2 | 92 | CALIFORNIA ROAD ATLAS | 43 | B-5 | _____ HWY 120., 8 MI. W/O LEE VINING | LEE VINING | CA | 93541 | 37.9447 | -119.2148 | NORTHWEST |  | NO | YES | NO
POPLAR | 519 | 5322 | Cochran, Mike |  | 66 | 12 | 5035 | VESTAL | 17 | SAN JOAQUIN | 5033 | RECTOR | I | 1930-04-01 |  | S | 5 | 51 | 3 | 33 | CENTRAL VALLEY CITIES | 15 | B-6 | ROAD 192, AND AVENUE 112 | POPLAR | CA | 93258 | 35.9939 | -119.1443 | NORTHWEST |  | NO | YES | YES
PORTER | 600 | 5549 | Upgrade |  | 16 | 4 | 5051 | SAUGUS | 13 | SAUGUS | 5056 | MOORPARK | I | 1939-06-01 |  | D | 5 | 59 | 3 | 62 | LOS ANGELES COUNTY | 2 | E-5 | 1346 CELIS ST. | SAN FERNANDO | CA | 91340 | 34.2863 | -118.4454 | NORTHWEST |  | NO | YES | NO
PORTERVILLE | 520 | 5323 | Clark, Gerald | 72213 / 214 | 66 | 4 | 5034 | SPRINGVILLE | 17 | SAN JOAQUIN | 5033 | RECTOR | I | 1923-04-01 |  | S | 5 | 51 | 3 | 33 | CENTRAL VALLEY CITIES | 195 | C-2 | 95 N. COTTAGE ST. | PORTERVILLE | CA | 93257 | 36.0672 | -119.0348 | NORTHWEST |  | NO | YES | YES
PORTERVILLE | 521 | 5323 | Clark, Gerald | 72213 / 214 | 66 | 12 | 5034 | SPRINGVILLE | 17 | SAN JOAQUIN | 5033 | RECTOR | I | 1923-04-01 |  | S | 5 | 51 | 3 | 33 | CENTRAL VALLEY CITIES | 195 | C-2 | 95 N. COTTAGE ST. | PORTERVILLE | CA | 93257 | 36.0672 | -119.0348 | NORTHWEST |  | NO | YES | YES
POST | 1884 | 5020 |  |  | 220 | 66 | 5000 | SCE SYSTEM | 8 | EL NIDO | 5023 | EL NIDO | F | 2005-01-01 |  | P | 1 | 44 | 2 | 50 | LOS ANGELES COUNTY | 68 | C-6 | S/O 235TH ST., W/O CRENSHAW BLVD | TORRANCE | CA | 90501 |  |  |  |  | NO | YES | NO
POSTPILE | 1730 | 2578 |  |  | 33 | 12 | 8015 | INYO SCE | 15 | LUGO | 2556 | CONTROL | F | 2005-01-01 |  | P | 3 | 85 | 2 | 40 | CALIFORNIA ROAD ATLAS |  |  |  |  | CA | [5 empty] | NO | YES | NO
POTRERO | 638 | 5596 | Manzano, John | 76934 | 66 | 16 | 5056 | MOORPARK | 11 | MOORPARK | 5056 | MOORPARK | I | 1969-11-01 |  | S | 5 | 35 | 2 | 61 | VENTURA COUNTY | 83 | F-2 | _____ TOWNSGATE AVE., .25 MI. E/O HAMPSHIRE RD. | THOUSAND OAKS | CA | 91361 | 34.1618 | -118.8348 | NORTHWEST |  | NO | YES | NO
PROCTOR | 392 | 5176 | Reid, Jim |  | 66 | 12 | 5014 | WALNUT | 4 | MIRA LOMA/WALNUT | 5014 | MIRA LOMA | I | 1981-06-01 |  | S | 1 | 26 | 2 | 6 | LOS ANGELES COUNTY - 1993 | 638 | B-7 | 15___ DON JULIAN RD., C/O TURNBULL CANYON RD. | INDUSTRY | CA | 91745 | 34.0225 | -117.9687 | SOUTHEAST |  | YES | NO | NO
PUENTE | 406 | 5195 | Reid, Jim | 53896 / 774 | 66 | 12 | 5014 | WALNUT | 4 | MIRA LOMA/WALNUT | 5014 | MIRA LOMA | I | 1957-06-01 |  | S | 1 | 26 | 2 | 6 | LOS ANGELES COUNTY - 1993 | 678 | G-2 | ANAHEIM RD. & VALLEY BLVD. | LA PUENTE | CA | 91748 | 34.0089 | -117.9314 | SOUTHEAST |  | YES | NO | NO
QUARTZ HILL | 617 | 5566 | Brown, Ken A. | 41454 | 66 | 12 | 5052 | ANTELOPE | 14 | VINCENT | 5054 | VINCENT | I | 1960-06-01 |  | S | 5 | 36 | 3 | 22 | LOS ANGELES | 159 | C-8 | AVE "L" AND 55TH ST. WEST. | QUARTZ HILL | CA | 93534 | 34.6597 | -118.2283 | NORTHWEST |  | YES | NO | YES
QUEEN MARY | 1750 | 5764 |  |  | 66 | 12 | 5071 | HINSON | 9 | LIGHTHIPE | 5073 | LIGHTHIPE | F | 2010-01-01 |  | S | 1 | 46 | 1 | 50 | LOS ANGELES | 80A | C-5 | LONG BEACH HARBOR, E/S OF PIER J | LONG BEACH | CA | [5 empty] | NO | YES | NO
QUINN | 541 | 5343 | Cochran, Mike |  | 66 | 12 | 5035 | VESTAL | 17 | SAN JOAQUIN | 5033 | RECTOR | I | 1950-01-01 |  | S | 5 | 51 | 3 | 31 | CENTRAL VALLEY CITIES | 18 | B-1 | _____ HART RD., 1/4 MI. E/O KYTE RD. | RICHGROVE | CA | 93261 | 35.7329 | -119.1299 | NORTHWEST |  | NO | YES | NO
RAILROAD | 407 | 5196 | Reid, Jim |  | 66 | 12 | 5014 | WALNUT | 4 | MIRA LOMA/WALNUT | 5014 | MIRA LOMA | I | 1971-07-01 |  | S | 1 | 26 | 2 | 6 | LOS ANGELES COUNTY - 1993 | 679 | C-3 | _____ NOGALES ST., N/O WALNUT DR. | INDUSTRY | CA | 91748 | 33.9991 | -117.8876 | SOUTHEAST |  | YES | NO | NO
RAILROAD CANYON | 1445 | 8221 | Caldera, Art |  | 33 | 12 | 5070 | VALLEY | 7 | VALLEY | 5070 | VALLEY | I | 1950-01-01 |  | D | 3 | 77 | 3 | 16 | RIVERSIDE | 72 | C-5 | W/O CANYON LAKE DRIVE SOUTH | LAKE ELSINORE | CA | 92230 | 33.6739 | -117.2593 | SOUTHEAST |  | NO | YES | NO
RAMONA | 362 | 5138 | Fish, Terry |  | 66 | 4 | 5012 | MESA | 3 | MESA/WALNUT | 5012 | MESA | I | 1950-01-01 |  | S | 1 | 22 | 3 | 3 | LOS ANGELES COUNTY - 1993 | 636 | B-1 | 2038 S. SEVENTH ST. | ALHAMBRA | CA | 91803 | 34.0705 | -118.1298 | SOUTHEAST |  | YES | NO | NO
RANCHO | 1446 | 8222 | Manzer, Jim | 13193 | 33 | 12 | 8027 | VICTOR | 15 | LUGO | 5061 | LUGO | I | 1950-01-01 |  | D | 3 | 73 | 4 | 23 | SAN BERNARDINO COUNTY | 332 | F-1 | _____ HWY. 18, S/O STANDING ROCK | APPLE VALLEY | CA | 92307 | 34.5172 | -117.2157 | NORTHWEST |  | NO | YES | NO
RANDALL | 1567 | 5674 | Martinez, Jimi | 17432 / 46 | 66 | 12 | 1310 | ETIWANDA | 4 | MIRA LOMA/WALNUT | 5069 | MIRA LOMA | I | 1991-05-10 |  | S | 3 | 30 | 3 | 11 | SAN BERNARDINO COUNTY | 14 | B-2 | 7700 CITRUS AVE. | FONTANA | CA | 92335 | 34.1139 | -117.4541 | SOUTHEAST |  | YES | NO | NO
RANDOLPH | 751 | 5739 | Apocada, Ed |  | 66 | 16 | 5074 | LAGUNA BELL | 9 | LIGHTHIPE | 5073 | LIGHTHIPE | I | 1950-01-01 |  | S | 1 | 32 | 2 | 57 | LOS ANGELES | 53 | A-4 | 3350 RANDOLPH ST. | HUNTINGTON PARK | CA | 90255 | 33.9824 | -118.2055 | NORTHWEST |  | NO | YES | YES
RANDSBURG | 1509 | 8286 | Manzer, Jim |  | 115 | 33 | 8016 | KRAMER | 15 | LUGO | 5061 | LUGO | I | 1950-01-01 |  | S | 3 | 86 | 4 | 24 | CENTRAL VALLEY CITIES | 20 | C-8 | __________________ 1/4 MI. E/O TOWN | RANDSBURG | CA | 93554 | 35.3649 | -117.6469 | NORTHWEST |  | NO | YES | YES
RAPTOR | 1882 | 5349 |  |  | 66 | 16 | 5056 | MOORPARK | 11 | MOORPARK | 5056 | MOORPARK | F | 2005-01-01 |  | P | 5 | 35 | 2 | 60 | [11 empty] | NO | YES | NO
RAVENDALE | 393 | 5179 | Fish, Terry | 46375 | 66 | 4 | 5012 | MESA | 3 | MESA/WALNUT | 5012 | MESA | I | 1950-01-01 |  | S | 1 | 27 | 3 | 3 | LOS ANGELES COUNTY - 1993 | 596 | G-1 | 8625 E. DUARTE RD. | TEMPLE CITY | CA | 91780 | 34.1223 | -118.082 | SOUTHEAST |  | YES | NO | NO
RAVENDALE | 394 | 5179 | Fish, Terry | 46375 | 66 | 16 | 5012 | MESA | 3 | MESA/WALNUT | 5012 | MESA | I | 1950-01-01 |  | S | 1 | 27 | 3 | 3 | LOS ANGELES COUNTY - 1993 | 596 | G-1 | 8625 E. DUARTE RD. | TEMPLE CITY | CA | 91780 | 34.1223 | -118.082 | SOUTHEAST |  | YES | NO | NO
RAWLEY | 1815 | 8323 |  |  | 115 | 12 | 5070 | VALLEY | 7 | VALLEY | 5070 | VALLEY | F | 2005-01-01 |  | P | 3 | 77 | 3 | 10 | RIVERSIDE COUNTY | 39 | D-4 | S/S OF LAKE MATHEWS DR, 700 FT W/O GAVILAN RD | PERRIS | CA | 92370 |  |  |  |  | NO | YES | NO
RAYMOND | 386 | 5169 | Fish, Terry |  | 16 | 2.4 | 5011 | EAGLE ROCK | 3 | MESA/WALNUT | 5012 | MESA | I | 1950-01-01 |  | D | 1 | 22 | 3 | 3 | LOS ANGELES COUNTY - 1993 | 595 | J-5 | 501 S. MARENGO AVE. | ALHAMBRA | CA | 91802 | 34.0849 | -118.1436 | SOUTHEAST |  | NO | YES | NO
RECTOR | 279 | 5033 | Clark, Gerald | 72401/ 491 | 66 | 12 | 5033 | RECTOR | 17 | SAN JOAQUIN | 5033 | RECTOR | I | 1950-01-01 |  | S | 5 | 51 | 3 | 32 | CENTRAL VALLEY CITIES | 14 | K-0 | 28361 RD. 148, N/O CALDWELL (AVE 280) | VISALIA | CA | 93277 | 36.3046 | -119.2446 | NORTHWEST |  | NO | YES | NO
Redinger Lake | [27 empty] | 37.1472 | -119.4501 | NORTHWEST |  | NO | YES | NO
REDLANDS | 669 | 5629 | Martinez, Jimi |  | 66 | 4 | 1990 | SAN BERNARDINO | 5 | VISTA | 5064 | VISTA | I | 1950-01-01 |  | S | 3 | 31 | 4 | 17 | SAN BERNARDINO COUNTY | 29 | D-2 | 504 HIGH AVE. | REDLANDS | CA | 92374 | 34.0603 | -117.1768 | SOUTHEAST |  | YES | NO | NO
REDLANDS | 670 | 5629 | Martinez, Jimi |  | 66 | 12 | 1990 | SAN BERNARDINO | 5 | VISTA | 5064 | VISTA | I | 1950-01-01 |  | S | 3 | 31 | 4 | 17 | SAN BERNARDINO COUNTY | 29 | D-2 | 504 HIGH AVE. | REDLANDS | CA | 92374 | 34.0603 | -117.1768 | SOUTHEAST |  | YES | NO | NO
REDMAN | 584 | 5530 | Brown, Ken A. |  | 66 | 12 | 5052 | ANTELOPE | 14 | VINCENT | 5054 | VINCENT | I | 1950-01-01 |  | S | 5 | 36 | 3 | 22 | CALIFORNIA ROAD ATLAS | 90 | B-2 | 90TH ST. EAST., AND AVENUE 'E'., 15 MI. N/E OF TOWN | LANCASTER | CA | 93534 | 34.7625 | -117.9686 | NORTHWEST |  | NO | YES | NO
REDONDO | 439 | 5227 |  |  | 16 | 4 | 5021 | LA FRESA | 8 | EL NIDO | 5023 | EL NIDO | I | 1950-01-01 |  | D | 5 | 44 | 1 | 53 | LOS ANGELES | 67 | D-4 | 411 N. GERTRUDA AVE. | REDONDO BEACH | CA | 90277 | 33.8482 | -118.3876 | NORTHWEST |  | YES | NO | NO
REPETTO | 381 | 5164 | Fish, Terry | 45784 | 66 | 4 | 5012 | MESA | 3 | MESA/WALNUT | 5012 | MESA | I | 1949-09-01 |  | S | 1 | 22 | 2 | 2 | LOS ANGELES COUNTY - 1993 | 635 | G-4 | 1371 MONTEREY PASS RD. | MONTEREY PARK | CA | 91754 | 34.0485 | -118.1624 | SOUTHEAST |  | YES | NO | NO
REPETTO | 382 | 5164 | Fish, Terry | 45784 | 66 | 16 | 5012 | MESA | 3 | MESA/WALNUT | 5012 | MESA | I | 1949-09-01 |  | S | 1 | 22 | 2 | 2 | LOS ANGELES COUNTY - 1993 | 635 | G-4 | 1371 MONTEREY PASS RD. | MONTEREY PARK | CA | 91754 | 34.0485 | -118.1624 | SOUTHEAST |  | YES | NO | NO
RIALTO | 1447 | 8225 | Martinez, Jimi | 12368 | 33 | 4 | 5064 | VISTA | 5 | VISTA | 5064 | VISTA | I | 1950-01-01 |  | D | 3 | 30 | 3 | 11 | SAN BERNARDINO COUNTY | 15 | D-3 | _____ DATE ST., N/O FIRST ST. | RIALTO | CA | 92376 | 34.1013 | -117.3682 | SOUTHEAST |  | NO | YES | NO
RIALTO | 1448 | 8225 | Martinez, Jimi | 12368 | 33 | 12 | 5064 | VISTA | 5 | VISTA | 5064 | VISTA | I | 1950-01-01 |  | D | 3 | 30 | 3 | 11 | SAN BERNARDINO COUNTY | 15 | D-3 | _____ DATE ST., N/O FIRST ST. | RIALTO | CA | 92376 | 34.1013 | -117.3682 | SOUTHEAST |  | NO | YES | NO
RIDGECREST | 1449 | 8226 | Manzer, Jim |  | 33 | 4.8 | 8016 | KRAMER | 15 | LUGO | 5061 | LUGO | I | 1950-01-01 |  | D | 3 | 86 | 4 | 24 | CENTRAL VALLEY CITIES | 250 | C-2 | _____ ARGUS, BETWEEN SANDERS AND FAIRVIEW | RIDGECREST | CA | 93555 | 35.6264 | -117.6729 | NORTHWEST |  | NO | YES | NO
RINDGE | 454 | 5240 | Manzano, John | 76959 | 16 | 4 | 5056 | MOORPARK | 11 | MOORPARK | 5056 | MOORPARK | I | 1950-01-01 |  | D | 5 | 35 | 1 | 61 | LOS ANGELES | 113 | F-5 | _____ WINTER CYN RD., OFF CIVIC CTR WAY 3/4 MI N/O HWY 101 | MALIBU | CA | 90265 | 34.0396 | -118.6971 | NORTHWEST |  | NO | YES | NO
RIO HONDO | 263 | 5013 | Reid, Jim | 48690 | 66 | 12 | 5013 | RIO HONDO | 3 | MESA/WALNUT | 5014 | MESA | I | 1971-07-01 |  | S | 1 | 27 | 3 | 5 | LOS ANGELES COUNTY - 1993 | 598 | A-2 | 13570 LIVE OAK AVE. | IRWINDALE | CA | 91706 | 34.105 | -117.9803 | SOUTHEAST |  | NO | YES | YES
RIO HONDO | 264 | 5013 | Reid, Jim | 48690 | 66 | 16 | 5013 | RIO HONDO | 3 | MESA/WALNUT | 5014 | MESA | I | 1968-06-01 |  | S | 1 | 27 | 3 | 5 | LOS ANGELES COUNTY - 1993 | 598 | A-2 | 13570 LIVE OAK AVE. | IRWINDALE | CA | 91706 | 34.105 | -117.9803 | SOUTHEAST |  | NO | YES | YES
RIPLEY | 1450 | 8227 | Brady, Neil (WF) |  | 33 | 12 | 4025 | BLYTHE (WALC) | 6 | DEVERS | 5067 | DEVERS | I | 1950-01-01 |  | D | 3 | 87 | 4 | 13 | RIVERSIDE | 330 | B-5 | _____ NEIGHBORS BLVD., 1 BLK N/O 25TH AVE. | RIPLEY | CA | 92272 | 33.525 | -114.6554 | SOUTHEAST |  | NO | YES | NO
RIVERA | 846 | 5848 | Apocada, Ed |  | 12 | 4 | 5084 | CENTER | 9 | LIGHTHIPE | 5073 | LIGHTHIPE | I | 1947-10-01 |  | D | 1 | 47 | 2 | 1 | LOS ANGELES COUNTY - 1993 | 706 | E-1 | 9148 SLAUSON AVE. | PICO RIVERA | CA | 90660 | 33.9702 | -118.1004 | NORTHWEST |  | NO | YES | NO
Riverside Canal Power | [27 empty] | 34.0218 | -117.3322 | SOUTHEAST |  | NO | YES | NO
ROACH | 1825 | 5662 |  |  | 115 | 12 | 5064 | VISTA | 5 | VISTA | 5064 | VISTA | F | 2005-01-01 |  | P | 3 | 31 | 3 | 20 | RIVERSIDE COUNTY | 151 | A-2 | C/O BROOKSIDE AND NANCY | BEAUMONT | CA | 92223 |  |  |  |  | NO | YES | NO
ROADWAY | 1576 | 8325 | Manzer, Jim | 15749 | 115 | 12 | 8016 | KRAMER | 15 | LUGO | 5061 | LUGO | I | 1991-05-22 |  | S | 3 | 73 | 4 | 24 | SAN BERNARDINO COUNTY | 304 | F-6 | N/E C/O LAWSON AVE & DELICIOUS ST. | ADELANTO | CA | 92301 | 34.5764 | -117.4135 | NORTHWEST |  | YES | NO | NO
Roberts | [27 empty] | 37.4294 | -118.1009 | NORTHWEST |  | NO | YES | NO
ROCHESTER | 1740 | 5676 |  |  | 66 | 12 | 1310 | ETIWANDA | 4 | MIRA LOMA/WALNUT | 5069 | MIRA LOMA | F | 2005-01-01 |  | P | 3 | 30 | 3 | 10 | SAN BERNARDINO COUNTY | 12 | F-4 | N/E C/O ARROW HWY & ROCHESTER | RANCHO CUCAMONGA | CA | 91730 |  |  |  |  | NO | YES | NO
ROLLING HILLS | 470 | 5252 |  |  | 66 | 4 | 5021 | LA FRESA | 8 | EL NIDO | 5023 | EL NIDO | I | 1950-01-01 |  | S | 5 | 44 | 1 | 56 | LOS ANGELES | 73 | A-1 | 23901 OCEAN AVE. | TORRANCE | CA | 90505 | 33.8084 | -118.3552 | NORTHWEST |  | YES | NO | YES
ROLLING HILLS | 471 | 5252 |  |  | 66 | 16 | 5021 | LA FRESA | 8 | EL NIDO | 5023 | EL NIDO | I | 1950-01-01 |  | S | 5 | 44 | 1 | 56 | LOS ANGELES | 73 | A-1 | 23901 OCEAN AVE. | TORRANCE | CA | 90505 | 33.8084 | -118.3552 | NORTHWEST |  | YES | NO | YES
ROSAMOND | 594 | 5541 | Brown, Ken A. | 41476 | 66 | 12 | 5052 | ANTELOPE | 14 | VINCENT | 5054 | VINCENT | I | 1950-01-01 |  | S | 5 | 36 | 3 | 22 | CENTRAL VALLEY CITIES | 23 | E-8 | _____ ROSAMOND BLVD. AND 60TH ST. | ROSAMOND | CA | 93560 | 34.8645 | -118.2373 | NORTHWEST |  | NO | YES | NO
ROSANTA | 1873 | 5586 |  |  | 66 | 16 | 5056 | MOORPARK | 11 | MOORPARK | 5056 | MOORPARK | F | 38353 |  | P | 5 | 35 | 3 | 60 | VENTURA |  |  | N/O SANTA ROSA RD., 3 MI W/O MOORPARK RD. | MOORPARK | CA | [5 empty] | NO | YES | NO
ROSEMEAD | 363 | 5141 | Fish, Terry |  | 66 | 16 | 5012 | MESA | 3 | MESA/WALNUT | 5012 | MESA | I | 18264 |  | S | 1 | 22 | 3 | 3 | LOS ANGELES COUNTY - 1993 | 596 | G-5 | 8533 E. GRAND AVE. | ROSEMEAD | CA | 91770 | 34.0931 | -118.0829 | SOUTHEAST |  | YES | NO | NO
ROUSE | 1452 | 8230 |  |  | 33 | 12 | 5070 | VALLEY | 7 | VALLEY | 5070 | VALLEY | O | 23529 | 33381 | D | 3 | 77 | 4 | 16 | RIVERSIDE | 52 | F-6 | N/W C/O THORNTON AVE. & MURRIETA RD. | SUN CITY | CA | 92381 |  |  |  |  | NO | YES | NO
ROWLAND | 1871 | 5840 |  |  | 66 | 12 | 5087 | OLINDA | 1 | VILLA PARK | 5082 | VILLA PARK | F | 38353 |  | P | 1 | 48 | 2 | 50 | [5 empty] | CA | [5 empty] | NO | YES | NO
ROYAL | 629 | 5580 | Manzano, John | 76964 | 66 | 16 | 5056 | MOORPARK | 11 | MOORPARK | 5056 | MOORPARK | I | 23621 |  | S | 5 | 35 | 3 | 61 | VENTURA | 55 | E-6 | 2375 FIRST ST. | SIMI | CA | 93065 | 34.2786 | -118.7796 | NORTHWEST |  | YES | NO | NO
RUBIDOUX | 1453 | 8231 | Martinez, Jimi | 49956 | 33 | 4 | 5064 | VISTA | 5 | VISTA | 5064 | VISTA | I | 18264 |  | D | 3 | 30 | 3 | 14 | RIVERSIDE | 6 | E-3 | 4059 RIVERVIEW RD., S/O MISSION BLVD. | RUBIDOUX | CA | 92509 | 33.9992 | -117.4152 | SOUTHEAST |  | NO | YES | NO
RUBIDOUX | 1454 | 8231 | Martinez, Jimi | 49956 | 33 | 12 | 5064 | VISTA | 5 | VISTA | 5064 | VISTA | I | 18264 |  | D | 3 | 30 | 3 | 14 | RIVERSIDE | 6 | E-3 | 4059 RIVERVIEW RD., S/O MISSION BLVD. | RUBIDOUX | CA | 92509 | 33.9992 | -117.4152 | SOUTHEAST |  | NO | YES | NO
RUDY | 1682 | 9225 |  |  | 12 | 4 | 9010 | WOODS |  |  | 9010 | WOODS | I | 33970 |  | D | 9 | 99 | 2 | 0 |  |  |  | 501 S. MARENGO AVE., T/S SIMULATOR, ALHAMBRA TRAINING FACILITY | ALHAMBRA | CA | 91801 |  |  |  |  | NO | YES | NO
RUNNING SPRINGS | 699 | 5661 | Martinez, Jimi |  | 33 | 12 | 5064 | VISTA | 5 | VISTA | 5064 | VISTA | I | 23043 |  | D | 3 | 40 | 2 | 11 | SAN BERNARDINO COUNTY | 53 | D-3 | _____ HUNSAKER DR., 1/4 MI N/O RIM OF WORLD DR. | RUNNING SPRINGS | CA | 92382 | 34.2081 | -117.1042 | SOUTHEAST |  | NO | YES | NO
RUSH | 349 | 5116 | Fish, Terry |  | 66 | 16 | 5012 | MESA | 3 | MESA/WALNUT | 5012 | MESA | I | 23894 |  | S | 1 | 22 | 2 | 3 | LOS ANGELES COUNTY - 1993 | 636 | F-3 | _____ WALNUT GROVE AVE. AND RUSH ST. | ROSEMEAD | CA | 91770 | 34.0512 | -118.0814 | SOUTHEAST |  | YES | NO | NO
RUSH CREEK | 160 | 2514 |  |  | 115 | 2.4 | 8015 | INYO SCE | 15 | LUGO | 2556 | CONTROL | I | 5997 |  | S | 3 | 85 | 2 | 92 | CALIFORNIA ROAD ATLAS | 50 | C-1 | _____ HWY 158., 3 MI. N/O JUNE LAKE VILLAGE | JUNE LAKE | CA | 93529 | 37.7669 | -119.122 | NORTHWEST |  | NO | YES | NO
SAFARI | 1803 | 5920 |  |  | 66 | 12 | 5088 | SANTIAGO | 2 | ELLIS | 5086 | ELLIS | F | 38353 |  | P | 1 | 43 | 2 | 80 | ORANGE COUNTY - 1993 | 891 | D-5 | _____ LAKE FOREST AVE., W/O IRVINE CTR DR/MOULTON PKWY | IRVINE | CA | [5 empty] | NO | YES | NO
SAHARA | 1875 | 5359 |  |  | 66 | 12 | 5052 | ANTELOPE | 14 | VINCENT | 5054 | VINCENT | F | 38353 |  | P | 5 | 36 | 3 | 30 | [11 empty] | NO | YES | NO
SAN ANTONIO | 672 | 5631 | Olson, Marty | 17233 | 66 | 12 | 5045 | PADUA | 4 | MIRA LOMA/WALNUT | 5069 | MIRA LOMA | I | 18264 |  | S | 3 | 34 | 3 | 15 | LOS ANGELES COUNTY | 91 | D-4 | _____ ARROW HWY., C/O MONTE VISTA AVE. | MONTCLAIR | CA | 91711 | 34.0932 | -117.6978 | SOUTHEAST |  | NO | YES | NO
SAN DIMAS | 674 | 5633 | Reid, Jim |  | 66 | 12 | 5045 | PADUA | 4 | MIRA LOMA/WALNUT | 5069 | MIRA LOMA | I | 18264 |  | S | 1 | 26 | 3 | 6 | LOS ANGELES COUNTY - 1993 | 600 | B-1 | S/W C/O ALLEN AVE. AND SAN DIMAS AVE. | SAN DIMAS | CA | 91773 | 34.1166 | -117.8087 | SOUTHEAST |  | NO | YES | YES
SAN FERNANDO | 601 | 5550 | Upgrade | 49938 | 66 | 16 | 5051 | SAUGUS | 13 | SAUGUS | 5056 | MOORPARK | I | 2831 |  | S | 5 | 59 | 3 | 62 | LOS ANGELES COUNTY | 8 | C-1 | 15001 MISSION BLVD. | SAN FERNANDO | CA | 91345 | 34.2736 | -118.4589 | NORTHWEST |  | NO | YES | YES
SAN GABRIEL | 364 | 5142 | Fish, Terry |  | 66 | 4 | 5012 | MESA | 3 | MESA/WALNUT | 5012 | MESA | I | 23529 |  | S | 1 | 22 | 3 | 3 | LOS ANGELES COUNTY - 1993 | 596 | D-4 | 104 W. BROADWAY | SAN GABRIEL | CA | 91776 | 34.0985 | -118.1001 | SOUTHEAST |  | YES | NO | NO
SAN JACINTO | 1456 | 8234 | Caldera, Art |  | 33 | 4.8 | 5070 | VALLEY | 7 | VALLEY | 5070 | VALLEY | I | 18264 |  | D | 3 | 77 | 4 | 16 | RIVERSIDE | 45 | D-5 | _____ SAN JACINTO ST, S/O MAIN (NEAR PICO AVE) | SAN JACINTO | CA | 92383 | 33.7837 | -116.9586 | SOUTHEAST |  | NO | YES | NO
SAN MARCOS | 631 | 5585 | Carbone, Jim | 75323 | 66 | 16 | 5055 | GOLETA | 10 | GOLETA | 5056 | MOORPARK | I | 24016 |  | S | 5 | 49 | 1 | 63 | SANTA BARBARA COUNTY | 29 | A-5 | 4168 FOOTHILL RD. | SANTA BARBARA | CA | 93110 | 34.4525 | -119.7609 | NORTHWEST |  | NO | YES | YES
SAN MARINO | 365 | 5143 | Fish, Terry | 37637 | 16 | 4 | 5012 | MESA | 3 | MESA/WALNUT | 5012 | MESA | I | 18264 |  | D | 1 | 27 | 3 | 3 | LOS ANGELES COUNTY - 1993 | 566 | E-7 | _____ HUNTINGTON DR., BETWEEN WINDSOR AVE. & GAINSBOROUGH DR. | SAN MARINO | CA | 91108 | 34.1259 | -118.0987 | SOUTHEAST |  | YES | NO | NO
SAN MIGUEL | 626 | 5577 | Carbone, Jim | 76710 | 66 | 16 | 5053 | SANTA CLARA | 12 | SANTA CLARA | 5056 | MOORPARK | I | 23986 |  | S | 5 | 39 | 1 | 64 | VENTURA | 58 | E-2 | _____ TRANSPORT ST., E/O CALLENS RD. | VENTURA | CA | 93003 | 34.2559 | -119.2419 | NORTHWEST |  | YES | NO | NO
SAN VICENTE | 442 | 5230 | Dupree, Daryl | 37594 | 16 | 4 | 5029 | LA CIENEGA | 8 | EL NIDO | 5023 | EL NIDO | I | 18264 |  | D | 5 | 42 | 1 | 54 | LOS ANGELES COUNTY | 40 | F-5 | 926 MONTANA AVE. | SANTA MONICA | CA | 90403 | 34.0294 | -118.4981 | NORTHWEST |  | NO | YES | NO
SANDRO | 1455 | 8233 |  |  | 33 | 12 | 5070 | VALLEY | 7 | VALLEY | 5070 | VALLEY | O | 18264 | 30407 | D | 3 | 77 | 4 | 16 | [5 empty] | CA | [5 empty] | NO | YES | NO
SANDSTONE | 1851 | 5059 |  |  | 220 | 66 | 5000 | SCE SYSTEM | 12 | SANTA CLARA | 5056 | MOORPARK | F | 38353 |  | P | 5 | 39 | 2 | 6 | VENTURA COUNTY |  |  | CALLEGUAS CREEK AND HUENEME RD. | CAMARILLO | CA | [5 empty] | NO | YES | NO
SANGAR | 367 | 5145 | Fish, Terry |  | 16 | 4 | 5012 | MESA | 3 | MESA/WALNUT | 5012 | MESA | I | 23437 |  | D | 1 | 27 | 3 | 3 | LOS ANGELES COUNTY - 1993 | 595 | F-2 | 1101 INDIANA AVE. | SOUTH PASADENA | CA | 91030 | 34.1127 | -118.1645 | SOUTHEAST |  | YES | NO | NO
SANTA ANA | 847 | 5849 | Johnson, Bill |  | 12 | 4 | 5086 | ELLIS | 2 | ELLIS | 5086 | ELLIS | I | 18264 |  | D | 1 | 29 | 2 | 45 | ORANGE COUNTY - 1993 | 829 | E-3 | 212 SYCAMORE ST. | SANTA ANA | CA | 92701 | 33.7465 | -117.8686 | SOUTHEAST |  | YES | NO | NO
SANTA ANA RIVER 3 | 1989 | 2317 |  |  | 33 | 33 | 1990 | SAN BERNARDINO | 5 | VISTA | 4000 | FOREIGN UTILITY | I | 18264 |  | D | 3 | 31 | 3 | 91 | SAN BERNARDINO | 19 | C-3 | 32387 GREENSPOT RD., EAST HIGHLANDS | HIGHLAND | CA | 92346 | 34.1076 | -117.0993 | SOUTHEAST |  | NO | YES | NO
SANTA BARBARA | 586 | 5531 | Carbone, Jim | 95310 | 66 | 16 | 5055 | GOLETA | 10 | GOLETA | 5056 | MOORPARK | I | 9133 |  | S | 5 | 49 | 1 | 63 | SANTA BARBARA COUNTY | 20 | A-2 | 702 E. GUTIERREZ ST. | SANTA BARBARA | CA | 93103 | 34.4229 | -119.6854 | NORTHWEST |  | YES | NO | YES
SANTA BARBARA | 585 | 5531 |  | 95310 | 66 | 4 | 5055 | GOLETA | 10 | GOLETA | 5056 | MOORPARK | I | 18264 |  | S | 5 | 49 | 1 | 63 | SANTA BARBARA COUNTY | 20 | A-2 | 702 E. GUTIERREZ ST. | SANTA BARBARA | CA | 93103 | 34.4229 | -119.6854 | NORTHWEST |  | YES | NO | YES
SANTA FE SPRINGS | 848 | 5850 | Apocada, Ed | 50293 | 66 | 12 | 5084 | CENTER | 9 | LIGHTHIPE | 5073 | LIGHTHIPE | I | 18264 |  | S | 1 | 47 | 2 | 1 | LOS ANGELES COUNTY - 1993 | 707 | A-4 | 12714 E. LOS NIETOS RD. | SANTA FE SPRINGS | CA | 90670 | 33.9477 | -118.0583 | NORTHWEST |  | YES | NO | NO
SANTA MONICA | 443 | 5231 | Dupree, Daryl | 30309 | 66 | 4 | 5029 | LA CIENEGA | 8 | EL NIDO | 5023 | EL NIDO | I | 18264 |  | S | 5 | 42 | 1 | 54 | LOS ANGELES COUNTY | 41 | B-6 | 819 COLORADO AVE. | SANTA MONICA | CA | 90401 | 34.0176 | -118.4883 | NORTHWEST |  | NO | YES | YES
SANTA MONICA | 444 | 5231 | Dupree, Daryl | 30309 | 66 | 16 | 5029 | LA CIENEGA | 8 | EL NIDO | 5023 | EL NIDO | I | 18264 |  | S | 5 | 42 | 1 | 54 | LOS ANGELES COUNTY | 41 | B-6 | 819 COLORADO AVE. | SANTA MONICA | CA | 90401 | 34.0176 | -118.4883 | NORTHWEST |  | NO | YES | YES
SANTA PAULA | 588 | 5533 |  |  | 16 | 4 | 5053 | SANTA CLARA | 12 | SANTA CLARA | 5056 | MOORPARK | O | 5480 | 33015 | D | 5 | 39 | 3 | 0 | VENTURA COUNTY | 40 | E-2 | 1343 E. MAIN ST. | SANTA PAULA | CA | 93060 |  |  |  |  | NO | YES | NO
SANTA ROSA | 1514 | 8292 | Brehaut, Paul | 14764 | 115 | 12 | 5067 | DEVERS | 6 | DEVERS | 5067 | DEVERS | I | 23863 |  | S | 3 | 79 | 4 | 13 | RIVERSIDE | 203 | B-4 | N/W OF MONTEREY AVE. AND CLANCY LANE | RANCHO MIRAGE | CA | 92270 | 33.7489 | -116.3922 | SOUTHEAST |  | NO | YES | NO
SANTA ROSA | 1515 | 8292 | Brehaut, Paul | 14764 | 115 | 33 | 5067 | DEVERS | 6 | DEVERS | 5067 | DEVERS | I | 23863 |  | S | 3 | 79 | 4 | 13 | RIVERSIDE | 203 | B-4 | N/W OF MONTEREY AVE. AND CLANCY LANE | RANCHO MIRAGE | CA | 92270 | 33.7489 | -116.3922 | SOUTHEAST |  | NO | YES | NO
SANTA SUSANA | 587 | 5532 | Manzano, John | 76912 | 66 | 16 | 5051 | SAUGUS | 13 | SAUGUS | 5056 | MOORPARK | I | 23163 |  | S | 5 | 35 | 3 | 61 | VENTURA | 56 | E-6 | 4011 COCHRAN ST. | SANTA SUSANA | CA | 93063 | 34.2796 | -118.7171 | NORTHWEST |  | YES | NO | YES
SANTIAGO | 331 | 5088 | Johnson, Bill | 52147 / 146 | 66 | 12 | 5088 | SANTIAGO | 2 | ELLIS | 5086 | ELLIS | I | 29738 |  | S | 1 | 43 | 2 | 44 | ORANGE COUNTY - 1994 | 890 | H-6 | 15882 SAND CANYON AVE. | IRVINE | CA | 92718 | 33.6651 | -117.7675 | SOUTHEAST |  | NO | YES | YES
SAR 3 | 1601 | 6906 | Martinez, Jimi | 17552 | 33 | 33 | 5064 | VISTA | 5 | VISTA | 4000 | FOREIGN UTILITY | O | 18264 | 36908 | D | 9 | 99 |  | 0 | SAN BERNARDINO | 19 | C-3 | 32387 GREENSPOT RD., EAST HIGHLANDS | SAN BERNARDINO | CA | 92346 |  |  |  |  | NO | YES | NO
SATICOY | 589 | 5534 | Carbone, Jim | 79658 | 66 | 16 | 5053 | SANTA CLARA | 12 | SANTA CLARA | 5056 | MOORPARK | I | 8461 |  | S | 5 | 39 | 2 | 64 | VENTURA COUNTY | 49 | F-3 | 10995 FOOTHILL RD. | SATICOY | CA | 93004 | 34.3005 | -119.1668 | NORTHWEST |  | NO | YES | YES
SAUGUS | 290 | 5051 | Upgrade | 71427 | 66 | 16 | 5051 | SAUGUS | 13 | SAUGUS | 5056 | MOORPARK | I | 8949 |  | S | 5 | 59 | 3 | 62 | LOS ANGELES 1993 | 4550 | C-2 | 25100 MAGIC MOUNTAIN PKWY. | SANTA CLARITA | CA | 91355 | 34.4218 | -118.5745 | NORTHWEST |  | NO | YES | NO
SAVAGE | 1393 | 8156 | Manzer, Jim | 13191-1 | 115 | 12 | 8027 | VICTOR | 15 | LUGO | 5061 | LUGO | I | 29342 |  | S | 3 | 73 | 4 | 23 | SAN BERNARDINO COUNTY | 709 | G-6 | N/O BEAR VALLEY RD, W/O HESPERIA RD. | HESPERIA | CA | 92345 | 34.474 | -117.294 | NORTHWEST |  | YES | NO | NO
SAVAGE | 1932 | 8156 | Manzer, Jim | 13191-1 | 115 | 115 | 8027 | VICTOR | 15 | LUGO | 5061 | LUGO | I | 35215 |  | S | 3 | 73 | 4 | 23 | SAN BERNARDINO COUNTY | 709 | G-6 | N/O BEAR VALLEY RD, W/O HESPERIA RD. | HESPERIA | CA | 92345 | 34.474 | -117.294 | NORTHWEST |  | YES | NO | NO
SAWTELLE | 468 | 5250 | Dupree, Daryl | 30366 / 37549 | 66 | 16 | 5029 | LA CIENEGA | 8 | EL NIDO | 5023 | EL NIDO | I | 24838 |  | S | 5 | 42 | 2 | 54 | LOS ANGELES COUNTY | 41 | D-4 | 11401 OHIO AVE. | WEST LOS ANGELES | CA | 90025 | 34.0475 | -118.4525 | NORTHWEST |  | YES | NO | NO
SEABRIGHT | 798 | 5790 | Murray, Kevin | 37355 | 66 | 12 | 5071 | HINSON | 9 | LIGHTHIPE | 5073 | LIGHTHIPE | I | 18749 |  | S | 1 | 46 | 1 | 51 | LOS ANGELES | 75 | B-5 | 445 SAN FRANCISCO AVE. | LONG BEACH | CA | 90802 | 33.7726 | -118.2034 | NORTHWEST |  | NO | YES | YES
SEARLES | 1511 | 8288 | Manzer, Jim |  | 115 | 33 | 8016 | KRAMER | 15 | LUGO | 5061 | LUGO | I | 18264 |  | S | 3 | 86 | 4 | 24 | SAN BERNARDINO | 700 | F-0 | 80000 TRONA RD. | TRONA | CA | 93562 | 35.7362 | -117.4013 | NORTHWEST |  | NO | YES | NO
SEAVIEW | 1763 | 5277 |  |  | 16 | 4 | 5021 | LA FRESA | 8 | EL NIDO | 5023 | EL NIDO | F | 40179 |  | D | 5 | 44 | 1 | 70 | LOS ANGELES COUNTY |  |  |  |  | CA | [5 empty] | NO | YES | NO
SECOND AVENUE | 1457 | 8235 |  |  | 33 | 12 | 4025 | BLYTHE (WALC) | 6 | DEVERS | 5067 | DEVERS | I | 18264 |  | D | 3 | 87 | 4 | 13 | RIVERSIDE | 723 | H-0 | C/O SECOND AVE. & INTAKE BLVD. | BLYTHE | CA | 92225 | 33.6913 | -114.5715 | SOUTHEAST |  | NO | YES | NO
SEDCO | 1458 | 8236 |  |  | 33 | 4.8 | 5070 | VALLEY | 7 | VALLEY | 5070 | VALLEY | O | 18264 | 31564 | D | 3 | 77 | 4 | 10 | [5 empty] | CA | [5 empty] | NO | YES | NO
SEDCO | 1459 | 8236 |  |  | 33 | 12 | 5070 | VALLEY | 7 | VALLEY | 5070 | VALLEY | O | 27912 | 31168 | D | 3 | 77 | 4 | 10 | [5 empty] | CA | [5 empty] | NO | YES | NO
SEGS 8 | [31 empty] | NO | YES | NO
SEGS 9 | [31 empty] | NO | YES | NO
SEPULVEDA | 416 | 5207 |  | 37597 / 36152 | 16 | 4 | 5023 | EL NIDO | 8 | EL NIDO | 5023 | EL NIDO | I | 18264 |  | D | 5 | 44 | 1 | 53 | LOS ANGELES | 56 | A-6 | 1820 E. GRAND AVE. | EL SEGUNDO | CA | 90245 | 33.9189 | -118.3965 | NORTHWEST |  | YES | NO | NO
SEPULVEDA | 417 | 5207 |  | 37597 / 36152 | 66 | 16 | 5023 | EL NIDO | 8 | EL NIDO | 5023 | EL NIDO | I | 18264 |  | S | 5 | 44 | 1 | 53 | LOS ANGELES | 56 | A-6 | 1820 E. GRAND AVE. | EL SEGUNDO | CA | 90245 | 33.9189 | -118.3965 | NORTHWEST |  | YES | NO | NO
SERFAS | 1728 | 5696 |  |  | 66 | 12 | 5062 | CHINO | 4 | MIRA LOMA/WALNUT | 5069 | MIRA LOMA | F | 40179 |  | S | 3 | 34 | 3 | 20 | LOS ANGELES COUNTY |  |  |  |  | CA | [5 empty] | NO | YES | NO
SHANDIN | 658 | 5618 | Martinez, Jimi | 17344 | 115 | 12 | 5064 | VISTA | 5 | VISTA | 5064 | VISTA | I | 24959 |  | S | 3 | 31 | 3 | 11 | SAN BERNARDINO COUNTY | 7 | A-1 | _____ STATE ST., BTWN. KENDALL DR. AND BARSTOW FWY. | SAN BERNARDINO | CA | 92407 | 34.1704 | -117.33 | SOUTHEAST |  | YES | NO | NO
SHARON | 389 | 5173 | Fish, Terry |  | 16 | 4 | 5015 | GOULD | 3 | MESA/WALNUT | 5012 | MESA | I | 18264 |  | D | 1 | 27 | 3 | 5 | LOS ANGELES COUNTY - 1993 | 534 | F-1 | 2923 FOOTHILL BLVD. | LA CRESCENTA | CA | 91214 | 34.2269 | -118.242 | SOUTHEAST |  | YES | NO | NO
SHAWNEE | 866 | 5869 | Rolf, Dave |  | 66 | 12 | 5081 | BARRE | 1 | VILLA PARK | 5082 | VILLA PARK | I | 24412 |  | S | 1 | 33 | 2 | 41 | ORANGE COUNTY - 1993 | 797 | G-7 | 6952 GARDEN GROVE BLVD. | WESTMINSTER | CA | 92683 | 33.7728 | -118.0118 | SOUTHEAST |  | YES | NO | NO
SHERWIN | 188 | 2593 |  |  | 115 | 12 | 8015 | INYO SCE | 15 | LUGO | 2556 | CONTROL | I | 32082 |  | D | 3 | 85 | 2 | 92 | CALIFORNIA ROAD ATLAS | 51 | B-3 | 1/4 MI. E/O TOM'S PLACE S/O HWY. 395 | TOM'S PLACE | CA | 93514 | 37.5602 | -118.6786 | NORTHWEST |  | NO | YES | YES
SHUTTLE | 522 | 5324 | Brown, Ken A. | 41455 | 66 | 12 | 5052 | ANTELOPE | 14 | VINCENT | 5054 | VINCENT | I | 32599 |  | S | 5 | 36 | 3 | 25 | LOS ANGELES COUNTY | 171 | H-1 | 20TH WEST., AND AVE M-4, | LANCASTER | CA | 93534 | 34.6434 | -118.1635 | NORTHWEST |  | YES | NO | NO
SIERRA MADRE | 366 | 5144 | Fish, Terry |  | 16 | 4 | 5013 | RIO HONDO | 3 | MESA/WALNUT | 5014 | MESA | I | 18264 |  | D | 1 | 27 | 3 | 5 | LOS ANGELES COUNTY - 1993 | 567 | A-3 | 102 BONITA AVE. | SIERRA MADRE | CA | 91024 | 34.1589 | -118.0534 | SOUTHEAST |  | YES | NO | NO
SIGNAL HILL | 763 | 5753 | Perez, Chris | 37453 | 12 | 4 | 5073 | LIGHTHIPE | 9 | LIGHTHIPE | 5073 | LIGHTHIPE | I | 18264 |  | S | 1 | 46 | 2 | 57 | LOS ANGELES | 75 | E-1 | 1900 E. SPRING ST. | SIGNAL HILL | CA | 90807 | 33.8114 | -118.1679 | NORTHWEST |  | NO | YES | YES
SIGNAL HILL | 764 | 5753 | Perez, Chris | 37453 | 66 | 12 | 5073 | LIGHTHIPE | 9 | LIGHTHIPE | 5073 | LIGHTHIPE | I | 8371 |  | S | 1 | 46 | 2 | 57 | LOS ANGELES | 75 | E-1 | 1900 E. SPRING ST. | SIGNAL HILL | CA | 90807 | 33.8114 | -118.1679 | NORTHWEST |  | NO | YES | YES
SILVER SPUR | 1460 | 8238 | Brehaut, Paul | 14770 | 33 | 12 | 5067 | DEVERS | 6 | DEVERS | 5067 | DEVERS | I | 27607 |  | D | 3 | 79 | 4 | 13 | RIVERSIDE | 213 | B-4 | S/E CORNER OF ARROW TRAIL AND LITTLE BEND TRAIL | PALM DESERT | CA | 92260 | 33.7 | -116.3856 | SOUTHEAST |  | NO | YES | NO
SILVERLAKE | 1818 | 8337 |  |  | 33 | 12 | 8027 | VICTOR | 15 | LUGO | 5061 | LUGO | F | 36161 |  | D | 3 | 73 | 4 | 30 | SAN BERNARDINO COUNTY |  |  |  |  | CA | [5 empty] | NO | YES | NO
SILVERWOOD | 1883 | 5642 |  |  | 115 | 12 | 5064 | VISTA | 5 | VISTA | 5064 | VISTA | F | 38353 |  | P | 3 | 40 | 2 | 40 | SAN BERNARDINO COUNTY | 71 | C-3 | HWT. 173., N/O SILVERWOOD LAKE | CEDARPINES PARK | CA | 92322 |  |  |  |  | NO | YES | NO
SIXTEENTH STREET | 1461 | 8239 | Martinez, Jimi |  | 33 | 12 | 5064 | VISTA | 5 | VISTA | 5064 | VISTA | I | 27181 |  | D | 3 | 31 | 4 | 11 | SAN BERNARDINO COUNTY | 7 | C-6 | 16TH ST. OFF MT. VERNON AVE. | SAN BERNARDINO | CA | 92405 | 34.1288 | -117.3043 | SOUTHEAST |  | NO | YES | NO
SKILAND | 176 | 2577 |  | 13032 | 33 | 12 | 8015 | INYO SCE | 15 | LUGO | 2556 | CONTROL | I | 26604 |  | D | 3 | 85 | 2 | 92 | CALIFORNIA ROAD ATLAS | 164 | E-3 | _____ CHATEAU RD., IN MAMMOTH VILLAGE | MAMMOTH LAKE | CA | 93546 | 37.6377 | -118.9638 | NORTHWEST |  | NO | YES | NO
SKYLARK | 1530 | 8308 | Caldera, Art | 17595 | 115 | 12 | 5070 | VALLEY | 7 | VALLEY | 5070 | VALLEY | I | 30803 |  | S | 3 | 77 | 4 | 16 | RIVERSIDE | 84 | D-5 | _____ CORYDON ST., BETWEEN CEREAL ST AND MISSION TRAIL | LAKE ELSINORE | CA | 92230 | 33.6314 | -117.2909 | SOUTHEAST |  | YES | NO | NO
SKYLINE | 1830 | 5156 |  |  | 66 | 12 | 5014 | WALNUT | 4 | MIRA LOMA/WALNUT | 5014 | WALNUT | F | 38353 |  | P | 1 | 26 | 2 | 10 | LOS ANGELES COUNTY |  |  |  |  | CA | [5 empty] | NO | YES | NO
SLATER | 895 | 5903 | Rolf, Dave |  | 66 | 12 | 5086 | ELLIS | 2 | ELLIS | 5086 | ELLIS | I | 26238 |  | S | 1 | 33 | 1 | 42 | ORANGE COUNTY - 1993 | 857 | G-3 | 18751 EDWARDS ST. | HUNTINGTON BEACH | CA | 92648 | 33.6921 | -118.0155 | SOUTHEAST |  | YES | NO | NO
SMILEY | 693 | 5653 | Martinez, Jimi |  | 12 | 4 | 1990 | SAN BERNARDINO | 5 | VISTA | 5064 | VISTA | I | 18264 |  | D | 3 | 31 | 4 | 17 | SAN BERNARDINO COUNTY | 29 | D-6 | HENRIETTA ST. AND RIDGE ST. | REDLANDS | CA | 92374 | 34.0359 | -117.1664 | SOUTHEAST |  | NO | YES | NO
SOBOBA | 1462 | 8240 |  |  | 33 | 4.8 | 5070 | VALLEY | 7 | VALLEY | 5070 | VALLEY | O | 18264 | 34697 | D | 3 | 77 | 4 | 16 | RIVERSIDE | 57 | B-5 | SOBOBA AND JOHNSTON ST. 2 MILES E/O HEMET | SOBOBA HOT SPRINGS | CA | 92383 |  |  |  |  | NO | YES | NO
SOLEMINT | 611 | 5560 | Upgrade |  | 66 | 16 | 5051 | SAUGUS | 13 | SAUGUS | 5056 | MOORPARK | I | 23529 |  | S | 5 | 59 | 3 | 62 | CALIFORNIA ROAD ATLAS | 89 | C-4 | _____ SIERRA BLVD., W/O SAN CANYON RD. | SAUGUS | CA | 91351 | 34.454 | -118.421 | NORTHWEST |  | NO | YES | NO
SOMERSET | 765 | 5754 | Perez, Chris | 37510 | 66 | 4 | 5085 | DEL AMO | 9 | LIGHTHIPE | 5073 | LIGHTHIPE | I | 9802 |  | S | 1 | 32 | 2 | 52 | LOS ANGELES | 66 | B-5 | C/O LAKEWOOD BLVD. AND ARTESIA ST. | BELLFLOWER | CA | 90712 | 33.8742 | -118.1439 | NORTHWEST |  | YES | NO | YES
SOMERSET | 766 | 5754 | Perez, Chris | 37510 | 66 | 12 | 5085 | DEL AMO | 9 | LIGHTHIPE | 5073 | LIGHTHIPE | I | 9802 |  | S | 1 | 32 | 2 | 52 | LOS ANGELES | 66 | B-5 | C/O LAKEWOOD BLVD. AND ARTESIA ST. | BELLFLOWER | CA | 90712 | 33.8742 | -118.1439 | NORTHWEST |  | YES | NO | YES
SOMIS | 590 | 5536 | Manzano, John | 76907 | 66 | 16 | 5053 | SANTA CLARA | 12 | SANTA CLARA | 5056 | MOORPARK | I | 9529 |  | S | 5 | 39 | 2 | 64 | VENTURA | 62 | B-1 | _____C/O BRADLEY RD. AND LOS ANGELES AVE. | SOMIS | CA | 93066 | 34.2643 | -119.0105 | NORTHWEST |  | NO | YES | YES
SOQUEL | 1553 | 5693 | Olson, Marty | 17424 | 66 | 12 | 5062 | CHINO | 4 | MIRA LOMA/WALNUT | 5069 | MIRA LOMA | I | 33010 |  | S | 3 | 34 | 3 | 12 | SAN BERNARDINO COUNTY |  |  | N/O SOQUEL CYN. RD., 2 MI. W/O POMONA-RINCON RD. | CHINO | CA | 91709 | 33.9647 | -117.6945 | SOUTHEAST |  | YES | NO | NO
SOUTH GATE | 797 | 5787 | Murray, Kevin | 37760 | 16 | 4 | 5074 | LAGUNA BELL | 9 | LIGHTHIPE | 5073 | LIGHTHIPE | I | 17838 |  | D | 1 | 32 | 2 | 57 | LOS ANGELES | 59 | A-3 | 9706 STATE ST., AT MISSOURI ST. | SOUTH GATE | CA | 90280 | 33.9475 | -118.2137 | NORTHWEST |  | YES | NO | NO
SPRINGVILLE | 1621 | 5034 | Clark, Gerald | 74471 | 66 | 66 | 5034 | SPRINGVILLE | 17 | SAN JOAQUIN | 5033 | RECTOR | I | 17685 |  | S | 5 | 51 | 3 | 33 | CENTRAL VALLEY CITIES |  |  | _____ FRAZIER VALLEY RD., 8.5 MI. E/O TOWN | STRATHMORE | CA | 93267 | 36.108 | -118.9384 | NORTHWEST |  | NO | YES | NO
STADIUM | 800 | 5796 | Perez, Chris | 34248 | 66 | 12 | 1410 | ALAMITOS | 9 | LIGHTHIPE | 5073 | LIGHTHIPE | I | 18264 |  | D | 1 | 46 | 1 | 52 | LOS ANGELES | 76 | E-5 | _____ E. SEVENTH ST. | LONG BEACH | CA | 90803 | 33.7717 | -118.1005 | NORTHWEST |  | NO | YES | YES
STADLER | 1531 | 8309 | Caldera, Art | 18941 / 17541 | 115 | 12 | 5070 | VALLEY | 7 | VALLEY | 5070 | VALLEY | I | 32964 |  | S | 3 | 77 | 3 | 16 | RIVERSIDE | 113 | F-2 | _____ LOS ALMOS RD. @ MADISON ST., 1/2 MILE S/W OF I-15 | MURRIETA | CA | 92362 | 33.5578 | -117.2032 | SOUTHEAST |  | YES | NO | NO
STARLINE | 1766 | 5279 |  |  | 66 | 16 | 5021 | LA FRESA | 8 | EL NIDO | 5023 | EL NIDO | F | 40179 |  | S | 5 | 44 | 1 | 50 | LOS ANGELES COUNTY |  |  |  |  | CA | [5 empty] | NO | YES | NO
STATE STREET | 767 | 5755 | Murray, Kevin | 32724 | 66 | 12 | 5071 | HINSON | 9 | LIGHTHIPE | 5073 | LIGHTHIPE | I | 9041 |  | S | 1 | 46 | 1 | 51 | LOS ANGELES | 75 | C-3 | 1801 MAGNOLIA AVE. | LONG BEACH | CA | 90806 | 33.7902 | -118.1984 | NORTHWEST |  | NO | YES | YES
STELLAR | 1784 | 5294 |  |  | 66 | 16 | 5056 | MOORPARK | 11 | MOORPARK | 5056 | MOORPARK | F | 38353 |  | P | 5 | 35 | 2 | 60 | VENTURA COUNTY | 54 | F-4 | N/E C/O CAMPUS PARK DR. & BERAGEN ST. | MOORPARK | VA | 93021 |  |  |  |  | NO | YES | NO
STETSON | 711 | 5686 | Caldera, Art | 17536 | 115 | 12 | 5070 | VALLEY | 7 | VALLEY | 5070 | VALLEY | I | 28642 |  | S | 3 | 77 | 4 | 16 | RIVERSIDE | 55 | F-6 | 26750 SANDERSON AVE. | HEMET | CA | 92343 | 33.7333 | -117.0076 | SOUTHEAST |  | YES | NO | NO
STEWART | 849 | 5852 | Perez, Chris | 37516 | 66 | 12 | 5084 | CENTER | 9 | LIGHTHIPE | 5073 | LIGHTHIPE | I | 23255 |  | S | 1 | 47 | 2 | 57 | LOS ANGELES | 60 | B-4 | 11523 PARAMOUNT BLVD. | DOWNEY | CA | 90241 | 33.9402 | -118.1403 | NORTHWEST |  | YES | NO | NO
STIRRUP | 477 | 5259 |  |  | 16 | 4 | 5021 | LA FRESA | 8 | EL NIDO | 5023 | EL NIDO | I | 18264 |  | D | 5 | 44 | 1 | 56 | LOS ANGELES | 78 | C-2 | W/O PALOS VERDES DR. AND VIA CANADA | PALOS VERDES | CA | 90274 | 33.7519 | -118.3268 | NORTHWEST |  | NO | YES | NO
STODDARD | 673 | 5632 | Martinez, Jimi | 12786 | 33 | 4 | 1990 | SAN BERNARDINO | 5 | VISTA | 5064 | VISTA | I | 18264 |  | D | 3 | 31 | 4 | 11 | SAN BERNARDINO COUNTY | 16 | E-4 | 105 S. STODDARD ST. | SAN BERNARDINO | CA | 92401 | 34.1005 | -117.2927 | SOUTHEAST |  | NO | YES | NO
STRATHMORE | 523 | 5325 | Clark, Gerald | 49911 | 66 | 12 | 5034 | SPRINGVILLE | 17 | SAN JOAQUIN | 5033 | RECTOR | I | 9953 |  | S | 5 | 51 | 3 | 33 | CENTRAL VALLEY CITIES |  |  | _____ PERTH AND FRAZIER VALLEY RD. | STRATHMORE | CA | 93267 | 36.146 | -119.0578 | NORTHWEST |  | NO | YES | NO
SULDOX | 1751 | 6205 |  |  | 66 | 12 | 5071 | HINSON | 9 | LIGHTHIPE | 5073 | LIGHTHIPE | F | 38353 |  | P | 1 | 46 | 2 | 50 | LOS ANGELES COUNTY |  |  |  |  | CA | [5 empty] | NO | YES | NO
SULLIVAN | 858 | 5862 | Rolf, Dave |  | 66 | 4 | 5086 | ELLIS | 2 | ELLIS | 5086 | ELLIS | I | 18264 |  | S | 1 | 29 | 2 | 45 | ORANGE COUNTY - 1993 | 829 | B-3 | 2440 W. FIRST ST. | SANTA ANA | CA | 92703 | 33.744 | -117.9003 | SOUTHEAST |  | YES | NO | NO
SULLIVAN | 859 | 5862 | Rolf, Dave |  | 66 | 12 | 5086 | ELLIS | 2 | ELLIS | 5086 | ELLIS | I | 18264 |  | S | 1 | 29 | 2 | 45 | ORANGE COUNTY - 1993 | 829 | B-3 | 2440 W. FIRST ST. | SANTA ANA | CA | 92703 | 33.744 | -117.9003 | SOUTHEAST |  | YES | NO | NO
SULPHER | 1799 | 6311 |  |  | 66 | 16 | 5053 | SANTA CLARA | 12 | SANTA CLARA | 5056 | MOORPARK | F | 38353 |  | P | 5 | 39 |  | 60 | VENTURA COUNTY |  |  | 2 |  | CA | [5 empty] | NO | YES | NO
SUMMIT | 1741 | 5677 |  |  | 66 | 12 | 1310 | ETIWANDA | 4 | MIRA LOMA/WALNUT | 5069 | MIRA LOMA | F | 38353 |  | P | 3 | 30 | 3 | 10 | SAN BERNARDINO COUNTY | 4 | C-5 | C/O HIGHLAND AVE. & EAST AVE. | ETIWANDA | CA | 91739 |  |  |  |  | NO | YES | NO
SUN CITY | 1465 | 8243 | Caldera, Art |  | 33 | 12 | 5070 | VALLEY | 7 | VALLEY | 5070 | VALLEY | I | 18264 |  | D | 3 | 77 | 4 | 16 | RIVERSIDE | 73 | E-5 | C/O NEWPORT AND LINDENBERGER | SUN CITY | CA | 92381 | 33.6874 | -117.1458 | SOUTHEAST |  | YES | NO | NO
SUNNY DUNES | 1466 | 8244 | Brehaut, Paul |  | 33 | 4 | 5067 | DEVERS | 6 | DEVERS | 5067 | DEVERS | I | 23498 |  | D | 3 | 79 | 4 | 13 | RIVERSIDE | 190 | F-2 | CALLE ENCILIA & CAMINO PAROCELA, 1/2 BLK E/O INDIAN AVE | PALM SPRINGS | CA | 92264 | 33.8144 | -116.5443 | SOUTHEAST |  | NO | YES | NO
SUNNYMEAD | 1467 | 8245 |  |  | 33 | 4 | 5070 | VALLEY | 7 | VALLEY | 5070 | VALLEY | O | 18264 | 32264 | D | 3 | 77 | 4 | 16 | [5 empty] | CA | [5 empty] | NO | YES | NO
SUNNYSIDE | 794 | 5785 | Perez, Chris | 37454 | 66 | 4 | 5073 | LIGHTHIPE | 9 | LIGHTHIPE | 5073 | LIGHTHIPE | I | 18019 |  | S | 1 | 46 | 2 | 57 | LOS ANGELES | 70 | E-2 | 5300 CHERRY AVE. | LONG BEACH | CA | 90802 | 33.8536 | -118.1665 | NORTHWEST |  | NO | YES | YES
SUNNYSIDE | 795 | 5785 | Perez, Chris | 37454 | 66 | 12 | 5073 | LIGHTHIPE | 9 | LIGHTHIPE | 5073 | LIGHTHIPE | I | 18019 |  | S | 1 | 46 | 2 | 57 | LOS ANGELES | 70 | E-2 | 5300 CHERRY AVE. | LONG BEACH | CA | 90802 | 33.8536 | -118.1665 | NORTHWEST |  | NO | YES | YES
TAHITI | 488 | 5271 | Dupree, Daryl | 37588 | 66 | 16 | 5029 | LA CIENEGA | 8 | EL NIDO | 5023 | EL NIDO | I | 26207 |  | S | 5 | 42 | 1 | 54 | LOS ANGELES COUNTY | 702 | B-1 | 13837 W. FIJI WAY | MARINA DEL REY | CA | 90292 | 33.9774 | -118.436 | NORTHWEST |  | YES | NO | YES
TALBERT | 850 | 5853 | Rolf, Dave |  | 66 | 12 | 5086 | ELLIS | 2 | ELLIS | 5086 | ELLIS | I | 21551 |  | S | 1 | 29 | 2 | 41 | ORANGE COUNTY - 1993 | 888 | J-1 | 2430 S. HARBOR BLVD. | SANTA ANA | CA | 92704 | 33.7141 | -117.9198 | SOUTHEAST |  | YES | NO | NO
TAMARISK | 1340 | 8099 | Brehaut, Paul | 14311 | 115 | 12 | 5067 | DEVERS | 6 | DEVERS | 5067 | DEVERS | I | 29342 |  | S | 3 | 79 | 4 | 13 | RIVERSIDE | 192 | B-5 | _____ PLUMLEY RD. 350 FT. W/O CONVERSE RD. | CATHEDRAL CITY | CA | 92234 | 33.7919 | -116.4497 | SOUTHEAST |  | YES | NO | NO
TAPIA | 493 | 5281 | Manzano, John | 76958 | 66 | 16 | 5056 | MOORPARK | 11 | MOORPARK | 5056 | MOORPARK | I | 28095 |  | S | 5 | 35 | 1 | 61 | LOS ANGELES COUNTY - 1994 | 629 | A-7 | 3806 CROSS CREEK RD. | MALIBU | CA | 90265 | 34.0376 | -118.6835 | NORTHWEST |  | NO | YES | YES
TEAM | 862 | 5865 | Rolf, Dave |  | 66 | 12 | 5081 | BARRE | 1 | VILLA PARK | 5082 | VILLA PARK | I | 31564 |  | S | 1 | 33 | 2 | 41 | ORANGE COUNTY - 1993 | 827 | H-3 | _____ BOLSA AVE., E/O CHESTNUT ST. | WESTMINSTER | CA | 92683 | 33.745 | -118.0016 | SOUTHEAST |  | YES | NO | NO
TECATE | 1735 | 5689 |  |  | 33 | 12 | 5067 | DEVERS | 6 | DEVERS | 5067 | DEVERS | F | 38353 |  | P | 3 | 79 | 4 | 20 | [5 empty] | CA | [5 empty] | NO | YES | NO
TECOPA | 1761 | 8131 |  |  | 115 | 12 | 8016 | KRAMER | 15 | LUGO | 5090 | ELDORADO | F | 38353 |  | P | 3 | 73 | 4 | 30 | SAN BERNARDINO COUNTY |  |  |  |  | CA | [5 empty] | NO | YES | NO
TELEGRAPH | 888 | 5892 | Apocada, Ed | 53938 | 66 | 12 | 5087 | OLINDA | 1 | VILLA PARK | 5082 | VILLA PARK | I | 18264 |  | S | 1 | 48 | 2 | 1 | LOS ANGELES COUNTY - 1993 | 707 | J-6 | 15801 LEFFINGWELL RD. | LA HABRA | CA | 90632 | 33.9323 | -117.9923 | SOUTHEAST |  | YES | NO | NO
TEMESCAL | 1471 | 8250 | Olson, Marty |  | 33 | 4 | 5069 | MIRA LOMA | 4 | MIRA LOMA/WALNUT | 5069 | MIRA LOMA | O | 18264 | 37011 | D | 3 | 34 | 3 | 12 | RIVERSIDE COUNTY |  |  | 300 FT. W/O TEMESCAL RD. OFF OF CAJALCO RD. |  | CA | 92881 |  |  |  |  | NO | YES | NO
TEMPLE | 387 | 5170 | Fish, Terry | 37737 | 16 | 4 | 5012 | MESA | 3 | MESA/WALNUT | 5012 | MESA | I | 18264 |  | D | 1 | 27 | 3 | 3 | LOS ANGELES COUNTY - 1993 | 596 | J-3 | 5911 N. ENCINITA AVE. | TEMPLE CITY | CA | 91780 | 34.1075 | -118.0676 | SOUTHEAST |  | YES | NO | NO
TENAJA | 1910 | 8270 |  |  | 33 | 12 | 5070 | VALLEY | 7 | VALLEY | 5070 | VALLEY | I | 34789 |  | D | 3 | 77 | 4 | 20 | RIVERSIDE COUNTY - 1994 | 99 | A-5 | GRAND AVE. N/S, W/O CLINTON KEITH RD. | MURRIETTA | CA | 92530 |  |  |  |  | YES | NO | NO
TENNESSEE | 668 | 5628 | Martinez, Jimi | 49936 | 66 | 12 | 1990 | SAN BERNARDINO | 5 | VISTA | 5064 | VISTA | I | 24563 |  | S | 3 | 31 | 4 | 17 | SAN BERNARDINO COUNTY | 30 | C-6 | N/E C/O 18TH ST. & AVENUE 'E', S/O YUCAIPA BLVD | REDLANDS | CA | 92374 | 34.0275 | -117.1112 | SOUTHEAST |  | YES | NO | NO
TEQUILLA | 1736 | 8249 |  |  | 115 | 12 | 5067 | DEVERS | 6 | DEVERS | 5067 | DEVERS | F | 38353 |  | P | 3 | 79 | 4 | 20 | [5 empty] | CA | [5 empty] | NO | YES | NO
TERRA BELLA | 524 | 5326 | Cochran, Mike |  | 66 | 12 | 5035 | VESTAL | 17 | SAN JOAQUIN | 5033 | RECTOR | I | 5115 |  | S | 5 | 51 | 3 | 33 | CENTRAL VALLEY CITIES | 15 | C-6 | ROAD 248 AND AVENUE 96. | TERRA BELLA | CA | 93270 | 35.9641 | -119.0186 | NORTHWEST |  | NO | YES | NO
TERRACE | 368 | 5146 | Fish, Terry |  | 16 | 4 | 5012 | MESA | 3 | MESA/WALNUT | 5012 | MESA | I | 9710 |  | D | 1 | 22 | 2 | 2 | LOS ANGELES COUNTY - 1993 | 635 | D-3 | 3825 WHITESIDE AVE. | LOS ANGELES | CA | 90063 | 34.058 | -118.1831 | SOUTHEAST |  | YES | NO | NO
THORNHILL | 1464 | 8242 | Brehaut, Paul |  | 115 | 12 | 5067 | DEVERS | 6 | DEVERS | 5067 | DEVERS | I | 32295 |  | S | 3 | 79 | 4 | 13 | RIVERSIDE | 191 | A-2 | 655 CALLE AMIGOS | PALM SPRINGS | CA | 92262 | 33.8133 | -116.5325 | SOUTHEAST |  | YES | NO | NO
THORNHILL | 1463 | 8242 |  |  | 33 | 4 | 5067 | DEVERS | 6 | DEVERS | 5067 | DEVERS | O | 18264 | 31929 | D | 3 | 79 | 4 | 13 | RIVERSIDE | 191 | A-2 | 655 CALLE AMIGOS | PALM SPRINGS | CA | 92262 | 33.8133 | -116.5325 | SOUTHEAST |  | YES | NO | NO
THOUSAND OAKS | 620 | 5569 | Manzano, John | 76968 | 66 | 16 | 5056 | MOORPARK | 11 | MOORPARK | 5056 | MOORPARK | I | 22160 |  | S | 5 | 35 | 2 | 61 | VENTURA COUNTY | 74 | B-5 | N/O WILBUR ROAD, E/O MOORPARK RD. | THOUSAND OAKS | CA | 91360 | 34.1874 | -118.8717 | NORTHWEST |  | YES | NO | NO
THREE RIVERS | 546 | 5350 | Clark, Gerald |  | 66 | 12 | 5033 | RECTOR | 17 | SAN JOAQUIN | 5033 | RECTOR | I | 20760 |  | S | 5 | 51 | 2 | 32 | CENTRAL VALLEY CITIES | 12 | E-7 | HIGHWAY 198, 1.5 MILES N/O TOWN | THREE RIVERS | CA | 93271 | 36.4537 | -118.8877 | NORTHWEST |  | NO | YES | NO
THUNDERBIRD | 1472 | 8251 | Brehaut, Paul |  | 33 | 4.8 | 5067 | DEVERS | 6 | DEVERS | 5067 | DEVERS | I | 18264 |  | D | 3 | 79 | 1 | 13 | RIVERSIDE COUNTY |  |  | _____ HWY. 111, 3/8 MILE S/E OF THUNDERBIRD RANCH RD. | PALM SPRINGS | CA | 92270 | 33.7508 | -116.4257 | SOUTHEAST |  | NO | YES | NO
TIEFORT | 1335 | 8024 | Manzer, Jim |  | 115 | 33 | 8016 | KRAMER | 15 | LUGO | 5090 | ELDORADO | I | 24228 |  | S | 3 | 72 | 4 | 24 | SAN BERNARDINO COUNTY | 705 | F-0 | S/W C/O FT.IRWIN RD. & PICKERING RD. | FORT IRWIN | CA | 92310 | 35.2269 | -116.7306 | NORTHWEST |  | NO | YES | YES
TIJERAS | 1804 | 5938 |  |  | 66 | 12 | 5088 | SANTIAGO | 2 | ELLIS | 5086 | ELLIS | F | 38353 |  | P | 1 | 33 | 1 | 80 | [5 empty] | CA | [5 empty] | NO | YES | NO
TIMBERWINE | 554 | 5361 |  |  | 33 | 12 | 2202 | BIG CREEK SYSTEM | 17 | SAN JOAQUIN | 5033 | RECTOR | I | 31837 |  | D | 5 | 50 | 2 | 90 | CENTRAL VALLEY CITIES | 8 | K-4 | 4.5 MI. S/E OF HWY 168 AND SHAVER LAKE BOAT MARINA | SHAVER LAKE | CA | 93664 |  |  |  |  | NO | YES | NO
TIMOTEO | 642 | 5604 | Martinez, Jimi | 17286 / 293 | 66 | 12 | 1990 | SAN BERNARDINO | 5 | VISTA | 5064 | VISTA | I | 24228 |  | S | 3 | 31 | 4 | 17 | SAN BERNARDINO COUNTY | 28 | C-2 | MOUNTAIN VIEW AVE. & REDLANDS BLVD. | REDLANDS | CA | 92374 | 34.0621 | -117.2442 | SOUTHEAST |  | NO | YES | NO
TIPPECANOE | 678 | 5637 | Martinez, Jimi |  | 12 | 4 | 1990 | SAN BERNARDINO | 5 | VISTA | 5064 | VISTA | I | 18264 |  | D | 3 | 31 | 4 | 11 | SAN BERNARDINO | 17 | B-1 | _____ BASELINE AVE., E/O TIPPECANOE | SAN BERNARDINO | CA | 92410 | 34.1209 | -117.2584 | SOUTHEAST |  | NO | YES | NO
TIPTON | 525 | 5327 | Clark, Gerald | 49904 | 66 | 12 | 5034 | SPRINGVILLE | 17 | SAN JOAQUIN | 5033 | RECTOR | I | 3440 |  | S | 5 | 51 | 3 | 33 | CENTRAL VALLEY CITIES | 14 | J-5 | ROAD 120 & AVE. 144 | TIPTON | CA | 93272 | 36.052 | -119.3044 | NORTHWEST |  | YES | NO | NO
TOPANGA | 459 | 5243 | Manzano, John | 49964 | 16 | 4 | 5056 | MOORPARK | 11 | MOORPARK | 5056 | MOORPARK | I | 18264 |  | D | 5 | 35 | 2 | 61 | LOS ANGELES COUNTY | 109 | B-3 | 121 N. OLD TOPANGA CANYON RD. | TOPANGA | CA | 90290 | 34.0902 | -118.6043 | NORTHWEST |  | NO | YES | YES
TOPAZ | 484 | 5268 |  |  | 66 | 4 | 5021 | LA FRESA | 8 | EL NIDO | 5023 | EL NIDO | I | 22890 |  | S | 5 | 44 | 1 | 56 | LOS ANGELES COUNTY | 67 | E-5 | S/E C/O PROSPECT AVE. & KNOB HILL AVE. | REDONDO | CA | 90503 | 33.8276 | -118.376 | NORTHWEST |  | YES | NO | NO
TORRANCE | 485 | 5269 |  | 33929 | 66 | 16 | 5021 | LA FRESA | 8 | EL NIDO | 5023 | EL NIDO | I | 23255 |  | S | 5 | 44 | 2 | 56 | LOS ANGELES | 68 | B-5 | 1720 MADRONA AVE. | TORRANCE | CA | 90503 | 33.8305 | -118.3438 | NORTHWEST |  | YES | NO | NO
TORTILLA | 1517 | 8295 | Manzer, Jim | 15222 | 33 | 12 | 8016 | KRAMER | 15 | LUGO | 5090 | ELDORADO | I | 24532 |  | D | 3 | 72 | 4 | 24 | SAN BERNARDINO COUNTY | 91 | D-1 | _____ HWY ___., 2 MI. S/W OF TOWN | BARSTOW | CA | 92311 | 34.8634 | -117.0318 | NORTHWEST |  | NO | YES | YES
TORTILLA | 1518 | 8295 | Manzer, Jim | 15222 | 115 | 33 | 8016 | KRAMER | 15 | LUGO | 5090 | ELDORADO | I | 24532 |  | S | 3 | 72 | 4 | 24 | SAN BERNARDINO COUNTY | 91 | D-1 | _____ HWY ___., 2 MI. S/W OF TOWN | BARSTOW | CA | 92311 | 34.8634 | -117.0318 | NORTHWEST |  | NO | YES | YES
TRASK | 893 | 5899 | Rolf, Dave | 53942 | 66 | 12 | 5081 | BARRE | 1 | VILLA PARK | 5082 | VILLA PARK | I | 20424 |  | S | 1 | 29 | 2 | 41 | ORANGE COUNTY - 1993 | 798 | B-7 | 8602 TRASK AVE. | GARDEN GROVE | CA | 92644 | 33.7664 | -117.9798 | SOUTHEAST |  | YES | NO | NO
TRAVERTINE | 707 | 5675 | Brady, Neil (WF) |  | 33 | 33 | 4020 | NEVADA POWER | 16 | ELDORADO | 5090 | ELDORADO | O | 23468 | 36962 | D | 3 | 86 | 4 | 21 | CALIFORNIA ROAD ATLAS | 62 | A-5 | FURNACE CREEK, DEATH VALLEY | FURNACE CREEK | CA | 92328 |  |  |  |  | NO | YES | NO
TRONA | 1473 | 8252 | Manzer, Jim |  | 33 | 12 | 8016 | KRAMER | 15 | LUGO | 5061 | LUGO | I | 24259 |  | D | 3 | 86 | 4 | 24 | SAN BERNARDINO COUNTY | 400 | E-4 | _____ ATHOL ST. 700 FT. W/O TRONA RD. | TRONA | CA | 93562 | 35.7742 | -117.3704 | NORTHWEST |  | NO | YES | NO
TROPHY | 679 | 5638 | Reid, Jim |  | 66 | 12 | 5062 | CHINO | 4 | MIRA LOMA/WALNUT | 5069 | MIRA LOMA | I | 29373 |  | S | 1 | 26 | 3 | 6 | LOS ANGELES COUNTY - 1993 | 640 | A-4 | _____ VALLEY BLVD., W/O W. POMONA BLVD. | POMONA | CA | 91766 | 34.0423 | -117.817 | SOUTHEAST |  | YES | NO | NO
TULARE | 526 | 5328 | Clark, Gerald | 73345 | 66 | 4 | 5033 | RECTOR | 17 | SAN JOAQUIN | 5033 | RECTOR | I | 4384 |  | S | 5 | 51 | 3 | 32 | CENTRAL VALLEY CITIES |  |  | 368 N. BLACKSTONE AVE. | TULARE | CA | 93274 | 36.2134 | -119.3304 | NORTHWEST |  | NO | YES | NO
TULARE | 527 | 5328 | Clark, Gerald | 73345 | 66 | 12 | 5033 | RECTOR | 17 | SAN JOAQUIN | 5033 | RECTOR | I | 4384 |  | S | 5 | 51 | 3 | 32 | CENTRAL VALLEY CITIES |  |  | 368 N. BLACKSTONE AVE. | TULARE | CA | 93274 | 36.2134 | -119.3304 | NORTHWEST |  | NO | YES | NO
TURNER | 1474 | 8254 |  |  | 33 | 2.4 | 8027 | VICTOR | 15 | LUGO | 5061 | LUGO | O | 18264 | 31260 | D | 3 | 73 | 4 | 30 | SAN BERNARDINO COUNTY |  |  |  |  | CA | [5 empty] | NO | YES | NO
TUSTIN | 875 | 5878 |  |  | 66 | 12 | 5082 | VILLA PARK | 1 | VILLA PARK | 5082 | VILLA PARK | O | 31976 | 34088 | S | 1 | 29 | 1 | 45 | LOS ANGELES 1993 | 830 | C-1 | 17TH ST. NEAR GERSHON PL. | TUSTIN | CA | 92705 |  |  |  |  | NO | YES | NO
TWENTYNINE PALMS | 1475 | 8255 | Brehaut, Paul | 14451 | 33 | 4.8 | 5067 | DEVERS | 6 | DEVERS | 5067 | DEVERS | I | 18264 |  | D | 3 | 84 | 4 | 13 | SAN BERNARDINO | 716 | F-2 | 1 BLK N/O & 1/2 BLK E/O 29 PALMS HWY & ADOBE RD. | 29 PALMS | CA | 92256 | 34.1378 | -116.0539 | SOUTHEAST |  | NO | YES | NO
TWENTYNINE PALMS | 1476 | 8255 | Brehaut, Paul | 14451 | 33 | 12 | 5067 | DEVERS | 6 | DEVERS | 5067 | DEVERS | I | 18264 |  | D | 3 | 84 | 4 | 13 | SAN BERNARDINO | 716 | F-2 | 1 BLK N/O & 1/2 BLK E/O 29 PALMS HWY & ADOBE RD. | 29 PALMS | CA | 92256 | 34.1378 | -116.0539 | SOUTHEAST |  | NO | YES | NO
TWO HARBORS | 491 | 5274 |  |  | 12 | 12 | 3002 | CATALINA | 9 | LIGHTHIPE | 5073 | LIGHTHIPE | I | 24624 |  | D | 1 | 61 | 1 | 50 | LOS ANGELES | 5923 |  | EMPIRE LANDING RD. | SANTA CATALINA ISLAND | CA | 90704 | 33.4372 | -118.4918 | NORTHWEST |  | NO | YES | NO
UPLAND | 675 | 5635 | Olson, Marty | 17345 | 66 | 4 | 5045 | PADUA | 4 | MIRA LOMA/WALNUT | 5069 | MIRA LOMA | I | 18264 |  | S | 3 | 34 | 3 | 15 | SAN BERNARDINO COUNTY | 11 | B-4 | 86 STOWELL ST. | UPLAND | CA | 91786 | 34.0936 | -117.6501 | SOUTHEAST |  | NO | YES | YES
UPLAND | 676 | 5635 | Olson, Marty | 17345 | 66 | 12 | 5045 | PADUA | 4 | MIRA LOMA/WALNUT | 5069 | MIRA LOMA | I | 18264 |  | S | 3 | 34 | 3 | 15 | SAN BERNARDINO COUNTY | 11 | B-4 | 86 STOWELL ST. | UPLAND | CA | 91786 | 34.0936 | -117.6501 | SOUTHEAST |  | NO | YES | YES
VAIL | 391 | 5175 | Fish, Terry | 45345 | 66 | 16 | 5074 | LAGUNA BELL | 9 | LIGHTHIPE | 5073 | LIGHTHIPE | I | 20972 |  | S | 1 | 32 | 2 | 2 | LOS ANGELES COUNTY - 1993 | 676 | B-3 | 6701 E. FLOTILLA ST., C/O YATES AVE. | COMMERCE | CA | 90640 | 34.148 | -118.6301 | NORTHWEST |  | YES | NO | NO
VALDEZ | 450 | 5236 | Manzano, John | 76969 | 66 | 16 | 5056 | MOORPARK | 11 | MOORPARK | 5056 | MOORPARK | I | 24869 |  | S | 5 | 35 | 3 | 61 | LOS ANGELES COUNTY | 100 | F-3 | _____ PARK ORA., W/O VAL MAR RD. | CALABASAS | CA | 91302 | 34.1647 | -117.2865 | SOUTHEAST |  | NO | YES | YES
VALENCIA | 689 | 5647 | Martinez, Jimi |  | 12 | 4 | 1990 | SAN BERNARDINO | 5 | VISTA | 5064 | VISTA | I | 18264 |  | D | 3 | 31 | 4 | 11 | SAN BERNARDINO COUNTY | 7 | E-2 | 40TH ST. & GENEVIEVE ST. | SAN BERNARDINO | CA | 92405 |  |  |  |  | NO | YES | NO
VALLEY | 311 | 5070 | Caldera, Art | 18901 / 17501 | 115 | 12 | 5070 | VALLEY | 7 | VALLEY | 5070 | VALLEY | I | 33268 |  | S | 3 | 77 | 3 | 16 | RIVERSIDE | 53 | E-5 | HWY 74 NEAR INTERSECTION OF MENIFEE. | ROMOLAND | CA | 92380 | 33.7419 | -117.1566 | SOUTHEAST |  | NO | YES | YES
VALLEY | 312 | 5070 | Caldera, Art | 18901 / 17501 | 33 | 12 | 5070 | VALLEY | 7 | VALLEY | 5070 | VALLEY | O | 18264 | 33399 | D | 3 | 77 | 3 | 16 | RIVERSIDE | 53 | E-5 | HWY 74 NEAR INTERSECTION OF MENIFEE. | ROMOLAND | CA | 92380 | 33.7419 | -117.1566 | SOUTHEAST |  | NO | YES | YES
VALLEY | 1840 | 5070 | Caldera, Art | 18901 / 17501 | 115 | 33 | 5070 | VALLEY | 7 | VALLEY | 5070 | VALLEY | O | 18264 | 33396 | S | 3 | 77 | 3 | 16 | RIVERSIDE | 53 | E-5 | HWY 74 NEAR INTERSECTION OF MENIFEE. | ROMOLAND | CA | 92380 | 33.7419 | -117.1566 | SOUTHEAST |  | NO | YES | YES
VALYERMO | 1716 | 5406 |  |  | 66 | 12 | 5052 | ANTELOPE | 14 | VINCENT | 5054 | VINCENT | F | 38353 |  | P | 5 | 36 | 3 | 30 | [5 empty] | CA | [5 empty] | NO | YES | NO
VEGAS | 621 | 5570 | Carbone, Jim | 75322 | 66 | 16 | 5055 | GOLETA | 10 | GOLETA | 5056 | MOORPARK | I | 22190 |  | S | 5 | 49 | 1 | 63 | SANTA BARBARA COUNTY | 28 | A-5 | 5510 CAMINO CONTIGO. | GOLETA | CA | 91311 | 34.4483 | -119.817 | NORTHWEST |  | YES | NO | NO
Venice (MWD) | [27 empty] | 34.0116 | -118.4173 | NORTHWEST |  | NO | YES | NO
VENICE HILL | 528 | 5329 | Clark, Gerald | 72264 | 66 | 12 | 5033 | RECTOR | 17 | SAN JOAQUIN | 5033 | RECTOR | I | 4384 |  | S | 5 | 51 | 3 | 32 | CENTRAL VALLEY CITIES | 12 | A-7 | C/O AVENUE 344 AND ROAD 172. | IVANHOE | CA | 93235 | 36.4144 | -119.1891 | NORTHWEST |  | NO | YES | YES
VENIDA | 529 | 5330 | Clark, Gerald | 49902 | 66 | 12 | 5033 | RECTOR | 17 | SAN JOAQUIN | 5033 | RECTOR | I | 8461 |  | S | 5 | 51 | 3 | 32 | CENTRAL VALLEY CITIES | 12 | B-9 | C/O HWY 65 AND 198. | EXETER | CA | 93221 | 36.3255 | -119.132 | NORTHWEST |  | YES | NO | NO
VENT | 1380 | 8141 |  |  | 33 | 4 | 5069 | MIRA LOMA | 4 | MIRA LOMA/WALNUT | 5069 | MIRA LOMA | O | 24320 | 36733 | D | 3 | 34 | 3 | 12 | RIVERSIDE COUNTY | 26 | W-1 | _____ BEVERLY DR., S/O RIMPAU AVE. | CORONA | CA | 91720 |  |  |  |  | NO | YES | NO
VENTURA | 591 | 5538 | Carbone, Jim | 70278 / 76713 | 16 | 4 | 5053 | SANTA CLARA | 12 | SANTA CLARA | 5056 | MOORPARK | I | 9588 |  | D | 5 | 39 | 1 | 64 | VENTURA | 47 | F-5 | 99 S. VENTURA AVE. | VENTURA | CA | 93001 | 34.2798 | -119.3009 | NORTHWEST |  | YES | NO | YES
VERA | 801 | 5801 | Rolf, Dave |  | 66 | 12 | 5086 | ELLIS | 2 | ELLIS | 5086 | ELLIS | I | 23255 |  | S | 1 | 29 | 2 | 41 | ORANGE COUNTY - 1993 | 828 | H-1 | 13622 NEWHOPE ST. | GARDEN GROVE | CA | 92643 | 33.7653 | -117.9283 | SOUTHEAST |  | YES | NO | NO
VERDANT | 1478 | 8259 | Brady, Neil (WF) |  | 33 | 12 | 4025 | BLYTHE (WALC) | 6 | DEVERS | 5067 | DEVERS | I | 18264 |  | D | 3 | 87 | 4 | 13 | CALIFORNIA ROAD ATLAS | 110 | C-1 | _____ 40TH AVE., 1/2 MI EAST & 1 MI S/O PALO VERDE | BLYTHE | CA | 92266 | 33.4188 | -114.7243 | SOUTHEAST |  | NO | YES | NO
VESTAL | 282 | 5035 | Cochran, Mike | 74421 | 66 | 12 | 5035 | VESTAL | 17 | SAN JOAQUIN | 5033 | RECTOR | I | 7306 |  | S | 5 | 51 | 3 | 33 | CENTRAL VALLEY CITIES | 15 | B-9 | FAMOSA-PORTERVILLE HWY, 3.5 MI.N/O TOWN | RICHGROVE | CA | 93218 | 35.8408 | -119.0862 | NORTHWEST |  | NO | YES | YES
VICTOR | 1336 | 8027 | Manzer, Jim | 13348 | 115 | 12 | 8027 | VICTOR | 15 | LUGO | 5061 | LUGO | I | 18264 |  | D | 3 | 73 | 3 | 24 | SAN BERNARDINO COUNTY | 330 | D-3 | 13449 PALMDALE RD., .5 MI. E/O HWY. 395 | VICTORVILLE | CA | 92392 | 34.5059 | -117.3877 | NORTHWEST |  | YES | NO | YES
VICTOR | 1337 | 8027 | Manzer, Jim | 13348 | 115 | 33 | 8027 | VICTOR | 15 | LUGO | 5061 | LUGO | I | 18264 |  | S | 3 | 73 | 3 | 24 | SAN BERNARDINO COUNTY | 330 | D-3 | 13449 PALMDALE RD., .5 MI. E/O HWY. 395 | VICTORVILLE | CA | 92392 | 34.5059 | -117.3877 | NORTHWEST |  | YES | NO | YES
VICTORIA | 445 | 5232 |  | 37735 | 66 | 16 | 5021 | LA FRESA | 8 | EL NIDO | 5023 | EL NIDO | I | 18264 |  | S | 5 | 44 | 1 | 53 | LOS ANGELES | 67 | E-1 | 512 BLOSSOM LANE | REDONDO BEACH | CA | 90278 | 33.8586 | -118.3744 | NORTHWEST |  | YES | NO | YES
VICTORVILLE | 1479 | 8260 | Manzer, Jim |  | 33 | 4 | 8027 | VICTOR | 15 | LUGO | 5061 | LUGO | I | 18264 |  | D | 3 | 73 | 4 | 23 | SAN BERNARDINO COUNTY | 316 | D-5 | N/E C/O SIXTH ST. & 'B' ST. | VICTORVILLE | CA | 92392 | 34.5353 | -117.2947 | NORTHWEST |  | YES | NO | NO
VICTORVILLE | 1480 | 8260 | Manzer, Jim |  | 33 | 12 | 8027 | VICTOR | 15 | LUGO | 5061 | LUGO | I | 18264 |  | D | 3 | 73 | 4 | 23 | SAN BERNARDINO COUNTY | 316 | D-5 | N/E C/O SIXTH ST. & 'B' ST. | VICTORVILLE | CA | 92392 | 34.5353 | -117.2947 | NORTHWEST |  | YES | NO | NO
VICTORVILLE | 1481 | 8260 | Manzer, Jim |  | 33 | 33 | 8027 | VICTOR | 15 | LUGO | 5061 | LUGO | I | 18264 |  | D | 3 | 73 | 4 | 23 | SAN BERNARDINO COUNTY | 316 | D-5 | N/E C/O SIXTH ST. & 'B' ST. | VICTORVILLE | CA | 92392 | 34.5353 | -117.2947 | NORTHWEST |  | YES | NO | NO
VIEJO | 1805 | 5902 |  |  | 66 | 12 | 5088 | SANTIAGO | 2 | ELLIS | 5086 | ELLIS | F | 38353 |  | P | 1 | 43 | 2 | 80 | ORANGE COUNTY - 1993 | 892 | A-3 | W/S EL TORO RD., 3.5 MI. N/O TRABUCO RD. | EL TORO | CA |  | 33.6673 | -117.6427 | SOUTHEAST |  | NO | YES | NO
VILLA PARK | 322 | 5082 | Orduno, Marlo | 55701 / 52170 | 66 | 12 | 5082 | VILLA PARK | 1 | VILLA PARK | 5082 | VILLA PARK | I | 18264 |  | S | 1 | 29 | 2 | 45 | ORANGE COUNTY - 1993 | 769 | J-7 | 1900 E. TAFT AVE. | ORANGE | CA | 92665 | 33.814 | -117.8345 | SOUTHEAST |  | NO | YES | NO
VINA VISTA | 1742 | 5678 |  |  | 66 | 12 | 1310 | ETIWANDA | 4 | MIRA LOMA/WALNUT | 5069 | MIRA LOMA | F | 38353 |  | P | 3 | 30 | 3 | 10 | SAN BERNARDINO COUNTY |  |  |  |  | CA | [5 empty] | NO | YES | NO
VISALIA | 530 | 5331 | Clark, Gerald | 72354 / 49920 | 66 | 4 | 5033 | RECTOR | 17 | SAN JOAQUIN | 5033 | RECTOR | I | 8280 |  | S | 5 | 51 | 3 | 32 | CENTRAL VALLEY CITIES | 172 | B-5 | S/W C/O E. MAIN ST. & BEN MADDOX WAY | VISALIA | CA | 93292 | 36.3301 | -119.2788 | NORTHWEST |  | NO | YES | NO
VISALIA | 531 | 5331 | Clark, Gerald | 72354 / 49920 | 66 | 12 | 5033 | RECTOR | 17 | SAN JOAQUIN | 5033 | RECTOR | I | 8280 |  | S | 5 | 51 | 3 | 32 | CENTRAL VALLEY CITIES | 172 | B-5 | S/W C/O E. MAIN ST. & BEN MADDOX WAY | VISALIA | CA | 93292 | 36.3301 | -119.2788 | NORTHWEST |  | NO | YES | NO
WABASH | 370 | 5148 | Fish, Terry | 45785 | 66 | 16 | 5012 | MESA | 3 | MESA/WALNUT | 5012 | MESA | I | 18264 |  | S | 1 | 22 | 2 | 2 | LOS ANGELES COUNTY - 1993 | 635 | E-4 | 3671 E. FOLSOM ST. | EAST LOS ANGELES | CA | 90063 | 34.0448 | -118.1865 | SOUTHEAST |  | YES | NO | NO
WAKEFIELD | 628 | 5579 | Carbone, Jim |  | 66 | 16 | 5053 | SANTA CLARA | 12 | SANTA CLARA | 5056 | MOORPARK | I | 17838 |  | S | 5 | 39 | 3 | 64 | VENTURA COUNTY | 40 | D-2 | 137 N. 12TH ST. | SANTA PAULA | CA | 93060 | 34.3565 | -119.0559 | NORTHWEST |  | YES | NO | YES
WALKER BASIN | 532 | 5332 | Cochran, Mike |  | 66 | 12 | 5052 | ANTELOPE | 14 | VINCENT | 5033 | RECTOR | I | 18264 |  | S | 5 | 53 | 3 | 31 | CENTRAL VALLEY CITIES | 19 | A-7 | _____ WALKER BASIN RD., 2 MI. E/O WALKER BASIN FIRE STATION | HAVILAH | CA | 93518 | 35.4121 | -118.4915 | NORTHWEST |  | NO | YES | NO
WALNUT | 266 | 5014 | Reid, Jim | 40901 | 66 | 12 | 5014 | WALNUT | 4 | MIRA LOMA/WALNUT | 5014 | MIRA LOMA | I | 24320 |  | S | 1 | 26 | 2 | 6 | LOS ANGELES COUNTY - 1993 | 678 | D-2 | 16333 GALE AVE. E/O STIMSON AVE. | INDUSTRY | CA | 91745 | 34.0082 | -117.9498 | SOUTHEAST |  | NO | YES | NO
WALTERIA | 447 | 5233 |  |  | 66 | 16 | 5021 | LA FRESA | 8 | EL NIDO | 5023 | EL NIDO | I | 23986 |  | S | 5 | 44 | 1 | 56 | LOS ANGELES | 73 | C-3 | 2318 W. 255TH ST. | LOMITA | CA | 90717 | 33.7919 | -118.324 | NORTHWEST |  | YES | NO | YES
WALTERIA | 446 | 5233 |  |  | 66 | 4 | 5021 | LA FRESA | 8 | EL NIDO | 5023 | EL NIDO | I | 18264 |  | S | 5 | 44 | 1 | 56 | LOS ANGELES | 73 | C-3 | 2318 W. 255TH ST. | LOMITA | CA | 90717 | 33.7919 | -118.324 | NORTHWEST |  | YES | NO | YES
WASHINGTON | 852 | 5856 | Johnson, Bill |  | 12 | 4 | 5082 | VILLA PARK | 1 | VILLA PARK | 5082 | VILLA PARK | O | 18264 | 34765 | S | 1 | 29 | 2 | 45 | ORANGE COUNTY - 1993 | 829 | G-2 | 800 E. WASHINGTON ST. | SANTA ANA | CA | 92701 | 33.7568 | -117.8592 | SOUTHEAST |  | YES | NO | NO
WASHINGTON | 853 | 5856 | Johnson, Bill |  | 66 | 12 | 5082 | VILLA PARK | 1 | VILLA PARK | 5082 | VILLA PARK | I | 25477 |  | S | 1 | 29 | 2 | 45 | ORANGE COUNTY - 1993 | 829 | G-2 | 800 E. WASHINGTON ST. | SANTA ANA | CA | 92701 | 33.7568 | -117.8592 | SOUTHEAST |  | YES | NO | NO
WATSON | 770 | 5758 | Murray, Kevin | 37455 | 66 | 12 | 5071 | HINSON | 9 | LIGHTHIPE | 5073 | LIGHTHIPE | I | 8614 |  | S | 1 | 32 | 1 | 56 | LOS ANGELES COUNTY | 74 | C-1 | _____ SEPULVEDA BLVD. @ BROAD ST. | CARSON | CA | 90745 | 33.8079 | -118.2611 | NORTHWEST |  | YES | NO | YES
WAVE | 826 | 5828 | Rolf, Dave | 37790 | 12 | 4 | 5086 | ELLIS | 2 | ELLIS | 5086 | ELLIS | I | 18264 |  | D | 1 | 33 | 1 | 42 | ORANGE COUNTY - 1993 | 587 | J-7 | 730 LAKE ST. | HUNTINGTON BEACH | CA | 92648 | 33.6651 | -117.9972 | SOUTHEAST |  | YES | NO | NO
WAVE | 827 | 5828 | Rolf, Dave | 37790 | 66 | 12 | 5086 | ELLIS | 2 | ELLIS | 5086 | ELLIS | I | 23682 |  | S | 1 | 33 | 1 | 42 | ORANGE COUNTY - 1993 | 587 | J-7 | 730 LAKE ST. | HUNTINGTON BEACH | CA | 92648 | 33.6651 | -117.9972 | SOUTHEAST |  | YES | NO | NO
WELDON | 549 | 5353 | Cochran, Mike |  | 66 | 12 | 5035 | VESTAL | 17 | SAN JOAQUIN | 5033 | RECTOR | I | 19329 |  | S | 5 | 53 | 3 | 31 | CENTRAL VALLEY CITIES | 19 | E-2 | HWY 178., 15 MI. E/O ISABELLA | WELDON | CA | 93283 | 35.6664 | -118.2632 | NORTHWEST |  | NO | YES | NO
WEST BARSTOW | 1483 | 8262 | Manzer, Jim |  | 33 | 4 | 8016 | KRAMER | 15 | LUGO | 5090 | ELDORADO | I | 18264 |  | D | 3 | 72 | 4 | 24 | SAN BERNARDINO COUNTY | 245 | C-4 | S/W C/O W. MAIN ST. & 'H' ST. | BARSTOW | CA | 92311 | 34.8922 | -117.0495 | NORTHWEST |  | NO | YES | NO
WEST RIVERSIDE | 1485 | 8265 |  |  | 33 | 4 | 5064 | VISTA | 5 | VISTA | 5064 | VISTA | O | 18264 | 36767 | D | 3 | 34 | 3 | 14 | RIVERSIDE COUNTY | 7 | A-3 | _____ HALL ST., S/O 28TH ST. | RUBIDOUX | CA | 92509 |  |  |  |  | NO | YES | NO
WEST RIVERSIDE | 2008 | 8265 |  |  | 33 | 12 | 5064 | VISTA | 5 | VISTA | 5064 | VISTA | F | 37712 |  | D | 3 | 34 | 3 | 14 | RIVERSIDE COUNTY | 7 | A-3 | _____ HALL ST., S/O 28TH ST. | RUBIDOUX | CA | 92509 |  |  |  |  | NO | YES | NO
WESTGATE | 884 | 5888 | Apocada, Ed |  | 12 | 4 | 5012 | MESA | 3 | MESA/WALNUT | 5012 | MESA | I | 18264 |  | D | 1 | 22 | 2 | 1 | LOS ANGELES COUNTY - 1993 | 676 | J-5 | 10700 E. WHITTIER BLVD. | WHITTIER | CA | 90606 | 33.9905 | -118.0637 | SOUTHEAST |  | YES | NO | NO
WHEATLAND | 545 | 5348 | Cochran, Mike |  | 66 | 12 | 5035 | VESTAL | 17 | SAN JOAQUIN | 5033 | RECTOR | I | 19450 |  | S | 5 | 51 | 3 | 33 | CENTRAL VALLEY CITIES | 15 | B-7 | ROAD 192, 1-1/4 MI. N/O AVENUE 56, | DUCOR | CA | 93218 | 35.9111 | -119.1443 | NORTHWEST |  | NO | YES | NO
WHIPPLE | 1545 | 8350 | Brady, Neil (WF) |  | 66 | 33 | 4027 | PARKER | 6 | DEVERS | 5067 | DEVERS | I | 31168 |  | S | 3 | 87 | 4 | 21 | SAN BERNARDINO COUNTY |  |  | _____ GENE CREEK RD., 2 MI. W/O PARKER DAM | PARKER DAM | CA | 92267 | 34.2919 | -114.1711 | SOUTHEAST |  | NO | YES | NO
WHITEWATER | 1486 | 8266 | Brehaut, Paul |  | 33 | 4 | 5067 | DEVERS | 6 | DEVERS | 5067 | DEVERS | I | 18264 |  | D | 3 | 79 | 4 | 13 | RIVERSIDE | 206 | A-6 | I-10, 1-1/2 MI. E/O HWY 111 | WHITEWATER | CA | 92282 | 33.925 | -116.6495 | SOUTHEAST |  | NO | YES | NO
WILDE | 1487 | 8267 | Manzer, Jim |  | 33 | 4 | 8016 | KRAMER | 15 | LUGO | 5090 | ELDORADO | I | 18264 |  | D | 3 | 73 | 4 | 24 | SAN BERNARDINO |  |  | OLD TRAILS HWY, 3.5 MI. N/O HELENDALE | HELENDALE | CA | 92342 | 34.7858 | -117.2488 | NORTHWEST |  | NO | YES | NO
WILEYS | 1828 | 8338 |  |  | 161 | 33 | 4024 | WALC SYSTEM | 6 | DEVERS | 5067 | DEVERS | F | 38353 |  | P | 3 | 87 | 4 | 40 |  |  |  |  | BLYTHE | CA | [5 empty] | NO | YES | NO
WILLOW | 1789 | 5357 |  |  | 66 | 12 | 5033 | RECTOR | 17 | SAN JOAQUIN | 5033 | RECTOR | F | 38353 |  | P | 5 | 51 | 3 | 70 | CENTRAL VALLEY CITIES | 11 | E-9 | N/E C/O SIXTH AVE. & HANFORD ARMONA RD. | HANFORD | CA | [5 empty] | NO | YES | NO
WILSONA | 618 | 5567 | Brown, Ken A. |  | 66 | 12 | 5052 | ANTELOPE | 14 | VINCENT | 5054 | VINCENT | I | 22068 |  | S | 5 | 36 | 3 | 25 | CALIFORNIA ROAD ATLAS | 90 | D-3 | C/O PALMDALE BLVD. & 230TH ST., 23 MILES E/O TOWN | LANCASTER | CA | 93534 | 34.5786 | -117.7184 | NORTHWEST |  | NO | YES | NO
WIMBLEDON | 714 | 5690 | Olson, Marty | 17435 | 66 | 12 | 1310 | ETIWANDA | 4 | MIRA LOMA/WALNUT | 5069 | MIRA LOMA | I | 30468 |  | S | 3 | 30 | 3 | 15 | SAN BERNARDINO COUNTY | 24 | B-4 | C/O ETIWANDA AVE. AND JURUPA AVE. | ONTARIO | CA | 91761 | 34.0488 | -117.526 | SOUTHEAST |  | YES | NO | NO
WINDSOR HILLS | 449 | 5235 | Dupree, Daryl | 37525 | 66 | 16 | 5029 | LA CIENEGA | 8 | EL NIDO | 5023 | EL NIDO | I | 26177 |  | S | 5 | 44 | 2 | 54 | LOS ANGLES COUNTY | 50 | F-3 | _____ STOCKER ST., 500 FT W/O LA BREA AVE. | LOS ANGELES | CA | 90056 | 33.996 | -118.3593 | NORTHWEST |  | YES | NO | NO
WINDSOR HILLS | 448 | 5235 |  | 37525 | 16 | 4 | 5029 | LA CIENEGA | 8 | EL NIDO | 5023 | EL NIDO | I | 18264 |  | D | 5 | 44 | 2 | 54 | LOS ANGLES COUNTY | 50 | F-3 | _____ STOCKER ST., 500 FT W/O LA BREA AVE. | LOS ANGELES | CA | 90056 | 33.996 | -118.3593 | NORTHWEST |  | YES | NO | NO
WOODLAKE | 542 | 5344 | Clark, Gerald |  | 12 | 12 | 5033 | RECTOR | 17 | SAN JOAQUIN | 5033 | RECTOR | I | 18295 |  | D | 5 | 51 | 3 | 32 | CENTRAL VALLEY CITIES | 180 | B-2 | C/O PALM ST. & ANTELOPE AVE. | WOODLAKE | CA | 93286 | 36.4156 | -119.0999 | NORTHWEST |  | NO | YES | NO
WOODRUFF | 787 | 5777 | Perez, Chris |  | 12 | 4 | 5085 | DEL AMO | 9 | LIGHTHIPE | 5073 | LIGHTHIPE | I | 17777 |  | D | 1 | 32 | 2 | 57 | LOS ANGELES | 66 | C-2 | 10120 E. LINDALE ST. | BELLFLOWER | CA | 90706 | 33.9 | -118.1184 | NORTHWEST |  | NO | YES | NO
WOODS | 1692 | 9010 |  |  | 66 | 66 | 9000 | T/S SIMULATOR SYSTEM |  |  | 9010 | WOODS | I | 33970 |  | S | 9 | 99 | 2 | 0 |  |  |  | 501 S. MARENGO AVE., T/S SIMULATOR, ALHAMBRA TRAINING FACILITY | ALHAMBRA | CA | 91801 |  |  |  |  | NO | YES | NO
WOODVILLE | 533 | 5333 | Clark, Gerald | 49912 | 66 | 12 | 5034 | SPRINGVILLE | 17 | SAN JOAQUIN | 5033 | RECTOR | I | 18264 |  | S | 5 | 51 | 3 | 33 | CENTRAL VALLEY CITIES | 15 | A-4 | ROAD 176 AND AVENUE 160, | WOODVILLE | CA | 93258 | 36.0809 | -119.1791 | NORTHWEST |  | NO | YES | NO
WREN | 1538 | 8319 |  |  | 33 | 12 | 8027 | VICTOR | 15 | LUGO | 5061 | LUGO | O | 30468 | 31959 | D | 3 | 73 | 4 | 23 | SAN BERNARDINO COUNTY |  |  | _____ DEEP CREEK RD., 1 MI. S/O BEAR VALLEY RD. | VICTORVILLE | CA | [5 empty] | NO | YES | NO
WRIGHTWOOD | 1491 | 8271 | Manzer, Jim |  | 33 | 12 | 8027 | VICTOR | 15 | LUGO | 5061 | LUGO | I | 31868 |  | D | 3 | 73 | 2 | 23 | SAN BERNARDINO COUNTY | 360A | D-3 | ____ HWY 2., AND LONE PINE CYN RD. | WRIGHTWOOD | CA | 92397 | 34.3586 | -117.6243 | NORTHWEST |  | YES | NO | NO
WRIGHTWOOD | 1490 | 8271 |  |  | 12 | 2.4 | 8027 | VICTOR | 15 | LUGO | 5061 | LUGO | I | 31868 |  | D | 3 | 73 | 2 | 23 | SAN BERNARDINO COUNTY | 360A | D-3 | ____ HWY 2., AND LONE PINE CYN RD. | WRIGHTWOOD | CA | 92397 | 34.3586 | -117.6243 | NORTHWEST |  | YES | NO | NO
YERMO | 1488 | 8268 | Manzer, Jim |  | 33 | 12 | 8016 | KRAMER | 15 | LUGO | 5090 | ELDORADO | I | 18264 |  | D | 3 | 72 | 4 | 24 | SAN BERNARDINO | 248 | E-2 | N/W C/O HWY 91., AND DIVIDING LINE RD. | YERMO | CA | 92398 | 34.9033 | -116.8293 | NORTHWEST |  | NO | YES | NO
YORBA LINDA | 877 | 5880 | Orduno, Marlo | 55722 | 66 | 12 | 5082 | VILLA PARK | 1 | VILLA PARK | 5082 | VILLA PARK | I | 24869 |  | S | 1 | 48 | 2 | 45 | ORANGE COUNTY - 1993 | 740 | E-4 | 19788 YORBA LINDA BLVD. | YORBA LINDA | CA | 92686 | 33.8895 | -117.7875 | SOUTHEAST |  | YES | NO | NO
YUCAIPA | 677 | 5636 | Martinez, Jimi | 17348 | 66 | 12 | 1990 | SAN BERNARDINO | 5 | VISTA | 5064 | VISTA | I | 18264 |  | S | 3 | 31 | 4 | 17 | SAN BERNARDINO COUNTY | 16 | D-3 | FOURTH ST. & 'H' ST. (TURN ON 5TH ST) | YUCAIPA | CA | 92399 | 34.0106 | -117.0515 | SOUTHEAST |  | YES | NO | NO
YUCCA | 1489 | 8269 | Brehaut, Paul | 14452 | 115 | 12 | 5067 | DEVERS | 6 | DEVERS | 5067 | DEVERS | I | 26177 |  | S | 3 | 84 | 4 | 13 | SAN BERNARDINO | 177 | E-2 | _____ SAGE AVE., S/O ONAGA TRAIL | YUCCA VALLEY | CA | 92256 | 34.1108 | -116.4235 | SOUTHEAST |  | NO | YES | NO
YUKON | 456 | 5241 |  | 37537 / 33963 | 66 | 16 | 5021 | LA FRESA | 8 | EL NIDO | 5023 | EL NIDO | I | 18264 |  | S | 5 | 44 | 2 | 53 | LOS ANGELES COUNTY | 63 | B-2 | 12512 YUKON AVE. | HAWTHORNE | CA | 90250 | 33.9187 | -118.3343 | NORTHWEST |  | YES | NO | YES
YUKON | 455 | 5241 |  | 37537 / 33963 | 66 | 4 | 5021 | LA FRESA | 8 | EL NIDO | 5023 | EL NIDO | I | 18264 |  | S | 5 | 44 | 2 | 53 | LOS ANGELES COUNTY | 63 | B-2 | 12512 YUKON AVE. | HAWTHORNE | CA | 90250 | 33.9187 | -118.3343 | NORTHWEST |  | YES | NO | YES
ZACK | 177 | 2579 |  |  | 55 | 12 | 8015 | INYO SCE | 15 | LUGO | 2556 | CONTROL | I | 25173 |  | D | 3 | 85 | 2 | 92 | CALIFORNIA ROAD ATLAS | 51 | D-2 | CHIDAGO CANYON RD., 1/4 MI. W/O HWY 6, 19 MI. N/O BISHOP | BISHOP | CA | 93541 | 37.6158 | -118.3979 | NORTHWEST |  | NO | YES | YES
ZANJA | 1513 | 8290 | Martinez, Jimi | 49931 | 115 | 33 | 5064 | VISTA | 5 | VISTA | 5064 | VISTA | I | 18264 |  | S | 3 | 31 | 4 | 17 | SAN BERNARDINO COUNTY | 20 | C-6 | _____ JUNIPER ST. | YUCAIPA | CA | 92399 | 34.0743 | -117.0468 | SOUTHEAST |  | YES | NO | NO
ZUMA | 467 | 5249 |  |  | 16 | 4 | 5056 | MOORPARK | 11 | MOORPARK | 5056 | MOORPARK | I | 18264 |  | D | 5 | 35 | 1 | 61 | LOS ANGELES COUNTY | 110 | B-4 | 29249 W. HEATHERCLIFF RD. | MALIBU | CA | 90265 | 34.023 | -118.8045 | NORTHWEST |  | NO | YES | YES

## Entire Network Station List
Sub_Name | Sub_ID | Sub_No | Maint Foremn | PAX | Pri_Volt | Sec_Volt | A_Bank | A_Bank_Nam | TD_Sect No | TD_Sect Name | Sw-Ctr_No | Sw_Ctr_Nam | Status | In_Serv | Out_Serv | TYPE | TS_Region | Dist | Weather_Zn | Maint_Area | TGMap_Issue | TGMap_Pg | TGMap_Grid | Loc_Desc | City | State | Zip | Latitude | Longtitude | Division | Comments | SAS Station | RTU Station (DMP, CDC) | Modelled
(A) | 1625 | 6908 |  |  | 55 | 55 | 8015 | INYO SCE | 15 | LUGO | 4000 | FOREIGN UTILITY | I | 1950-01-01 |  | S | 9 | 99 |  | 0 | CALIFORNIA ROAD ATLAS | 51 | D-4 | ___ HWY 168., 6 MI. SW/O TOWN; CONTROL-SP-"ALUMINUM" LINE | BISHOP | CA | 93514 |  |  |  |  | NO | YES | NO
(C) | 1626 | 6909 |  |  | 55 | 55 | 8015 | INYO SCE | 15 | LUGO | 4000 | FOREIGN UTILITY | I | 1950-01-01 |  | S | 9 | 99 |  | 0 | CALIFORNIA ROAD ATLAS | 51 | D-4 | ___ HWY 168., 6 MI. SW/O TOWN; CONTROL-SP-"COPPER" LINE | BISHOP | CA | 93514 |  |  |  |  | NO | YES | NO
ABALONE | 1800 | 5913 |  |  | 66 | 12 | 5088 | SANTIAGO | 2 | ELLIS | 5086 | ELLIS | F | 2005-01-01 |  | P | 1 | 33 | 1 | 80 | ORANGE COUNTY |  |  |  |  | CA | [5 empty] | NO | YES | NO
ABERHILL | 1810 | 8331 |  |  | 115 | 12 | 5070 | VALLEY | 7 | VALLEY | 5070 | VALLEY | F | 2005-01-01 |  | P | 3 | 77 | 4 | 20 | RIVERSIDE COUNTY |  |  | SAN JACINTO VALLEY AREA |  | CA | [5 empty] | NO | YES | NO
ACTON | 1889 | 5365 | Brown, Ken A. |  | 66 | 12 | 5052 | ANTELOPE | 14 | VINCENT | 5054 | VINCENT | I | 1995-11-17 |  | S | 5 | 36 | 3 | 25 | LOS ANGELES COUNTY - 1994 | 4375 | B-3 | 3397 WESCOTT ST. | ACTON | CA | 93510 | 34.5105 | -118.1972 |  |  | YES | NO | NO
AEROJET | 1554 | 6288 | Reid, Jim |  | 66 | 12 | 5013 | RIO HONDO | 3 | MESA/WALNUT | 5014 | MESA | I | 1990-08-29 |  | C | 1 | 27 | 3 | 4 | LOS ANGELES COUNTY - 1993 | 568 | G-7 | _____ THIRD ST., W/O CONEY AVE. | AZUSA | CA | 91702 | 34.1254 | -117.9252 | SOUTHEAST |  | NO | YES | NO
AERONUTRONIC | 998 | 6209 |  |  | 12 | 12 | 5088 | SANTIAGO | 2 | ELLIS | 5086 | ELLIS | I | 1950-01-01 |  | B | 1 | 33 | 2 | 80 | ORANGE COUNTY |  |  |  |  | CA | [5 empty] | NO | YES | NO
AFG | 1931 | 6341 | Manzer, Jim |  | 115 | 12 | 8027 | VICTOR | 15 | LUGO | 5061 | LUGO | I | 1996-07-29 |  | S | 3 | 73 |  | 23 | SAN BERNARDINO COUNTY | 709 | G-6 | N/O BEAR VALLEY RD, W/O HESPERIA RD. | HESPERIA | CA | 92345 |  |  |  |  | NO | YES | NO
AGUA DULCE P.T. | 1052 | 7006 |  |  | 16 | 12 | 5051 | SAUGUS | 13 | SAUGUS | 5056 | MOORPARK | O | 1950-01-01 | 1986-04-01 | A | 5 | 59 | 3 | 60 | VENTURA COUNTY |  |  |  |  | CA | [5 empty] | NO | YES | NO
AHA P.T. | 1051 | 7004 |  |  | 33 | 12 | 4025 | BLYTHE (WALC) | 6 | DEVERS | 5067 | DEVERS | I | 1984-08-01 |  | A | 3 | 87 | 4 | 40 | RIVERSIDE |  |  |  |  | CA | 92225 |  |  |  |  | NO | YES | NO
AHMANSON | 1775 | 5262 |  |  | 66 | 16 | 5056 | MOORPARK | 11 | MOORPARK | 5056 | MOORPARK | F | 2005-01-01 |  | P | 5 | 35 | 3 | 60 | [5 empty] | CA | [5 empty] | NO | YES | NO
AIR PRODUCTS |  |  | Murray, Kevin | [28 empty] | NO | YES | NO
AIRCAST | 926 | 6108 |  |  | 66 | 12 | 5021 | LA FRESA | 8 | EL NIDO | 5023 | EL NIDO | O | 1987-09-01 | 1996-10-01 | C | 5 | 44 | 2 | 56 | LOS ANGELES | 68 | D-2 | 195TH ST. BETWEEN VAN NESS AND WESTERN AVE. | TORRANCE | CA | [5 empty] | NO | YES | NO
AIRCHEM | 481 | 5265 |  |  | 66 | 7 | 5023 | EL NIDO | 8 | EL NIDO | 5023 | EL NIDO | I | 1969-07-01 |  | C | 5 | 44 | 1 | 53 | LOS ANGELES | 62 | C-2 | _____ ROSECRANS AVE,1 BLK E/O SEPULVEDA | EL SEGUNDO | CA |  | 33.9025 | -118.3907 |  |  | NO | YES | NO
AIRCO | 112 | 1938 |  |  | 220 | 12 | 8016 | KRAMER | 15 | LUGO | 5090 | ELDORADO | O | 1983-08-01 | 1992-07-15 | C | 3 | 73 | 4 | 24 | SAN BERNARDINO COUNTY |  |  |  |  | CA | [5 empty] | NO | YES | NO
AIRPAC | 395 | 5180 |  |  | 66 | 4 | 5014 | WALNUT | 4 | MIRA LOMA/WALNUT | 5014 | WALNUT | O | 1957-09-01 | 1994-03-19 | C | 1 | 26 | 3 | 1 | LOS ANGELES COUNTY - 1993 | 637 | J-2 | 660 BALDWIN PARK BLVD. | INDUSTRY | CA | 91748 |  |  |  |  | NO | YES | NO
AIRPORT |  |  | Dupree, Daryl | [28 empty] | NO | YES | NO
AIRPRODUCTS | 1955 | 6305 |  |  | 66 | 12 | 5071 | HINSON | 9 | LIGHTHIPE | 5073 | LIGHTHIPE | I | 1999-07-15 |  | C | 1 | 32 | 1 | 0 | LOS ANGELES COUNTY |  |  | 23320 S. ALAMEDA STREET | CARSON | CA |  | 33.812 | -118.2322 |  |  | NO | YES | NO
ALAMITOS | 98 | 1410 | Perez, Chris | 34201,3,5 | 220 | 66 | 5000 | SCE SYSTEM | 9 | LIGHTHIPE | 5073 | LIGHTHIPE | I | 1968-11-01 |  | G | 1 | 46 | 1 | 52 | LOS ANGELES COUNTY | 76 | E-5 | 690 N. STUDEBAKER RD. | LONG BEACH | CA | 90803 | 33.769 | -118.101 |  |  | NO | YES | NO
ALAMITOS | 1938 | 1410 | Perez, Chris | 34201,3,5 | 66 | 12 | 1410 | ALAMITOS | 9 | LIGHTHIPE | 5073 | LIGHTHIPE | I | 1996-10-09 |  | G | 1 | 46 | 1 | 52 | LOS ANGELES COUNTY | 76 | E-5 | 690 N. STUDEBAKER RD. | LONG BEACH | CA | 90803 | 33.769 | -118.101 |  |  | NO | YES | NO
ALAMO | 203 | 4006 |  |  | 66 | 12 | 5057 | BAILEY | 14 | VINCENT | 5054 | VINCENT | I | 1986-04-01 |  | F | 5 | 36 | 3 | 0 | [5 empty] | CA |  | 34.816 | -118.6871 |  |  | NO | YES | NO
ALCOA | 914 | 5977 |  |  | 7 | 0.5 | 5074 | LAGUNA BELL | 9 | LIGHTHIPE | 4000 | FOREIGN UTILITY | O | 1950-01-01 | 1989-07-01 | A | 9 | 60 | 2 | 2 | LOS ANGELES |  |  |  | VERNON CITY | CA | 90058 |  |  |  |  | NO | YES | NO
ALDER | 706 | 5672 | Martinez, Jimi | 17433 / 44288 | 66 | 12 | 1310 | ETIWANDA | 4 | MIRA LOMA/WALNUT | 5069 | MIRA LOMA | I | 1964-06-01 |  | S | 3 | 30 | 3 | 11 | SAN BERNARDINO COUNTY | 5 | F-5 | HIGHLAND AND LOCUST AVENUES | RIALTO | CA | 92376 | 34.1353 | -117.4089 |  |  | YES | NO | NO
ALESSANDRO | 1495 | 8276 | Caldera, Art | 17529 | 115 | 12 | 5070 | VALLEY | 7 | VALLEY | 5070 | VALLEY | I | 1950-01-01 |  | S | 3 | 77 | 4 | 16 | RIVERSIDE | 25 | E-3 | S/O JOHN F. KENNEDY DR. E/O PERRIS BLVD. | SUNNYMEAD | CA | 92388 | 33.9014 | -117.219 |  |  | NO | YES | NO
ALESSANDRO | 1496 | 8276 | Caldera, Art | 17529 | 115 | 33 | 5070 | VALLEY | 7 | VALLEY | 5070 | VALLEY | I | 1964-06-01 |  | S | 3 | 77 | 4 | 16 | RIVERSIDE | 25 | E-3 | S/O JOHN F. KENNEDY DR. E/O PERRIS BLVD. | SUNNYMEAD | CA | 92388 | 33.9014 | -117.219 |  |  | YES | NO | NO
ALHAMBRA | 336 | 5101 | Fish, Terry | 46104 | 66 | 4 | 5011 | EAGLE ROCK | 3 | MESA/WALNUT | 5012 | MESA | I | 1950-01-01 |  | S | 1 | 22 | 3 | 3 | LOS ANGELES COUNTY - 1993 | 595 | H-5 | 2320 POPLAR BLVD. | ALHAMBRA | CA | 91801 | 34.091 | -118.1496 | SOUTHEAST |  | NO | YES | NO
ALHAMBRA | 337 | 5101 | Fish, Terry | 46104 | 66 | 16 | 5011 | EAGLE ROCK | 3 | MESA/WALNUT | 5012 | MESA | I | 1950-01-01 |  | S | 1 | 22 | 3 | 3 | LOS ANGELES COUNTY - 1993 | 595 | H-5 | 2320 POPLAR BLVD. | ALHAMBRA | CA | 91801 | 34.091 | -118.1496 | SOUTHEAST |  | YES | NO | NO
ALISO ENERGY | 974 | 6176 |  |  | 66 | 4 | 5088 | SANTIAGO | 2 | ELLIS | 5086 | ELLIS | I | 1970-02-01 |  | C | 1 | 43 | 1 | 46 | ORANGE COUNTY - 1993 | 921 | F-7 | 27482 EL LAZO RD. | LAGUNA NIGUEL | CA | 92677 |  |  |  |  | NO | YES | NO
ALLEN | 338 | 5102 | Fish, Terry | 37628 | 16 | 4 | 5012 | MESA | 3 | MESA/WALNUT | 5012 | MESA | I | 1950-01-01 |  | S | 1 | 27 | 3 | 5 | LOS ANGELES COUNTY - 1993 | 566 | C-1 | 1487 BELLFORD AVE. | ALTADENA | CA | 91008 | 34.1721 | -118.1116 | SOUTHEAST |  | YES | NO | NO
ALLUVIUM | 1702 | 5583 |  |  | 66 | 12 | 5052 | ANTELOPE | 14 | VINCENT | 5054 | VINCENT | F | 2005-01-01 |  | P | 5 | 36 | 3 | 30 | [5 empty] | CA | [5 empty] | NO | YES | NO
ALLVIEW P.T. | 1054 | 7011 |  |  | 12 | 2.4 | 5064 | VISTA | 5 | VISTA | 5064 | VISTA | I | 1963-05-01 |  | A | 3 | 40 | 2 | 40 | SAN BERNARDINO COUNTY |  |  |  |  | CA | 92382 |  |  |  |  | NO | YES | NO
ALON | 715 | 5701 | Murray, Kevin | 37513 | 66 | 12 | 5073 | LIGHTHIPE | 9 | LIGHTHIPE | 5073 | LIGHTHIPE | I | 1929-12-01 |  | S | 1 | 32 | 2 | 56 | LOS ANGELES | 69 | D-4 | 213TH AND VERA ST, | CARSON | CA | 90745 | 33.8348 | -118.2476 |  |  | YES | NO | NO
ALPHA BETA | 981 | 6186 |  |  | 12 | 0.5 | 5087 | OLINDA | 1 | VILLA PARK | 5082 | VILLA PARK | I | 1950-01-01 |  | B | 1 | 48 | 2 | 80 | ORANGE COUNTY |  |  |  |  | CA | [5 empty] | NO | YES | NO
ALPINE P.T. | 1053 | 7010 |  |  | 12 | 2.4 | 5064 | VISTA | 5 | VISTA | 5064 | VISTA | I | 1950-01-01 |  | A | 3 | 40 | 2 | 40 | SAN BERNARDINO COUNTY |  |  |  |  | CA | 92391 |  |  |  |  | NO | YES | NO
ALTA LOMA | 1900 | 5601 |  |  | 66 | 12 | 1310 | ETIWANDA | 4 | MIRA LOMA/WALNUT | 5069 | MIRA LOMA | F | 2005-01-01 |  | P | 3 | 30 | 3 | 10 | LOS ANGELES COUNTY | 3 | A-4 | N/W C/O ARCHIBALD AND WILSON AVE. | RANCHO CUCAMONGA | CA | 91730 |  |  |  |  | NO | YES | NO
ALTON | 1878 | 5860 |  |  | 66 | 12 | 5017 | JOHANNA | 2 | ELLIS | 5086 | ELLIS | F | 2005-01-01 |  | P | 1 | 43 | 2 | 80 | ORANGE COUNTY | 28 | C-2 | 17802 GILETTE AVE., REAR OF | IRVINE | CA | [5 empty] | NO | YES | NO
ALTWIND | 7 | 1007 | Brehaut, Paul |  | 115 | 33 | 5067 | DEVERS | 6 | DEVERS | 5067 | DEVERS | I | 1985-12-01 |  | X | 3 | 79 | 4 | 13 | RIVERSIDE CO. 1996 | 726 | D-5 | _____ GARNET RD., 1 MI. W/O INDIAN AVE. | GARNET | CA | 92262 | 33.906 | -116.5793 |  |  | NO | YES | NO
ALUMAX | 1605 | 4226 |  |  | 66 | 0.5 | 5064 | VISTA | 5 | VISTA | 5064 | VISTA | I | 1950-01-01 |  | F | 3 | 31 | 4 | 0 | RIVERSIDE COUNTY |  |  |  | RIVERSIDE | CA | [5 empty] | NO | YES | NO
AMADOR | 377 | 5161 | Reid, Jim | 37610 / 16 | 66 | 4 | 5013 | RIO HONDO | 3 | MESA/WALNUT | 5014 | MESA | I | 1950-01-01 |  | S | 1 | 22 | 3 | 3 | LOS ANGELES COUNTY - 1993 | 597 | E-7 | 11432 STEWART ST., W/O PECK ROAD, | EL MONTE | CA | 91731 | 34.0718 | -118.0268 | SOUTHEAST |  | NO | YES | NO
AMADOR | 378 | 5161 | Reid, Jim | 37610 / 16 | 66 | 16 | 5013 | RIO HONDO | 3 | MESA/WALNUT | 5014 | MESA | I | 1950-01-01 |  | S | 1 | 22 | 3 | 3 | LOS ANGELES COUNTY - 1993 | 597 | E-7 | 11432 STEWART ST., W/O PECK ROAD, | EL MONTE | CA | 91731 | 34.0718 | -118.0268 | SOUTHEAST |  | YES | NO | NO
AMALIA | 339 | 5104 | Fish, Terry |  | 16 | 4 | 5012 | MESA | 3 | MESA/WALNUT | 5012 | MESA | I | 1950-01-01 |  | D | 1 | 22 | 2 | 2 | LOS ANGELES COUNTY - 1993 | 635 | H-7 | 5300 E. SIXTH ST., C/O AMALIA AVE. | EAST LOS ANGELES | CA | 90022 | 34.0247 | -118.1537 | SOUTHEAST |  | YES | NO | NO
AMARGO | 1342 | 8102 | Manzer, Jim |  | 33 | 4 | 8016 | KRAMER | 15 | LUGO | 5061 | LUGO | I | 1950-01-01 |  | D | 3 | 86 | 4 | 24 | CENTRAL VALLEY CITIES |  |  | ALLEY N/O AMARGO RD. E/O BORON AVE. | BORON | CA | 93516 | 35.0002 | -117.6493 |  |  | NO | YES | NO
AMBOY | 1343 | 8103 | Brehaut, Paul |  | 33 | 12 | 5067 | DEVERS | 6 | DEVERS | 5067 | DEVERS | I | 1950-01-01 |  | D | 3 | 84 | 4 | 24 | SAN BERNARDINO | 711 | K-6 | _____ AMBOY RD., 1/2 MILE S/E OF AMBOY | AMBOY | CA | 92304 | 34.5495 | -115.7435 |  |  | NO | YES | NO
AMCO | 475 | 5256 |  |  | 66 | 12 | 5021 | LA FRESA | 8 | EL NIDO | 5023 | EL NIDO | I | 1967-02-01 |  | C | 5 | 44 | 2 | 56 | LOS ANGELES | 68 | C-1 | E/O CRENSHAW PLACE, N/O 190TH STREET | TORRANCE | CA |  | 33.8625 | -118.3214 |  |  | NO | YES | NO
AMEN P.T. | 1952 | 7007 |  |  | 16 | 2.4 | 5015 | GOULD | 3 | MESA/WALNUT | 5012 | MESA | I | 1998-08-07 |  | A | 1 | 27 | 3 | 5 | LOS ANGELES COUNTY |  |  |  |  | CA | 91214 |  |  |  |  | NO | YES | NO
AMERON | 919 | 6100 | Olson, Marty | 44192 | 66 | 33 | 1310 | ETIWANDA | 4 | MIRA LOMA/WALNUT | 5069 | MIRA LOMA | I | 1976-09-01 |  | C | 3 | 30 | 3 | 15 | SAN BERNARDINO | 13 | A-4 | 12459 ARROW HWY. | ETIWANDA | CA | 91739 | 34.0944 | -117.5329 |  |  | NO | YES | NO
ANAHEIM | 247 | 4149 |  |  | 66 | 12 | 4045 | ANHM SYSTEM | 1 | VILLA PARK | 4000 | FOREIGN UTILITY | I | 1950-01-01 |  | F | 9 | 99 |  | 0 | [11 empty] | NO | YES | NO
ANAVERDE | 592 | 5539 | Brown, Ken A. | 41450 | 66 | 12 | 5052 | ANTELOPE | 14 | VINCENT | 5054 | VINCENT | I | 1950-01-01 |  | S | 5 | 36 | 3 | 25 | LOS ANGELES COUNTY - 1993 | 4285 | H-2 | _____ CITY RANCH RD., 1/2 MI. W/O TIERRA SUBIDA AVE. | PALMDALE | CA | 93550 | 34.5686 | -118.1494 |  |  | YES | NO | NO
ANCHOR HOCKING | 975 | 6177 |  |  | 16 | 4 | 5074 | LAGUNA BELL | 9 | LIGHTHIPE | 4000 | FOREIGN UTILITY | O | 1970-09-01 | 1989-07-01 | A | 9 | 60 | 2 | 2 | LOS ANGELES |  |  |  | VERNON CITY | CA | 90058 |  |  |  |  | NO | YES | NO
ANGLER | 1826 | 8324 |  |  | 66 | 12 | 5064 | VISTA | 5 | VISTA | 5064 | VISTA | F | 2005-01-01 |  | P | 3 | 30 | 3 | 10 | SAN BERNARDINO COUNTY |  |  |  |  | CA | [5 empty] | NO | YES | NO
ANHM SYSTEM | 216 | 4045 |  |  | 66 | 12 | 4000 | FOREIGN UTILITY | 1 | VILLA PARK | 4000 | FOREIGN UTILITY | I | 1950-01-01 |  | F | 9 | 99 |  | 0 | [11 empty] | NO | YES | NO
ANITA | 340 | 5105 | Fish, Terry | 37616 / 19 / 48690 | 66 | 4 | 5013 | RIO HONDO | 3 | MESA/WALNUT | 5014 | MESA | I | 1950-01-01 |  | S | 1 | 27 | 3 | 3 | LOS ANGELES COUNTY - 1993 | 597 | C-3 | 200 W. LIVE OAK AVE. | ARCADIA | CA | 91006 | 34.1052 | -118.0391 | SOUTHEAST |  | NO | YES | NO
ANITA | 341 | 5105 | Fish, Terry | 37616 / 19 / 48690 | 66 | 16 | 5013 | RIO HONDO | 3 | MESA/WALNUT | 5014 | MESA | I | 1950-01-01 |  | S | 1 | 27 | 3 | 3 | LOS ANGELES COUNTY - 1993 | 597 | C-3 | 200 W. LIVE OAK AVE. | ARCADIA | CA | 91006 | 34.1052 | -118.0391 | SOUTHEAST |  | YES | NO | NO
ANNEX P.T. | 1870 | 7008 |  |  | 16 | 2.4 | 5023 | EL NIDO | 8 | EL NIDO | 5023 | EL NIDO | I | 1992-01-01 |  | A | 5 | 44 | 2 | 50 | LOS ANGELES COUNTY - 1994 | 703 | B-7 | ALLEY E/O SUNDALE ST., S/O 116 TH ST. | HAWTHORNE | CA | 90250 |  |  |  |  | NO | YES | NO
ANOROC | 1901 | 7019 |  |  | 33 | 12 | 5069 | MIRA LOMA | 4 | MIRA LOMA/WALNUT | 5069 | MIRA LOMA | O | 1992-09-02 | 2002-03-19 | A | 3 | 34 | 3 | 10 | RIVERSIDE | 26 | F-1 | ____ COMPTON RD., E/S 300' N/O MAGNOLIA | CORONA | CA | 91719 |  |  |  |  | NO | YES | NO
ANTELOPE | 292 | 5052 | Brown, Ken A. | 41401 | 220 | 66 | 5000 | SCE SYSTEM | 14 | VINCENT | 5054 | VINCENT | I | 1950-01-01 |  | T | 5 | 36 | 3 | 22 | LOS ANGELES | 158 | F-5 | 9634 W. AVENUE 'J', | LANCASTER | CA | 93534 | 34.6873 | -118.3002 |  |  | NO | YES | NO
ANZA CO-OP | 1344 | 8104 |  |  | 33 | 33 | 5070 | VALLEY | 7 | VALLEY | 5070 | VALLEY | I | 1950-01-01 |  | B | 3 | 77 | 4 | 20 | [5 empty] | CA | [5 empty] | NO | YES | NO
APL | 1972 | 6357 | Perez, Chris |  | 66 | 4 | 5071 | HINSON | 9 | LIGHTHIPE | 5073 | LIGHTHIPE | I | 2002-08-19 |  | C | 1 | 46 | 1 | 51 | LOS ANGELES COUNTY 1998 | 825 | A-2 | 300 PIER T AVENUE | LONG BEACH | CA | 90822 | 33.7614 | -118.2218 |  |  | NO | YES | NO
APOLLO | 806 | 5806 | Rolf, Dave |  | 66 | 12 | 5081 | BARRE | 1 | VILLA PARK | 5082 | VILLA PARK | I | 1963-08-01 |  | C | 1 | 33 | 1 | 41 | ORANGE COUNTY - 1993 | 827 | D-3 | _____ RANCHO RD., BETWEEN BOLSA CHICA RD. & SOUTH PACIFIC R/R | HUNTINGTON BEACH | CA |  | 33.753 | -118.0348 | SOUTHEAST |  | NO | YES | NO
APPGEN | 17 | 1017 | Upgrade |  | 66 | 12 | 5051 | SAUGUS | 13 | SAUGUS | 5056 | MOORPARK | I | 1988-06-01 |  | X | 5 | 35 | 2 | 62 | LOS ANGELES | 127 | G-4 | N/O PLACERITA CYN RD 1/4 MI W/O SIERRA HWY IN AES PROPERTY | NEWHALL | CA |  | 34.3803 | -118.4995 |  |  | NO | YES | NO
APPLE VALLEY | 1345 | 8105 | Manzer, Jim | 13366 | 115 | 12 | 8027 | VICTOR | 15 | LUGO | 5061 | LUGO | I | 1987-06-01 |  | S | 3 | 73 | 4 | 23 | SAN BERNARDINO COUNTY | 709 | H-7 | 10889 DEEP CREEK RD.,1.5 MI. S/O BEAR VALLEY RD. | APPLE VALLEY | CA | 92308 | 34.4491 | -117.224 |  |  | YES | NO | NO
APS SYSTEM | 254 | 4200 |  |  | 500 | 500 | 4000 | FOREIGN UTILITY | 16 | ELDORADO | 4000 | FOREIGN UTILITY | I | 1950-01-01 |  | F | 9 | 99 |  | 0 | [11 empty] | NO | YES | NO
AQUEDUCT | 1659 | 8330 | Manzer, Jim | 13364 | 115 | 12 | 8027 | VICTOR | 15 | LUGO | 5061 | LUGO | I | 1992-06-03 |  | S | 3 | 73 | 4 | 23 | SAN BERNARDINO COUNTY | 364 | E-2 | _____ TOPAZ AVE., N/O CEDAR ST. | HESPERIA | CA | 92345 | 34.4156 | -117.356 |  |  | NO | YES | NO
ARABY | 1346 | 8106 |  |  | 33 | 4 | 5067 | DEVERS | 6 | DEVERS | 5067 | DEVERS | O | 1950-01-01 | 2000-10-18 | D | 3 | 79 | 4 | 13 | RIVERSIDE | 191 | C-3 | _____ SONORA RD., 1/4 MI. E/O EL CIELO RD. | PALM SPRINGS | CA | 92262 |  |  |  |  | NO | YES | NO
ARBWIND | 53 | 1056 | Brown, Ken A. |  | 66 | 0.5 | 5052 | ANTELOPE | 14 | VINCENT | 5054 | VINCENT | I | 1986-04-01 |  | X | 5 | 52 | 4 | 22 | CENTRAL VALLEY CITIES | 23 | D-3 | _____ TEHACHAPI BLVD. 1/2 MI E/O SAND CANYON RD. | MONOLITH | CA | 93561 | 35.105 | -118.3109 |  |  | NO | YES | NO
ARCADIA | 342 | 5106 | Fish, Terry | 37670 | 66 | 4 | 5013 | RIO HONDO | 3 | MESA/WALNUT | 5014 | MESA | I | 1950-01-01 |  | S | 1 | 27 | 3 | 5 | LOS ANGELES COUNTY - 1993 | 567 | D-5 | _____ SECOND AVE., C/O ST JOSEPH ST. | ARCADIA | CA | 91007 | 34.1441 | -118.0278 | SOUTHEAST |  | NO | YES | NO
ARCADIA | 343 | 5106 | Fish, Terry | 37670 | 66 | 16 | 5013 | RIO HONDO | 3 | MESA/WALNUT | 5014 | MESA | I | 1961-07-01 |  | S | 1 | 27 | 3 | 5 | LOS ANGELES COUNTY - 1993 | 567 | D-5 | _____ SECOND AVE., C/O ST JOSEPH ST. | ARCADIA | CA | 91007 | 34.1441 | -118.0278 | SOUTHEAST |  | YES | NO | NO
ARCH BEACH | 864 | 5867 | Pepper, Steve |  | 12 | 4 | 5088 | SANTIAGO | 2 | ELLIS | 5086 | ELLIS | I | 1950-01-01 |  | D | 1 | 43 | 1 | 46 | ORANGE COUNTY - 1993 | 950 | J-5 | 236 DIAMOND ST. | LAGUNA BEACH | CA | 92651 | 33.5277 | 117.7784 | SOUTHEAST |  | YES | NO | NO
ARCHIBALD | 697 | 5659 | Olson, Marty | 17825 | 66 | 12 | 5069 | MIRA LOMA | 4 | MIRA LOMA/WALNUT | 5069 | MIRA LOMA | I | 1950-01-01 |  | S | 3 | 34 | 3 | 12 | SAN BERNARDINO COUNTY | 35 | A-4 | N/E C/O EDISON AVE. AND ARCHIBALD AVE. | ONTARIO | CA | 91710 | 33.9978 | -117.5928 |  |  | YES | NO | NO
ARCHLINE | 702 | 5667 | Olson, Marty |  | 66 | 12 | 1310 | ETIWANDA | 4 | MIRA LOMA/WALNUT | 5069 | MIRA LOMA | I | 1961-06-01 |  | S | 3 | 30 | 3 | 15 | SAN BERNARDINO | 12 | B-1 | C/O BASELINE RD. & HERMOSA AVE. | RANCHO CUCAMONGA | CA | 91730 | 34.1208 | -117.5839 |  |  | YES | NO | NO
ARCO | 1962 | 6169 | Perez, Chris |  | 66 | 12 | 5071 | HINSON | 9 | LIGHTHIPE | 5073 | LIGHTHIPE | I | 1999-06-03 |  | C | 1 | 46 | 1 | 51 | LOS ANGELES CO. 1998 | 795 | B-6 | PIER B ST / SANTA FE AV | LONG BEACH | CA | 90802 | 33.7752 | -118.2143 |  |  | NO | YES | NO
ARCOGEN | 8 | 1008 | Murray, Kevin | 37460 | 220 | 12 | 5000 | SCE SYSTEM | 9 | LIGHTHIPE | 5073 | LIGHTHIPE | I | 1987-11-01 |  | X | 1 | 46 | 2 | 51 | LOS ANGELES COUNTY | 69 | D-6 | 22850 S. WILMINGTON AVE. | CARSON | CA |  | 33.8169 | -118.2425 |  |  | NO | YES | NO
ARGUSGEN | 1756 | 1155 |  |  | 115 | 12 | 8016 | KRAMER | 15 | LUGO | 5090 | ELDORADO | F | 2010-01-01 |  | X | 3 | 73 | 4 | 40 | SAN BERNARDINO COUNTY |  |  |  |  | CA | [5 empty] | NO | YES | NO
ARRO | 640 | 5602 | Martinez, Jimi |  | 33 | 4 | 1990 | SAN BERNARDINO | 5 | VISTA | 5064 | VISTA | I | 1950-01-01 |  | D | 3 | 31 | 4 | 11 | SAN BERNARDINO COUNTY | 7 | E-4 | 28TH ST. AND ARROWHEAD AVE. | SAN BERNARDINO | CA | 92402 | 34.1423 | -117.2899 |  |  | NO | YES | NO
ARROWHEAD | 1527 | 8302 | Martinez, Jimi |  | 115 | 33 | 5064 | VISTA | 5 | VISTA | 5064 | VISTA | I | 1973-01-01 |  | S | 3 | 40 | 2 | 11 | SAN BERNARDINO | 74 | F-5 | _____ GRASS VALLEY RD. & HWY 173., N/O DEER LODGE PK. | LAKE ARROWHEAD | CA | 92352 | 34.2844 | -117.2183 |  |  | NO | YES | NO
ARROWHEAD | 1526 | 8302 |  |  | 33 | 12 | 5064 | VISTA | 5 | VISTA | 5064 | VISTA | I | 1973-01-01 |  | D | 3 | 40 | 2 | 11 | SAN BERNARDINO | 74 | F-5 | _____ GRASS VALLEY RD. & HWY 173., N/O DEER LODGE PK. | LAKE ARROWHEAD | CA | 92352 | 34.2844 | -117.2183 |  |  | YES | NO | YES
ARROYO | 375 | 5158 | Fish, Terry | 37616 / 37625 | 16 | 4 | 5015 | GOULD | 3 | MESA/WALNUT | 5012 | MESA | I | 1950-01-01 |  | D | 1 | 27 | 3 | 5 | LOS ANGELES COUNTY - 1993 | 535 | E-4 | 4800 OAK GROVE DR. | LA CANADA | CA | 91011 | 34.2 | -118.1704 | SOUTHEAST |  | NO | YES | NO
ARROYO | 376 | 5158 | Fish, Terry | 37616 / 37625 | 66 | 16 | 5015 | GOULD | 3 | MESA/WALNUT | 5012 | MESA | I | 1950-01-01 |  | S | 1 | 27 | 3 | 5 | LOS ANGELES COUNTY - 1993 | 535 | E-4 | 4800 OAK GROVE DR. | LA CANADA | CA | 91011 | 34.2 | -118.1704 | SOUTHEAST |  | YES | NO | NO
ARTESIA | 803 | 5803 | Perez, Chris |  | 12 | 4 | 5085 | DEL AMO | 9 | LIGHTHIPE | 5073 | LIGHTHIPE | I | 1967-12-01 |  | D | 1 | 46 | 2 | 52 | LOS ANGELES COUNTY | 81 | A-1 | 11700 W. 188TH ST. | ARTESIA | CA | 90703 | 33.8608 | -118.0832 |  |  | YES | NO | NO
ASH MOUNTAIN P.T. | 1055 | 7015 |  |  | 12 | 2.4 | 5033 | RECTOR | 17 | SAN JOAQUIN | 5033 | RECTOR | O | 1950-01-01 | 2000-12-20 | A | 5 | 51 | 3 | 70 | CENTRAL VALLEY CITIES |  |  |  |  | CA | [5 empty] | NO | YES | NO
ASTRO | 972 | 6168 | Perez, Chris |  | 66 | 12 | 5073 | LIGHTHIPE | 9 | LIGHTHIPE | 5073 | LIGHTHIPE | I | 1970-04-01 |  | C | 1 | 46 | 2 | 51 | LOS ANGELES | 70 | E-5 | E/O CHERRY AND WARDLOW | LONG BEACH | CA |  | 33.8202 | -118.1636 |  |  | NO | YES | NO
ATHENS | 740 | 5727 | Murray, Kevin | None | 16 | 4 | 5073 | LIGHTHIPE | 9 | LIGHTHIPE | 5073 | LIGHTHIPE | I | 1964-07-01 |  | D | 1 | 32 | 2 | 57 | LOS ANGELES | 58 | E-6 | 1919 E. EL SEGUNDO BLVD. AT WILMINGTON AVE. | LYNWOOD | CA | 90262 | 33.9175 | -118.2373 |  |  | YES | NO | NO
ATKINS P.T. | 1930 | 7022 |  |  | 33 | 12 | 5070 | VALLEY | 7 | VALLEY | 5070 | VALLEY | O | 1996-05-01 | 2000-02-29 | A | 3 | 77 | 3 | 20 | RIVERSIDE COUNTY - 1996 | 870 | A-4 | S/O E. NEWPORT RD & CALIFORNIA | HEMET AREA | CA | 92543 |  |  |  |  | NO | YES | NO
ATOLIA | 1347 | 8108 |  |  | 33 | 4 | 8016 | KRAMER | 15 | LUGO | 5061 | LUGO | O | 1950-01-01 | 1988-04-01 | D | 3 | 86 | 4 | 21 | CENTRAL VALLEY CITIES |  |  |  |  | CA | [5 empty] | NO | YES | NO
ATRICH | 1011 | 6224 | Perez, Chris |  | 66 | 12 | 1410 | ALAMITOS | 9 | LIGHTHIPE | 5073 | LIGHTHIPE | O | 1975-11-01 | 2002-01-29 | C | 1 | 46 | 1 | 51 | LOS ANGELES COUNTY | 76 | A-3 | 3365 GRANT ST., W/O REDONDO | LONG BEACH | CA |  | 33.7938 | -118.152 |  |  | NO | YES | NO
ATWOOD | 804 | 5804 | Orduno, Marlo |  | 66 | 12 | 5082 | VILLA PARK | 1 | VILLA PARK | 5082 | VILLA PARK | I | 1950-01-01 |  | S | 1 | 48 | 2 | 43 | ORANGE COUNTY - 1993 | 739 | J-5 | 900 N. VAN BUREN ST. | PLACENTIA | CA | 92670 | 33.8804 | -117.8319 | SOUTHEAST |  | YES | NO | NO
AULD | 1577 | 8002 | Caldera, Art | 17543 | 33 | 12 | 5070 | VALLEY | 7 | VALLEY | 5070 | VALLEY | I | 1991-05-15 |  | D | 3 | 77 | 4 | 16 | RIVERSIDE | 100 | F-3 | _____ LIBERTY RD BTWN LOS ALAMOS RD & ALTA LOMA LN | MURRIETTA | CA | 92362 | 33.5974 | -117.1378 |  |  | NO | YES | NO
AULD | 1326 | 8002 |  | 17543 | 115 | 33 | 5070 | VALLEY | 7 | VALLEY | 5070 | VALLEY | I | 1981-05-01 |  | S | 3 | 77 | 4 | 16 | RIVERSIDE | 100 | F-3 | _____ LIBERTY RD BTWN LOS ALAMOS RD & ALTA LOMA LN | MURRIETTA | CA | 92362 | 33.5974 | -117.1378 |  |  | YES | NO | YES
AUTOGRAM | 716 | 5702 |  |  | 66 | 12 | 5074 | LAGUNA BELL | 9 | LIGHTHIPE | 5012 | MESA | O | 1962-02-01 | 1986-04-01 | C | 1 | 32 | 2 | 0 | LOS ANGELES COUNTY |  |  |  |  | CA | [5 empty] | NO | YES | NO
AVALON | 1720 | 5907 |  |  | 12 | 12 | 3002 | CATALINA | 9 | LIGHTHIPE | 5073 | LIGHTHIPE | F | 2005-01-01 |  | P | 1 | 61 | 1 | 50 |  |  |  | SANTA CATALINA ISLAND |  | CA | [5 empty] | NO | YES | NO
AVOCADO P.T. | 1056 | 7017 |  |  | 16 | 4 | 5053 | SANTA CLARA | 12 | SANTA CLARA | 5056 | MOORPARK | I | 1950-01-01 |  | A | 5 | 39 | 2 | 60 | VENTURA COUNTY |  |  |  |  | CA | 93010 |  |  |  |  | NO | YES | NO
AXIS S.S. | 105 | 1910 |  |  | 0.5 | 66 | 4015 | IID SYSTEM | 6 | DEVERS | 4000 | FOREIGN UTILITY | O | 1959-06-01 | 1993-03-05 | G | 9 | 99 |  | 0 | [11 empty] | NO | YES | NO
AXIS S.S. | 106 | 1910 |  |  | 12 | 161 | 4015 | IID SYSTEM | 6 | DEVERS | 4000 | FOREIGN UTILITY | O | 1978-10-01 | 1993-03-05 | G | 9 | 99 |  | 0 | [11 empty] | NO | YES | NO
AYERS | 684 | 5643 |  |  | 12 | 4 | 5062 | CHINO | 4 | MIRA LOMA/WALNUT | 5069 | MIRA LOMA | O | 1950-01-01 | 1992-05-28 | D | 3 | 34 | 3 | 12 | SAN BERNARDINO COUNTY | 33 | E-2 | _____ 'G' ST., 1 BLK W/O 12TH ST. | CHINO | CA | 91710 |  |  |  |  | NO | YES | NO
AYERSMAN P.T. | 1057 | 7018 |  |  | 16 | 2.4 | 5055 | GOLETA | 10 | GOLETA | 5056 | MOORPARK | I | 1950-01-01 |  | A | 5 | 49 | 1 | 60 | SANTA BARBARA COUNTY |  |  |  |  | CA | 93117 |  |  |  |  | NO | YES | NO
AZBUILT P.T. | 1980 | 7023 |  |  | 16 | 2.4 | 5021 | LA FRESA | 8 | EL NIDO | 5023 | EL NIDO | I | 1990-01-01 |  | A | 5 | 44 | 1 | 50 | LOS ANGELES COUNTY | 823 | B-4 | S/O SWEETBAY RD 300' S/E/O END/O THYME PL | RANCHO PALOS VERDES | CA | 90275 |  |  |  |  | NO | YES | NO
AZTEC | 10 | 1010 |  |  | 12 | 12 | 5067 | DEVERS | 6 | DEVERS | 5067 | DEVERS | F | 2005-01-01 |  | P | 3 | 79 | 4 | 20 | [11 empty] | NO | YES | NO
AZUSA | 396 | 5181 | Reid, Jim |  | 66 | 12 | 5013 | RIO HONDO | 3 | MESA/WALNUT | 5014 | MESA | I | 1964-06-01 |  | F | 1 | 26 | 3 | 5 | LOS ANGELES COUNTY - 1993 | 568 | J-5 | N/W C/O SANTA FE RAILROAD AND NORTH ANGELENO AVE, | AZUSA | CA | 91702 | 34.1366 | -117.9107 | SOUTHEAST |  | NO | YES | NO
B.H.P | [31 empty] | NO | YES | NO
B.M.-T. | 1357 | 8114 |  |  | 33 | 12 | 8027 | VICTOR | 15 | LUGO | 5061 | LUGO | O | 1950-01-01 | 1985-10-01 | B | 3 | 73 | 4 | 30 | SAN BERNARDINO COUNTY |  |  |  |  | CA | [5 empty] | NO | YES | NO
BADILLO | 397 | 5182 | Reid, Jim |  | 12 | 4 | 5013 | RIO HONDO | 3 | MESA/WALNUT | 5014 | MESA | I | 1950-01-01 |  | D | 1 | 26 | 3 | 6 | LOS ANGELES COUNTY - 1993 | 598 | G-6 | _____VINCENT., S/O PUENTE BLVD. | WEST COVINA | CA | 91790 | 34.0826 | -117.9264 | SOUTHEAST |  | YES | NO | NO
BADWATER P.T. | 1058 | 7054 |  |  | 33 | 12 | 4020 | NEVADA POWER | 16 | ELDORADO | 5090 | ELDORADO | I | 1971-12-01 |  | A | 3 | 86 | 4 | 40 | CENTRAL VALLEY CITIES |  |  |  |  | CA | 92328 |  |  |  |  | NO | YES | NO
BAGA | 944 | 6135 |  |  | 12 | 0.5 | 4025 | BLYTHE (WALC) | 6 | DEVERS | 5067 | DEVERS | O | 1950-01-01 | 1981-09-01 | B | 3 | 87 | 4 | 40 | RIVERSIDE | [10 empty] | NO | YES | NO
BAILEY | 299 | 5057 | Upgrade | 71432 | 220 | 66 | 5000 | SCE SYSTEM | 14 | VINCENT | 5054 | VINCENT | I | 1950-01-01 |  | T | 5 | 59 | 3 | 31 | CALIFORNIA ROAD ATLAS | 88 | E-2 | 36633 GORMAN POST ROAD, E/O HWY 5, 3 MI. S/E OF TOWN | GORMAN | CA | 93243 | 34.7765 | -118.7744 |  |  | NO | YES | NO
BAIN | 1649 | 5603 | Olson, Marty |  | 12 | 0.5 | 5069 | MIRA LOMA | 4 | MIRA LOMA/WALNUT | 5069 | MIRA LOMA | I | 1967-07-01 |  | S | 3 | 30 | 3 | 14 | RIVERSIDE COUNTY | 5 | C-2 | C/O UNION ST. AND BAIN ST. | MIRA LOMA | CA | 91752 | 34.014 | -117.5061 |  |  | NO | YES | NO
BAIN | 641 | 5603 |  |  | 66 | 12 | 5069 | MIRA LOMA | 4 | MIRA LOMA/WALNUT | 5069 | MIRA LOMA | I | 1967-07-01 |  | S | 3 | 30 | 3 | 14 | RIVERSIDE COUNTY | 5 | C-2 | C/O UNION ST. AND BAIN ST. | MIRA LOMA | CA | 91752 | 34.014 | -117.5061 |  |  | YES | NO | YES
BAKER | 1944 | 8277 | Brady, Neil (WF) |  | 115 | 33 | 5090 | ELDORADO | 16 | ELDORADO | 5090 | ELDORADO | I | 1997-09-09 |  | S | 3 | 72 | 4 | 21 | SAN BERNARDINO COUNTY | 706 | F-8 | E/S HWY 127, .5 MI. N/O INTERSECTION 15 AND 127 | BAKER | CA | 92309 | 35.2792 | -116.0736 |  |  | NO | YES | NO
BAKER | 1497 | 8277 |  |  | 115 | 12 | 5090 | ELDORADO | 16 | ELDORADO | 5090 | ELDORADO | I | 1950-01-01 |  | S | 3 | 72 | 4 | 21 | SAN BERNARDINO COUNTY | 706 | F-8 | E/S HWY 127, .5 MI. N/O INTERSECTION 15 AND 127 | BAKER | CA | 92309 | 35.2792 | -116.0736 |  |  | NO | YES | NO
BALL GLASS | 1000 | 6211 | Fish, Terry |  | 66 | 16 | 5013 | RIO HONDO | 3 | MESA/WALNUT | 5014 | MESA | I | 1977-11-01 |  | C | 1 | 22 | 3 | 4 | LOS ANGELES COUNTY - 1993 | 597 | B-6 | 4000 ARDEN DR. | EL MONTE | CA | 91731 | 34.08 | -118.0444 | SOUTHEAST |  | NO | YES | NO
BANDINI | 344 | 5107 | Apocada, Ed | 37422 | 66 | 4 | 5074 | LAGUNA BELL | 9 | LIGHTHIPE | 5073 | LIGHTHIPE | I | 1950-01-01 |  | S | 1 | 32 | 2 | 2 | LOS ANGELES COUNTY - 1993 | 675 | E-3 | 4912 E. 26TH ST. | COMMERCE | CA | 90040 | 33.9991 | -118.1706 | SOUTHEAST |  | NO | YES | NO
BANDINI | 345 | 5107 | Apocada, Ed | 37422 | 66 | 16 | 5074 | LAGUNA BELL | 9 | LIGHTHIPE | 5073 | LIGHTHIPE | I | 1950-01-01 |  | S | 1 | 32 | 2 | 2 | LOS ANGELES COUNTY - 1993 | 675 | E-3 | 4912 E. 26TH ST. | COMMERCE | CA | 90040 | 33.9991 | -118.1706 | SOUTHEAST |  | NO | YES | NO
BANDUCCI | 1703 | 5362 |  |  | 66 | 12 | 5052 | ANTELOPE | 14 | VINCENT | 5054 | VINCENT | F | 2005-01-01 |  | P | 5 | 36 | 3 | 40 | [5 empty] | CA | [5 empty] | NO | YES | NO
BANNING | 1498 | 8278 | Martinez, Jimi | 17213 / 49937 | 115 | 33 | 5067 | DEVERS | 6 | DEVERS | 5067 | DEVERS | I | 1950-01-01 |  | S | 3 | 31 | 4 | 17 | RIVERSIDE COUNTY | 172 | F-1 | _____ LINCOLN ST., 1/4 MI. E/O SAN GORGONIO AVE. | BANNING | CA | 92220 | 33.9223 | -116.8724 |  |  | YES | NO | NO
BANNING HEIGHTS | 1348 | 8109 | Martinez, Jimi |  | 33 | 2.4 | 5067 | DEVERS | 6 | DEVERS | 5067 | DEVERS | I | 1950-01-01 |  | D | 3 | 31 | 4 | 17 | RIVERSIDE COUNTY | 172 | F-1 | _____ SAN GORGONIO AVE., 1 MI. N/O BANNING. | BANNING | CA | 92220 | 33.9559 | -116.8863 |  |  | NO | YES | NO
BANWIND | 2002 | 1160 |  |  | 115 | 115 | 5067 | DEVERS | 6 | DEVERS | 5067 | DEVERS | I | 2002-08-16 |  | X | 3 | 79 | 4 | 13 | RIVERSIDE COUNTY 2002 | 724 | G-3 | S/O FWY-10, W/O HWY-111 IN WHITEWATER WASH | PALM SPRINGS | CA | 92282 |  |  |  |  | NO | YES | NO
BARD P.T. | 1961 | 7058 |  |  | 16 | 4 | 5053 | SANTA CLARA | 12 | SANTA CLARA | 5056 | MOORPARK | I | 1998-12-01 |  | A | 5 | 39 | 1 | 0 | VENTURA CO. |  |  |  | OXNARD | CA | 93041 |  |  |  |  | NO | YES | NO
BARK P.T. | 1059 | 7059 |  |  | 16 | 2.4 | 5055 | GOLETA | 10 | GOLETA | 5056 | MOORPARK | I | 1988-07-01 |  | A | 5 | 49 | 1 | 60 | SANTA BARBARA COUNTY |  |  |  |  | CA | 93108 |  |  |  |  | NO | YES | NO
BARRE | 320 | 5081 | Rolf, Dave | 53701 / 02 / 03 | 66 | 12 | 5081 | BARRE | 1 | VILLA PARK | 5082 | VILLA PARK | I | 1960-09-01 |  | S | 1 | 48 | 2 | 41 | ORANGE COUNTY - 1993 | 798 | B-1 | 8662 CERRITOS AVE. | STANTON | CA | 90680 | 33.8087 | -117.9821 | SOUTHEAST |  | NO | YES | NO
BARRE | 321 | 5081 | Rolf, Dave | 53701 / 02 / 03 | 220 | 66 | 5000 | SCE SYSTEM | 1 | VILLA PARK | 5082 | VILLA PARK | I | 1960-09-01 |  | T | 1 | 48 | 2 | 41 | ORANGE COUNTY - 1993 | 798 | B-1 | 8662 CERRITOS AVE. | STANTON | CA | 90680 | 33.8087 | -117.9821 | SOUTHEAST |  | NO | YES | NO
BARSTOW | 1349 | 8110 | Manzer, Jim | 13431 | 33 | 2.4 | 8016 | KRAMER | 15 | LUGO | 5090 | ELDORADO | O | 1950-01-01 | 1983-03-01 | D | 3 | 72 | 4 | 24 | SAN BERNARDINO | 245 | F-3 | S/E C/O SIXTH ST. AND HUTCHISON | BARSTOW | CA | 92311 | 34.9011 | -117.0222 |  |  | NO | YES | NO
BARSTOW | 1350 | 8110 | Manzer, Jim | 13431 | 33 | 4 | 8016 | KRAMER | 15 | LUGO | 5090 | ELDORADO | O | 1950-01-01 | 1988-02-01 | D | 3 | 72 | 4 | 24 | SAN BERNARDINO | 245 | F-3 | S/E C/O SIXTH ST. AND HUTCHISON | BARSTOW | CA | 92311 | 34.9011 | -117.0222 |  |  | NO | YES | NO
BARSTOW | 1351 | 8110 | Manzer, Jim | 13431 | 33 | 12 | 8016 | KRAMER | 15 | LUGO | 5090 | ELDORADO | I | 1950-01-01 |  | D | 3 | 72 | 4 | 24 | SAN BERNARDINO | 245 | F-3 | S/E C/O SIXTH ST. AND HUTCHISON | BARSTOW | CA | 92311 | 34.9011 | -117.0222 |  |  | NO | YES | NO
BARSTOW | 1352 | 8110 | Manzer, Jim | 13431 | 33 | 33 | 8016 | KRAMER | 15 | LUGO | 5090 | ELDORADO | I | 1950-01-01 |  | D | 3 | 72 | 4 | 24 | SAN BERNARDINO | 245 | F-3 | S/E C/O SIXTH ST. AND HUTCHISON | BARSTOW | CA | 92311 | 34.9011 | -117.0222 |  |  | NO | YES | YES
BARTOLO | 860 | 5863 | Apocada, Ed |  | 12 | 4 | 5012 | MESA | 3 | MESA/WALNUT | 5012 | MESA | I | 1950-01-01 |  | D | 1 | 22 | 2 | 2 | LOS ANGELES COUNTY - 1993 | 676 | H-3 | 4865 DURFEE RD. | PICO RIVERA | CA | 90660 | 34.0017 | -118.0783 |  |  | YES | NO | NO
BASSETT | 398 | 5184 | Reid, Jim | 53956 | 66 | 12 | 5014 | WALNUT | 4 | MIRA LOMA/WALNUT | 5014 | MIRA LOMA | I | 1955-04-01 |  | S | 1 | 26 | 3 | 6 | LOS ANGELES COUNTY - 1993 | 638 | D-4 | 14___ FAIRGROVE AVE., 700' W/O CALIFORNIA AVE. | LA PUENTE | CA | 91744 | 34.0477 | -117.9548 | SOUTHEAST |  | YES | NO | NO
BASTA | 879 | 5883 | Orduno, Marlo |  | 12 | 4 | 5081 | BARRE | 1 | VILLA PARK | 5082 | VILLA PARK | I | 1950-01-01 |  | D | 1 | 48 | 2 | 43 | ORANGE COUNTY - 1993 | 738 | D-7 | 121 S. BROOKHURST RD. | FULLERTON | CA | 92633 | 33.8676 | -117.9595 | SOUTHEAST |  | YES | NO | NO
BAYEND P.T. | 1074 | 7089 |  |  | 16 | 4 | 5021 | LA FRESA | 8 | EL NIDO | 5023 | EL NIDO | I | 1991-12-13 |  | A | 5 | 44 | 1 | 50 | LOS ANGELES COUNTY |  |  |  |  | CA | 90275 |  |  |  |  | NO | YES | NO
BAYSIDE | 805 | 5805 | Rolf, Dave | 53892 | 66 | 12 | 5086 | ELLIS | 2 | ELLIS | 5086 | ELLIS | I | 1962-10-01 |  | S | 1 | 33 | 1 | 44 | ORANGE COUNTY - 1993 | 889 | A-1 | 2280 FAIRVIEW RD. | COSTA MESA | CA | 92627 | 33.6579 | -117.9071 | SOUTHEAST |  | YES | NO | YES
BEACON P.T. | 1060 | 7061 |  |  | 16 | 4 | 5051 | SAUGUS | 13 | SAUGUS | 5056 | MOORPARK | O | 1964-08-01 | 1981-12-01 | A | 5 | 59 | 3 | 60 | LOS ANGLES COUNTY |  |  |  |  | CA | [5 empty] | NO | YES | NO
BEAUMONT | 643 | 5605 | Martinez, Jimi |  | 12 | 4 | 5064 | VISTA | 5 | VISTA | 5064 | VISTA | I | 1950-01-01 |  | D | 3 | 31 | 3 | 17 | RIVERSIDE COUNTY | 151 | B-5 | NINTH AND ELM STREETS. | BEAUMONT | CA | 92223 | 33.9347 | -116.9837 |  |  | NO | YES | NO
BECKMAN INSTRUMENT | 982 | 6187 |  |  | 12 | 12 | 5087 | OLINDA | 1 | VILLA PARK | 5082 | VILLA PARK | I | 1950-01-01 |  | B | 1 | 48 | 2 | 80 | ORANGE COUNTY |  |  |  | BREA | CA | [5 empty] | NO | YES | NO
BEDFORD | 462 | 5245 | Dupree, Daryl | 30324 / 37555 | 16 | 4 | 5029 | LA CIENEGA | 8 | EL NIDO | 5023 | EL NIDO | I | 1950-01-01 |  | D | 5 | 42 | 2 | 54 | LOS ANGELES COUNTY | 42 | C-1 | 251 SO. BEVERLY DR., UNDERGROUND IN REAR | BEVERLY HILLS | CA | 90210 | 34.0636 | -118.3987 |  |  | YES | NO | NO
BEEJAY | 912 | 5974 |  |  | 66 | 4 | 5074 | LAGUNA BELL | 9 | LIGHTHIPE | 4000 | FOREIGN UTILITY | O | 1960-02-01 | 1989-07-01 | C | 9 | 60 | 2 | 2 | LOS ANGLES COUNTY |  |  | 45TH ST. AND ST. CHARLES | VERNON | CA | 90058 |  |  |  |  | NO | YES | NO
BELDING | 1426 | 8204 | Brehaut, Paul |  | 33 | 4 | 5067 | DEVERS | 6 | DEVERS | 5067 | DEVERS | I | 1966-08-01 |  | D | 3 | 79 | 4 | 13 | RIVERSIDE | 181 | A-6 | _____ ALEJO AVE., 3/4 MILE E/O SUNRISE WAY | PALM SPRINGS | CA | 92262 | 33.8305 | -116.5142 |  |  | NO | YES | NO
BELLEGRAVE | 1353 | 8111 |  |  | 33 | 4 | 5062 | CHINO | 4 | MIRA LOMA/WALNUT | 5069 | MIRA LOMA | O | 1950-01-01 | 1983-11-01 | D | 3 | 34 | 3 | 12 | [5 empty] | CA | [5 empty] | NO | YES | NO
BELMONT | 717 | 5706 | Perez, Chris |  | 12 | 4 | 1410 | ALAMITOS | 9 | LIGHTHIPE | 5073 | LIGHTHIPE | I | 1921-11-01 |  | D | 1 | 46 | 1 | 51 | LOS ANGELES | 76 | A-4 | 1126 LOMA AVE, | LONG BEACH | CA | 90804 | 33.7812 | -118.1499 |  |  | NO | YES | NO
BELVEDERE | 346 | 5108 | Fish, Terry |  | 16 | 4 | 5012 | MESA | 3 | MESA/WALNUT | 5012 | MESA | I | 1964-06-01 |  | D | 1 | 22 | 2 | 2 | LOS ANGELES COUNTY - 1993 | 635 | E-6 | 107 SUNOL DR., C/O FIRST ST. | EAST LOS ANGELES | CA | 90063 | 34.0362 | -118.1791 | SOUTHEAST |  | YES | NO | NO
BENSON | 1886 | 5651 |  |  | 66 | 12 | 5045 | PADUA | 4 | MIRA LOMA/WALNUT | 5069 | MIRA LOMA | O | 1991-01-01 | 1991-01-01 | P | 3 | 30 | 3 | 10 | SAN BERNARDINO COUNTY | 1 | E-6 | S/W C/O BENSON AND 17TH ST. | UPLAND | CA | 91786 |  |  |  |  | NO | YES | NO
BESSEMER P.T. | 1855 | 7075 |  |  | 33 | 12 | 8027 | VICTOR | 15 | LUGO | 5061 | LUGO | I | 1993-12-15 |  | A | 3 | 73 | 5 | 30 | [5 empty] | CA | 92356 |  |  |  |  | NO | YES | NO
BETHLEHEM | 761 | 5751 |  |  | 66 | 7 | 5074 | LAGUNA BELL | 9 | LIGHTHIPE | 5012 | MESA | O | 1950-01-01 | 1985-06-01 | C | 9 | 60 | 2 | 2 | LOS ANGLES |  |  |  | VERNON | CA | 90058 |  |  |  |  | NO | YES | NO
BEVERLY | 409 | 5201 | Dupree, Daryl | 37552 | 66 | 16 | 5029 | LA CIENEGA | 8 | EL NIDO | 5023 | EL NIDO | I | 1950-01-01 |  | S | 5 | 42 | 2 | 54 | LOS ANGELES COUNTY | 33 | C-6 | 321 N. FOOTHILL RD. | BEVERLY HILLS | CA | 90210 | 34.0732 | -118.3968 |  |  | NO | YES | NO
BEVERLY | 408 | 5201 |  | 37552 | 66 | 4 | 5011 | EAGLE ROCK | 3 | MESA/WALNUT | 5023 | EL NIDO | I | 1950-01-01 |  | S | 5 | 42 | 2 | 54 | LOS ANGELES COUNTY | 33 | C-6 | 321 N. FOOTHILL RD. | BEVERLY HILLS | CA | 90210 | 34.0732 | -118.3968 |  |  | NO | YES | YES
BICKNELL | 347 | 5109 | Fish, Terry |  | 16 | 4 | 5012 | MESA | 3 | MESA/WALNUT | 5012 | MESA | I | 1924-02-01 |  | D | 1 | 22 | 2 | 2 | LOS ANGELES COUNTY - 1993 | 635 | G-6 | 4737 E. 3RD ST., C/O MEDNIK AVE. | EAST LOS ANGELES | CA | 90022 | 34.0341 | -118.1618 | SOUTHEAST |  | YES | NO | NO
BIG BEND BIA | 1546 | 8352 |  |  | 33 | 12 | 4027 | PARKER | 6 | DEVERS | 5067 | DEVERS | I | 1984-08-01 |  | D | 3 | 87 | 4 | 40 | RIVERSIDE |  |  |  |  | AZ | 92267 |  |  |  |  | NO | YES | NO
BIG CREEK 1 | 121 | 2211 |  | 78621 | 7 | 7 | 2202 | BIG CREEK SYSTEM | 17 | SAN JOAQUIN | 5033 | RECTOR | I | 1950-01-01 |  | G | 5 | 50 | 2 | 90 | CENTRAL VALLEY CITIES |  |  | BIG CREEK - POWERHOUSE 1 | BIG CREEK | CA |  | 37.204 | -119.2431 | NORTHWEST |  | NO | YES | NO
BIG CREEK 1 | 122 | 2211 |  | 78621 | 33 | 12 | 2202 | BIG CREEK SYSTEM | 17 | SAN JOAQUIN | 5033 | RECTOR | I | 1950-01-01 |  | G | 5 | 50 | 2 | 90 | CENTRAL VALLEY CITIES |  |  | BIG CREEK - POWERHOUSE 1 | BIG CREEK | CA |  | 37.204 | -119.2431 | NORTHWEST |  | NO | YES | NO
BIG CREEK 1 | 123 | 2211 |  | 78621 | 12 | 220 | 2202 | BIG CREEK SYSTEM | 17 | SAN JOAQUIN | 5033 | RECTOR | I | 1913-01-01 |  | G | 5 | 50 | 2 | 90 | CENTRAL VALLEY CITIES |  |  | BIG CREEK - POWERHOUSE 1 | BIG CREEK | CA |  | 37.204 | -119.2431 | NORTHWEST |  | NO | YES | NO
BIG CREEK 1 | 1942 | 2211 |  | 78621 | 33 | 33 | 2202 | BIG CREEK SYSTEM | 17 | SAN JOAQUIN | 5033 | RECTOR | I | 1997-04-22 |  | G | 1 | 50 | 2 | 90 | CENTRAL VALLEY CITIES |  |  | BIG CREEK - POWERHOUSE 1 | BIG CREEK | CA |  | 37.204 | -119.2431 | NORTHWEST |  | NO | YES | NO
BIG CREEK 2 | 496 | 5302 |  | 78221 | 12 | 7 | 2202 | BIG CREEK SYSTEM | 17 | SAN JOAQUIN | 5033 | RECTOR | I | 1950-01-01 |  | H | 5 | 50 | 2 | 90 | CENTRAL VALLEY CITIES |  |  |  |  | CA | 93605 | 37.1987 | -119.3064 | NORTHWEST |  | NO | YES | NO
BIG CREEK 2 | 497 | 5302 |  | 78221 | 220 | 12 | 2202 | BIG CREEK SYSTEM | 17 | SAN JOAQUIN | 5033 | RECTOR | I | 1950-01-01 |  | D | 5 | 50 | 2 | 90 | CENTRAL VALLEY CITIES |  |  |  |  | CA | 93605 | 37.1987 | -119.3064 | NORTHWEST |  | NO | YES | NO
BIG CREEK 2 P.H. | 124 | 2212 |  | 78221 | 7 | 220 | 2202 | BIG CREEK SYSTEM | 17 | SAN JOAQUIN | 5033 | RECTOR | I | 1913-07-01 |  | T | 5 | 50 | 2 | 90 | CENTRAL VALLEY CITIES |  |  |  |  | CA |  | 37.1991 | -119.3056 | NORTHWEST |  | NO | YES | NO
BIG CREEK 2A | 130 | 2234 |  | 78221 | 12 | 220 | 2202 | BIG CREEK SYSTEM | 17 | SAN JOAQUIN | 5033 | RECTOR | I | 1928-07-01 |  | T | 5 | 50 | 2 | 90 | CENTRAL VALLEY CITIES |  |  |  |  | CA |  | 37.2008 | -119.3066 | NORTHWEST |  | NO | YES | NO
BIG CREEK 3 | 127 | 2230 |  | 78321 | 0.5 | 2.4 | 2202 | BIG CREEK SYSTEM | 17 | SAN JOAQUIN | 5033 | RECTOR | I | 1923-07-01 |  | G | 5 | 50 | 2 | 90 | CENTRAL VALLEY CITIES |  |  | 19 MI. BELOW BIG CREEK | BIG CREEK | CA | 93605 | 37.1481 | -119.3871 | NORTHWEST |  | NO | YES | NO
BIG CREEK 3 | 128 | 2230 |  | 78321 | 12 | 12 | 2202 | BIG CREEK SYSTEM | 17 | SAN JOAQUIN | 5033 | RECTOR | I | 1950-01-01 |  | D | 5 | 50 | 2 | 90 | CENTRAL VALLEY CITIES |  |  | 19 MI. BELOW BIG CREEK | BIG CREEK | CA | 93605 | 37.1481 | -119.3871 | NORTHWEST |  | NO | YES | NO
BIG CREEK 3 | 129 | 2230 |  | 78321 | 12 | 220 | 2202 | BIG CREEK SYSTEM | 17 | SAN JOAQUIN | 5033 | RECTOR | I | 1923-07-01 |  | G | 5 | 50 | 2 | 90 | CENTRAL VALLEY CITIES |  |  | 19 MI. BELOW BIG CREEK | BIG CREEK | CA | 93605 | 37.1481 | -119.3871 | NORTHWEST |  | NO | YES | NO
BIG CREEK 4 | 131 | 2236 |  | 78421 | 0.5 | 12 | 2202 | BIG CREEK SYSTEM | 17 | SAN JOAQUIN | 5033 | RECTOR | I | 1951-07-01 |  | D | 5 | 50 | 2 | 90 | CENTRAL VALLEY CITIES |  |  | NORTH FORK RD., 5 MI. N/O AUBERRY | AUBERRY | CA | 93605 | 37.139 | -119.4928 | NORTHWEST |  | NO | YES | NO
BIG CREEK 4 | 132 | 2236 |  | 78421 | 12 | 220 | 2202 | BIG CREEK SYSTEM | 17 | SAN JOAQUIN | 5033 | RECTOR | I | 1951-07-01 |  | G | 5 | 50 | 2 | 90 | CENTRAL VALLEY CITIES |  |  | NORTH FORK RD., 5 MI. N/O AUBERRY | AUBERRY | CA | 93605 | 37.139 | -119.4928 | NORTHWEST |  | NO | YES | NO
BIG CREEK 8 | 125 | 2229 |  | 78521 | 12 | 220 | 2202 | BIG CREEK SYSTEM | 17 | SAN JOAQUIN | 5033 | RECTOR | I | 1921-07-01 |  | G | 5 | 50 | 2 | 90 | CENTRAL VALLEY CITIES |  |  | 11 MI. BELOW BIG CREEK DN MAIN RD. THRU LOCKED GATE | BIG CREEK | CA |  | 37.2109 | -119.3304 | NORTHWEST |  | NO | YES | NO
BIG CREEK 8 | 126 | 2229 |  | 78521 | 0.5 | 12 | 2202 | BIG CREEK SYSTEM | 17 | SAN JOAQUIN | 5033 | RECTOR | I | 1921-07-01 |  | G | 5 | 50 | 2 | 90 | CENTRAL VALLEY CITIES |  |  | 11 MI. BELOW BIG CREEK DN MAIN RD. THRU LOCKED GATE | BIG CREEK | CA |  | 37.2109 | -119.3304 | NORTHWEST |  | NO | YES | NO
BIG CREEK SYSTEM | 120 | 2202 |  |  | 220 | 220 | 5000 | SCE SYSTEM | 17 | SAN JOAQUIN | 5033 | RECTOR | I | 1913-01-01 |  | T | 5 | 50 | 2 | 90 | CENTRAL VALLEY CITIES |  |  |  |  | CA | [5 empty] | NO | YES | NO
BIG PINE | 251 | 4193 |  |  | 220 | 33 | 4090 | LDWP SYSTEM | 15 | LUGO | 4000 | FOREIGN UTILITY | I | 1950-01-01 |  | F | 9 | 99 | 4 | 0 | [11 empty] | NO | YES | NO
BIGFOOT P.T. | 1062 | 7063 |  |  | 12 | 4 | 5033 | RECTOR | 17 | SAN JOAQUIN | 5033 | RECTOR | I | 1987-07-01 |  | A | 5 | 51 | 3 | 70 | CENTRAL VALLEY CITIES |  |  |  |  | CA | 93271 |  |  |  |  | NO | YES | NO
BIGGS P.T. | 1075 | 7090 |  |  | 33 | 4 | 5069 | MIRA LOMA | 4 | MIRA LOMA/WALNUT | 5069 | MIRA LOMA | I | 1968-01-01 |  | A | 3 | 34 | 3 | 10 | [5 empty] | CA | 92881 |  |  |  |  | NO | YES | NO
BILLIE MINE P.T. | 1994 | 7071 |  |  | 33 | 12 | 4020 | NEVADA POWER | 16 | ELDORADO | 5090 | ELDORADO | I | 1979-01-01 |  | B | 3 | 86 | 4 | 40 | CENTRAL VALLEY CITIES |  |  |  |  | CA | [5 empty] | NO | YES | NO
BILLY CLYDE P.T. | 1067 | 7072 |  |  | 16 | 4 | 5029 | LA CIENEGA | 8 | EL NIDO | 5023 | EL NIDO | O | 1979-12-01 | 1982-12-01 | A | 5 | 44 | 1 | 50 | LOS ANGELES COUNTY |  |  |  |  | CA | [5 empty] | NO | YES | NO
BIO-GAS | 20 | 1020 |  |  | 16 | 2.4 | 5013 | RIO HONDO | 3 | MESA/WALNUT | 5014 | WALNUT | I | 1982-10-01 |  | B | 1 | 27 | 3 | 10 | [5 empty] | CA | [5 empty] | NO | YES | NO
BIOGEN | 18 | 1018 |  |  | 115 | 12 | 5090 | ELDORADO | 16 | ELDORADO | 5090 | ELDORADO | O | 1987-09-01 | 1996-06-15 | X | 3 | 72 | 4 | 21 | SAN BERNARDINO CO. 1996 | 331 | B-6 | _____ YATES WELL RD., 1 MI. W/O I-15 | STATELINE | CA | 92366 |  |  |  |  | NO | YES | NO
BIRD DOG | 1673 | 9112 |  |  | 66 | 12 | 9010 | WOODS |  |  | 9010 | WOODS | I | 1993-01-01 |  | S | 9 | 99 | 2 | 0 |  |  |  | 501 S. MARENGO AVE., T/S SIMULATOR, ALHAMBRA TRAINING FACILITY | ALHAMBRA | CA | 91801 |  |  |  |  | NO | YES | NO
BIRD DOG | 1687 | 9112 |  |  | 12 | 4 | 9010 | WOODS |  |  | 9010 | WOODS | I | 1993-01-01 |  | D | 9 | 99 | 2 | 0 |  |  |  | 501 S. MARENGO AVE., T/S SIMULATOR, ALHAMBRA TRAINING FACILITY | ALHAMBRA | CA | 91801 |  |  |  |  | NO | YES | NO
BIRD SPRINGS P.T. | 1076 | 7091 |  |  | 12 | 2.4 | 5035 | VESTAL | 17 | SAN JOAQUIN | 5033 | RECTOR | I | 1967-06-01 |  | A | 5 | 53 | 3 | 40 | CENTRAL VALLEY CITIES |  |  |  |  | CA | [5 empty] | NO | YES | NO
Bishop Creek Plant 2 | [27 empty] | 37.2737 | -118.5734 |  |  | NO | YES | NO
Bishop Creek Plant 3 | [27 empty] | 37.302 | -118.5321 |  |  | NO | YES | NO
Bishop Creek Plant 4 | [27 empty] | 37.3227 | -118.5015 |  |  | NO | YES | NO
Bishop Creek Plant 5 | [27 empty] | 37.3345 | -118.4796 |  |  | NO | YES | NO
Bishop Creek Plant 6 | [27 empty] | 37.3502 | -118.4631 |  |  | NO | YES | NO
BISMARK P.T. | 1066 | 7070 |  |  | 33 | 12 | 5062 | CHINO | 4 | MIRA LOMA/WALNUT | 5069 | MIRA LOMA | O | 1972-11-01 | 1989-10-08 | A | 3 | 34 | 3 | 10 | [5 empty] | CA | [5 empty] | NO | YES | NO
BIXBY | 718 | 5707 | Perez, Chris |  | 12 | 4 | 1410 | ALAMITOS | 9 | LIGHTHIPE | 5073 | LIGHTHIPE | I | 1924-10-01 |  | D | 1 | 46 | 1 | 51 | LOS ANGELES | 75 | E-5 | 1719 E. FOURTH ST. | LONG BEACH | CA | 90802 | 33.7719 | -118.1706 |  |  | NO | YES | NO
BLACK MEADOWS | 1063 | 7064 |  |  | 33 | 12 | 4027 | PARKER | 6 | DEVERS | 5067 | DEVERS | I | 1984-08-01 |  | A | 3 | 87 | 4 | 40 | RIVERSIDE |  |  |  |  | AZ | 92267 |  |  |  |  | NO | YES | NO
BLACK MOUNTAIN | 1493 | 8274 | Manzer, Jim |  | 115 | 4 | 8027 | VICTOR | 15 | LUGO | 5061 | LUGO | I | 1965-02-01 |  | C | 3 | 73 | 4 | 23 | SAN BERNARDINO COUNTY | 307 | F-3 | _____ BELL MT. RD., 10 MI. E/O HWY I-15 | APPLE VALLEY | CA |  | 34.6202 | -117.1046 |  |  | NO | YES | NO
BLACK PEAK | 213 | 4028 |  |  | 161 | 66 | 4024 | WALC SYSTEM | 6 | DEVERS | 4000 | FOREIGN UTILITY | I | 1984-08-01 |  | F | 9 | 99 |  | 0 | [11 empty] | NO | YES | NO
BLISS | 498 | 5303 | Clark, Gerald |  | 66 | 12 | 5034 | SPRINGVILLE | 17 | SAN JOAQUIN | 5033 | RECTOR | I | 1950-01-01 |  | S | 5 | 51 | 3 | 33 | CENTRAL VALLEY CITIES | 15 | A-2 | ROAD 164 AND AVE. 208 | TULARE | CA | 93274 | 36.1658 | -119.2083 |  |  | YES | NO | NO
BLM WEST | 1633 | 4250 |  |  | 220 | 220 | 5000 | SCE SYSTEM | 15 | LUGO | 5061 | LUGO | I | 1989-12-01 |  | X | 3 | 86 | 4 | 0 | CENTRAL VALLEY CITIES |  |  |  |  | CA | [5 empty] | NO | YES | NO
BLOOMINGTON | 1529 | 8307 | Olson, Marty | 17393 | 66 | 12 | 5064 | VISTA | 5 | VISTA | 5064 | VISTA | I | 1974-05-01 |  | S | 3 | 30 | 3 | 14 | SAN BERNARDINO COUNTY | 26 | A-4 | N/E C/O JURUPA AVE. AND LINDEN, S/O BLOOMINGTON | BLOOMINGTON | CA | 92316 | 34.0493 | -117.4002 |  |  | YES | NO | NO
BLUE CUT P.T. | 1064 | 7068 |  |  | 33 | 12 | 5064 | VISTA | 5 | VISTA | 5064 | VISTA | I | 1966-08-01 |  | A | 3 | 30 | 3 | 10 | SAN BERNARDINO COUNTY |  |  |  |  | CA | 92407 |  |  |  |  | NO | YES | NO
BLUE JAY P.T. | 1065 | 7069 |  |  | 12 | 2.4 | 5064 | VISTA | 5 | VISTA | 5064 | VISTA | O | 1950-01-01 | 1986-11-01 | A | 3 | 40 | 2 | 40 | SAN BERNARDINO COUNTY |  |  |  |  | CA | [5 empty] | NO | YES | NO
BLUE RIDGE P.T. | 1068 | 7073 |  |  | 12 | 2.4 | 8027 | VICTOR | 15 | LUGO | 5061 | LUGO | I | 1950-01-01 |  | A | 3 | 73 | 4 | 30 | SAN BERNARDINO COUNTY |  |  |  |  | CA | 92397 |  |  |  |  | NO | YES | NO
BLUEFOX P.T. | 1603 | 7062 |  |  | 33 | 12 | 5070 | VALLEY | 7 | VALLEY | 5069 | MIRA LOMA | O | 1988-09-01 | 1989-09-01 | A | 3 | 34 | 3 | 10 | SAN BERNARDINO COUNTY |  |  |  |  | CA | [5 empty] | NO | YES | NO
BLUFF COVE | 482 | 5266 |  |  | 16 | 4 | 5021 | LA FRESA | 8 | EL NIDO | 5023 | EL NIDO | I | 1961-11-01 |  | D | 5 | 44 | 1 | 56 | LOS ANGELES | 72 | D-4 | 27873 HAWTHORNE BLVD. | PALOS VERDES | CA | 90274 | 33.7802 | -118.387 |  |  | NO | YES | NO
BLYTHE | 1354 | 8113 | Brady, Neil (WF) |  | 33 | 4.8 | 4025 | BLYTHE (WALC) | 6 | DEVERS | 5067 | DEVERS | I | 1950-01-01 |  | D | 3 | 87 | 4 | 13 | RIVERSIDE | 300 | B-4 | 301 MAIN ST. (CORNER OF MAIN AND DONLON) | BLYTHE | CA | 92225 | 33.6073 | -114.6009 |  |  | NO | YES | NO
BLYTHE | 1355 | 8113 | Brady, Neil (WF) |  | 33 | 12 | 4025 | BLYTHE (WALC) | 6 | DEVERS | 5067 | DEVERS | I | 1972-06-01 |  | D | 3 | 87 | 4 | 13 | RIVERSIDE | 300 | B-4 | 301 MAIN ST. (CORNER OF MAIN AND DONLON) | BLYTHE | CA | 92225 | 33.6073 | -114.6009 |  |  | NO | YES | NO
BLYTHE | 1356 | 8113 | Brady, Neil (WF) |  | 33 | 33 | 4025 | BLYTHE (WALC) | 6 | DEVERS | 5067 | DEVERS | I | 1950-01-01 |  | D | 3 | 87 | 4 | 13 | RIVERSIDE | 300 | B-4 | 301 MAIN ST. (CORNER OF MAIN AND DONLON) | BLYTHE | CA | 92225 | 33.6073 | -114.6009 |  |  | NO | YES | NO
BLYTHE (WALC) | 210 | 4025 | Brady, Neil (WF) |  | 161 | 33 | 4024 | WALC SYSTEM | 6 | DEVERS | 5067 | DEVERS | I | 1950-01-01 |  | S | 3 | 87 | 4 | 13 | RIVERSIDE | 723 | G-2 | _____ HOBSON WAY., W/O NEIGHBORS BLVD. | BLYTHE | CA | 92225 | 33.6117 | -114.6805 |  |  | YES | NO | NO
BODIE | 190 | 2595 |  |  | 55 | 7 | 8015 | INYO SCE | 15 | LUGO | 2556 | CONTROL | O | 1950-01-01 | 2000-12-08 | D | 3 | 85 | 2 | 92 | CALIFORNIA ROAD ATLAS | 43 | A-3 | 15 MI. NE/O HWY 395 & HWY 167 | BRIDGEPORT | CA | 93517 |  |  |  |  | NO | YES | NO
BOKUM | 1674 | 9113 |  |  | 66 | 12 | 9010 | WOODS |  |  | 9010 | WOODS | I | 1993-01-01 |  | C | 9 | 99 | 2 | 0 |  |  |  | 501 S. MARENGO AVE., T/S SIMULATOR, ALHAMBRA TRAINING FACILITY | ALHAMBRA | CA | 91801 |  |  |  |  | NO | YES | NO
BOLSA | 807 | 5807 | Rolf, Dave | 53988 | 66 | 12 | 5081 | BARRE | 1 | VILLA PARK | 5082 | VILLA PARK | I | 1963-11-01 |  | S | 1 | 33 | 1 | 41 | ORANGE COUNTY - 1993 | 827 | E-5 | 15971 GRAHAM ST. | HUNTINGTON BEACH | CA | 92649 | 33.7314 | -118.033 | SOUTHEAST |  | YES | NO | NO
BOMMER | 1872 | 5884 |  |  | 66 | 12 | 5088 | SANTIAGO | 2 | ELLIS | 5086 | ELLIS | F | 2005-01-01 |  | P | 1 | 29 | 2 | 20 | ORANGE COUNTY - 1993 | 860 | E-4 | _____ SAND CANYON RD., E/O SUNNYHILL (1400') | IRVINE | CA | 92715 |  |  |  |  | NO | YES | NO
BOOST | 1613 | 6287 | Perez, Chris |  | 66 | 12 | 5085 | DEL AMO | 9 | LIGHTHIPE | 5073 | LIGHTHIPE | I | 1990-06-14 |  | C | 1 | 46 | 2 | 52 | LOS ANGELES | 71 | B-4 | E/S LAKEWOOD BLVD., 1000' S/O CARSON, | LONG BEACH | CA |  | 33.8311 | -118.1413 |  |  | NO | YES | NO
BOOTS P.T. | 1069 | 7077 |  |  | 12 | 2.4 | 5088 | SANTIAGO | 2 | ELLIS | 5086 | ELLIS | I | 1979-06-01 |  | A | 1 | 43 | 2 | 80 | ORANGE COUNTY |  |  |  |  | CA | 92676 |  |  |  |  | NO | YES | NO
BORAX U.S. | 1358 | 8115 |  |  | 33 | 33 | 8016 | KRAMER | 15 | LUGO | 5061 | LUGO | I | 1950-01-01 |  | B | 3 | 86 | 4 | 23 | CENTRAL VALLEY CITIES | 24 | B-5 | _____ BORAX RD., 1-1/4 MILE N/O HWY 58 | BORON | CA | 93516 |  |  |  |  | NO | YES | NO
BORCO | 1757 | 6222 |  |  | 115 | 12 | 8016 | KRAMER | 15 | LUGO | 5090 | ELDORADO | F | 2005-01-01 |  | P | 3 | 86 | 4 | 40 | CENTRAL VALLEY CITIES |  |  |  |  | CA | [5 empty] | NO | YES | NO
BORDER | 1679 | 9012 |  |  | 220 | 66 | 9000 | T/S SIMULATOR SYSTEM |  |  | 9012 | BORDER | I | 1993-01-10 |  | T | 9 | 99 | 2 | 0 |  |  |  | 501 S. MARENGO AVE., T/S SIMULATOR, ALHAMBRA TRAINING FACILITY | ALHAMBRA | CA | 91801 |  |  |  |  | NO | YES | NO
BOREL | 137 | 2314 |  | 74320 | 2.4 | 66 | 5052 | ANTELOPE | 14 | VINCENT | 5033 | RECTOR | I | 1904-06-01 |  | H | 5 | 53 | 3 | 91 | CALIFORNIA ROAD ATLAS | 79 | C-1 | 1200 HIGHWAY 178, BODFISH | KERNVILLE | CA |  | 35.5881 | -118.5241 |  |  | NO | YES | NO
BORON A.F.B. | 921 | 6102 |  |  | 33 | 4 | 8016 | KRAMER | 15 | LUGO | 5061 | LUGO | I | 1950-01-01 |  | B | 3 | 86 | 2 | 23 | CENTRAL VALLEY CITIES |  |  |  |  | CA | [5 empty] | NO | YES | NO
BORREGO | 878 | 5881 | Pepper, Steve | 37576 | 66 | 12 | 5088 | SANTIAGO | 2 | ELLIS | 5086 | ELLIS | I | 1968-12-01 |  | S | 1 | 43 | 2 | 46 | ORANGE COUNTY - 1993 | 921 | A-4 | _____ EL TORO RD., 1 MI. E/O LAGUNA RD. | LAGUNA BEACH | CA | 92656 | 33.5979 | -117.7486 | SOUTHEAST |  | YES | NO | NO
BOTTOM P.T. | 1412 | 8179 |  |  | 33 | 4 | 5070 | VALLEY | 7 | VALLEY | 5070 | VALLEY | O | 1950-01-01 | 1996-03-01 | A | 3 | 77 | 4 | 20 | [5 empty] | CA | [5 empty] | NO | YES | NO
Boulder SW | [27 empty] | 36.0194 | -114.7418 |  |  | NO | YES | NO
BOUSIC CANYON | 922 | 6103 |  |  | 33 | 4 | 8027 | VICTOR | 15 | LUGO | 5061 | LUGO | I | 1950-01-01 |  | B | 3 | 73 | 4 | 23 | SAN BERNARDINO | 352A | B-5 | _____ MERIDIAN RD., 2 MI. S/O HWY. 18 | LUCERNE VALLEY | CA | 92356 |  |  |  |  | NO | YES | NO
BOVINE | 874 | 5877 | Perez, Chris | 37405 | 66 | 12 | 5085 | DEL AMO | 9 | LIGHTHIPE | 5073 | LIGHTHIPE | I | 1967-12-01 |  | S | 1 | 46 | 2 | 52 | LOS ANGELES | 81 | C-2 | 19700 BLOOMFIELD. | CERRITOS | CA | 90703 | 33.8519 | -118.0652 |  |  | YES | NO | YES
BOWL | 719 | 5708 | Perez, Chris | 37447 | 66 | 4 | 5071 | HINSON | 9 | LIGHTHIPE | 5073 | LIGHTHIPE | I | 1947-06-01 |  | S | 1 | 46 | 2 | 51 | LOS ANGELES | 75 | E-5 | 1947 WALNUT AVE. | LONG BEACH | CA | 90806 | 33.7932 | -118.1723 |  |  | NO | YES | NO
BOWL | 720 | 5708 | Perez, Chris | 37447 | 66 | 12 | 5071 | HINSON | 9 | LIGHTHIPE | 5073 | LIGHTHIPE | I | 1947-06-01 |  | S | 1 | 46 | 2 | 51 | LOS ANGELES | 75 | E-5 | 1947 WALNUT AVE. | LONG BEACH | CA | 90806 | 33.7932 | -118.1723 |  |  | NO | YES | YES
BOX CANYON P.T. | 1077 | 7092 |  |  | 16 | 4 | 5051 | SAUGUS | 13 | SAUGUS | 5056 | MOORPARK | I | 1972-12-01 |  | A | 5 | 35 | 3 | 60 | [5 empty] | CA | 91311 |  |  |  |  | NO | YES | NO
BOXCAR WIND | 88 | 1151 |  |  | 12 | 0.5 | 5052 | ANTELOPE | 14 | VINCENT | 5054 | VINCENT | I | 1982-12-01 |  | X | 5 | 52 | 4 | 40 | [5 empty] | CA | [5 empty] | NO | YES | NO
BOXWOOD | 547 | 5351 | Clark, Gerald |  | 66 | 12 | 5034 | SPRINGVILLE | 17 | SAN JOAQUIN | 5033 | RECTOR | I | 1956-06-01 |  | S | 5 | 51 | 3 | 33 | CALIFORNIA ROAD ATLAS | 68 | E-3 | _____ HWY 190, 1/4 MI. SW/O TOWN | SPRINGVILLE | CA | 93265 | 36.1264 | -118.8213 |  |  | NO | YES | NO
BRADBURY | 388 | 5171 | Fish, Terry | 37631 / 34 / 47257 | 66 | 16 | 5013 | RIO HONDO | 3 | MESA/WALNUT | 5014 | MESA | I | 1950-01-01 |  | S | 1 | 27 | 3 | 5 | LOS ANGELES COUNTY - 1993 | 597 | J-6 | 1601 S. MOUNTAIN AVE. N/O DUARTE RD. | MONROVIA | CA | 91016 | 34.1344 | -117.9873 | SOUTHEAST |  | YES | NO | NO
BRASS | 773 | 5761 | Murray, Kevin |  | 66 | 2.4 | 5073 | LIGHTHIPE | 9 | LIGHTHIPE | 5073 | LIGHTHIPE | I | 1950-01-01 |  | C | 1 | 32 | 2 | 57 | LOS ANGELES COUNTY | 65 | E-3 | 14500 GARFIELD AVE. | PARAMOUNT | CA | 90723 | 33.9008 | -118.1654 |  |  | NO | YES | NO
BRAWLEY (IID) | 1835 | 4115 |  |  | 33 | 12 | 4015 | IID SYSTEM | 6 | DEVERS | 4000 | FOREIGN UTILITY | I | 1950-01-01 |  | G | 9 | 99 | 4 | 0 | CALIFORNIA ROAD ATLAS |  |  | 4997 HIGHWAY 111. | BRAWLEY | CA | 92227 |  |  |  |  | NO | YES | NO
BREA | 903 | 5924 | Orduno, Marlo |  | 66 | 12 | 5087 | OLINDA | 1 | VILLA PARK | 5082 | VILLA PARK | I | 1982-03-01 |  | S | 1 | 48 | 2 | 43 | ORANGE COUNTY - 1993 | 709 | G-7 | _____ VALENCIA AVE. N/O BIRCH | BREA | CA | 92621 | 33.9246 | -117.8484 | SOUTHEAST |  | YES | NO | NO
BREEZE | 610 | 5559 | Brown, Ken A. | 41373 | 66 | 12 | 5052 | ANTELOPE | 14 | VINCENT | 5054 | VINCENT | I | 1950-01-01 |  | C | 5 | 52 | 3 | 22 | CENTRAL VALLEY CITIES | 23 | C-3 | MONOLITH CEMENT PLANT AT MONOLITH | MONOLITH | CA | 93561 | 35.124 | -118.3738 |  |  | NO | YES | YES
BREW | 1020 | 6248 | Reid, Jim |  | 66 | 4 | 5013 | RIO HONDO | 3 | MESA/WALNUT | 5014 | MESA | I | 1979-02-01 |  | C | 1 | 26 | 3 | 4 | LOS ANGELES COUNTY - 1993 | 568 | F-6 | 15801 E. 1ST ST. | IRWINDALE | CA | 91706 | 34.1275 | -117.9406 | SOUTHEAST |  | NO | YES | NO
BREWSTER | 721 | 5710 | Murray, Kevin |  | 16 | 4 | 5073 | LIGHTHIPE | 9 | LIGHTHIPE | 5073 | LIGHTHIPE | I | 1946-10-01 |  | D | 1 | 32 | 2 | 57 | LOS ANGELES | 65 | C-3 | 11449 ATLANTIC BLVD. | LYNWOOD | CA | 90262 | 33.9216 | -118.1868 |  |  | NO | YES | NO
BRIDGE | 476 | 5257 |  |  | 66 | 4 | 5021 | LA FRESA | 8 | EL NIDO | 5023 | EL NIDO | I | 1960-11-01 |  | S | 5 | 44 | 2 | 56 | LOS ANGELES | 63 | C-4 | 3045 W. 166TH ST. | GARDENA | CA | 90249 | 33.8815 | -118.3259 |  |  | YES | NO | NO
BRIDGEPORT | 178 | 2580 |  |  | 16 | 2.4 | 8015 | INYO SCE | 15 | LUGO | 2556 | CONTROL | O | 1950-01-01 | 1982-04-01 | D | 3 | 85 | 2 | 92 | CALIFORNIA ROAD ATLAS | 43 | B-3 | 3 MI. S/O BRIDGEPORT ON HWY 395 | BRIDGEPORT | CA | 93517 | 38.2541 | -119.2306 |  |  | NO | YES | NO
BRIDGEPORT | 179 | 2580 |  |  | 16 | 12 | 8015 | INYO SCE | 15 | LUGO | 2556 | CONTROL | I | 1950-01-01 |  | D | 3 | 85 | 2 | 92 | CALIFORNIA ROAD ATLAS | 43 | B-3 | 3 MI. S/O BRIDGEPORT ON HWY 395 | BRIDGEPORT | CA | 93517 | 38.2541 | -119.2306 |  |  | NO | YES | NO
BRIDGEPORT | 180 | 2580 |  |  | 16 | 16 | 8015 | INYO SCE | 15 | LUGO | 2556 | CONTROL | I | 1950-01-01 |  | D | 3 | 85 | 2 | 92 | CALIFORNIA ROAD ATLAS | 43 | B-3 | 3 MI. S/O BRIDGEPORT ON HWY 395 | BRIDGEPORT | CA | 93517 | 38.2541 | -119.2306 |  |  | NO | YES | NO
BRIGHTON | 438 | 5226 |  | 33987 | 66 | 16 | 5021 | LA FRESA | 8 | EL NIDO | 5023 | EL NIDO | I | 1965-09-01 |  | S | 5 | 44 | 2 | 53 | LOS ANGELES | 63 | D-2 | 1925 W. ROSECRANS. | GARDENA | CA | 90249 | 33.9032 | -118.3129 |  |  | YES | NO | NO
BRISTOL | 809 | 5810 | Rolf, Dave |  | 12 | 4 | 5086 | ELLIS | 2 | ELLIS | 5086 | ELLIS | I | 1950-01-01 |  | D | 1 | 29 | 2 | 45 | ORANGE COUNTY - 1993 | 829 | D-2 | 1219 N. BRISTOL ST. | SANTA ANA | CA | 92703 | 33.7556 | -117.8848 | SOUTHEAST |  | NO | YES | NO
BROADCOM P.T. | 1929 | 7080 |  |  | 12 | 4 | 5017 | JOHANNA | 2 | ELLIS | 5086 | ELLIS | I | 1996-01-01 |  | A | 1 | 29 |  | 80 | ORANGE COUNTY - 1994 | 829 | E6 | BROADWAY & W. COMMERCIAL ST. | SANTA ANA | CA | 92727 |  |  |  |  | NO | YES | NO
BROADMOOR | 1821 | 5936 |  |  | 66 | 12 | 5082 | VILLA PARK | 1 | VILLA PARK | 5082 | VILLA PARK | F | 2005-01-01 |  | P | 1 | 29 | 2 | 80 | ORANGE COUNTY |  |  |  |  | CA | [5 empty] | NO | YES | NO
BROADWAY | 777 | 5768 | Perez, Chris | 37778 | 12 | 4 | 1410 | ALAMITOS | 9 | LIGHTHIPE | 5073 | LIGHTHIPE | I | 1965-08-01 |  | S | 1 | 46 | 1 | 51 | LOS ANGELES | 76 | A-6 | 264 REDONDO AVE. | LONG BEACH | CA | 90803 | 33.7669 | -118.1519 |  |  | NO | YES | NO
BROADWAY | 778 | 5768 | Perez, Chris | 37778 | 66 | 12 | 1410 | ALAMITOS | 9 | LIGHTHIPE | 5073 | LIGHTHIPE | I | 1965-08-01 |  | S | 1 | 46 | 1 | 51 | LOS ANGELES | 76 | A-6 | 264 REDONDO AVE. | LONG BEACH | CA | 90803 | 33.7669 | -118.1519 |  |  | YES | NO | NO
BROCKWAY | 1005 | 6217 |  | 37778 | 12 | 2.4 | 5062 | CHINO | 4 | MIRA LOMA/WALNUT | 5069 | MIRA LOMA | O | 1963-05-01 | 1994-01-02 | B | 1 | 26 | 3 | 10 | LOS ANGELES COUNTY - 1993 | 641 | C-5 | 1313 E. PHILADELPHIA ST. | POMONA | CA | 91766 |  |  |  |  | NO | YES | NO
BROOKHURST | 851 | 5854 | Rolf, Dave |  | 66 | 12 | 5086 | ELLIS | 2 | ELLIS | 5086 | ELLIS | I | 1967-12-01 |  | S | 1 | 33 | 2 | 41 | ORANGE COUNTY - 1993 | 828 | E-4 | 9862 MCFADDEN ST. | WESTMINSTER | CA | 92683 | 33.7361 | -117.9587 | SOUTHEAST |  | YES | NO | NO
BROOKINGS P.T. | 1071 | 7086 |  |  | 12 | 4 | 5064 | VISTA | 5 | VISTA | 5064 | VISTA | I | 1950-01-01 |  | A | 3 | 40 | 2 | 40 | SAN BERNARDINO COUNTY |  |  |  |  | CA | 92321 |  |  |  |  | NO | YES | NO
BROSS P.T. | 1072 | 7087 |  |  | 33 | 12 | 5070 | VALLEY | 7 | VALLEY | 5070 | VALLEY | O | 1966-08-01 | 1991-02-12 | A | 3 | 77 | 4 | 20 | [5 empty] | CA | [5 empty] | NO | YES | NO
BROWN P.T. | 1073 | 7088 |  |  | 33 | 4 | 4020 | NEVADA POWER | 16 | ELDORADO | 5090 | ELDORADO | I | 1963-04-01 |  | A | 3 | 72 | 4 | 30 | SAN BERNARDINO COUNTY |  |  |  |  | CA | 93514 |  |  |  |  | NO | YES | NO
BROWNING | 499 | 5304 | Cochran, Mike |  | 66 | 12 | 5035 | VESTAL | 17 | SAN JOAQUIN | 5033 | RECTOR | I | 1944-05-01 |  | S | 5 | 51 | 3 | 31 | CALIFORNIA ROAD ATLAS | 78 | C-1 | C/O PETERSON AND DRIVER RD., 2 MI E/O AND 5 MI S/O DELANO, | DELANO | CA | 93274 | 35.7038 | -119.2044 |  |  | NO | YES | NO
BRYAN | 808 | 5808 | Johnson, Bill |  | 66 | 12 | 5082 | VILLA PARK | 1 | VILLA PARK | 5082 | VILLA PARK | I | 1950-01-01 |  | S | 1 | 29 | 2 | 45 | ORANGE COUNTY - 1993 | 830 | D-4 | 2031 BRYAN ST. | TUSTIN | CA | 92680 | 33.7348 | -117.8012 | SOUTHEAST |  | NO | YES | YES
BRYMAN | 1360 | 8117 | Manzer, Jim |  | 33 | 4 | 8027 | VICTOR | 15 | LUGO | 5061 | LUGO | I | 1950-01-01 |  | D | 3 | 73 | 4 | 24 | SAN BERNARDINO COUNTY | 296A | F-3 | _____ OLD TRAILS HWY., .5 MI. N/O BRYMAN RD. | ORO GRANDE | CA | 92368 | 34.6825 | -117.3381 |  |  | NO | YES | NO
BUCKWIND | 57 | 1062 | Brehaut, Paul |  | 115 | 12 | 5067 | DEVERS | 6 | DEVERS | 5067 | DEVERS | I | 1984-12-01 |  | X | 3 | 79 | 4 | 13 | RIVERSIDE CO. 1996 | 725 | J-2 | ____ DIABLO RD. S/O DILLON RD. | NORTH PALM SPRINGS | CA | 92258 | 33.9212 | -116.5782 |  |  | NO | YES | NO
BUFNEL | 865 | 5868 |  |  | 66 | 0.5 | 5084 | CENTER | 9 | LIGHTHIPE | 5073 | LIGHTHIPE | O | 1963-06-01 | 1986-11-01 | C | 1 | 47 | 2 | 1 | [5 empty] | CA | [5 empty] | NO | YES | NO
BUGGY U.G.S. | 1070 | 7085 |  |  | 16 | 4 | 5021 | LA FRESA | 8 | EL NIDO | 5023 | EL NIDO | I | 1968-09-01 |  | A | 5 | 44 | 1 | 50 | LOS ANGELES COUNTY |  |  |  |  | CA | 90274 |  |  |  |  | NO | YES | NO
BULLIS | 769 | 5756 | Murray, Kevin | 37498 / 37507 | 66 | 16 | 5073 | LIGHTHIPE | 9 | LIGHTHIPE | 5073 | LIGHTHIPE | I | 1948-12-01 |  | S | 1 | 32 | 2 | 57 | LOS ANGELES | 65 | B-3 | 690 N. BULLIS RD. | COMPTON | CA | 90221 | 33.9008 | -118.2051 |  |  | NO | YES | NO
BULLIS | 768 | 5756 |  | 37498 / 37507 | 66 | 4 | 5073 | LIGHTHIPE | 9 | LIGHTHIPE | 5073 | LIGHTHIPE | I | 1948-12-01 |  | S | 1 | 32 | 2 | 57 | LOS ANGELES | 65 | B-3 | 690 N. BULLIS RD. | COMPTON | CA | 90221 | 33.9008 | -118.2051 |  |  | NO | YES | YES
BUMPER | 825 | 5827 |  |  | 66 | 12 | 5082 | VILLA PARK | 1 | VILLA PARK | 5082 | VILLA PARK | O | 1950-01-01 | 1994-04-04 | C | 1 | 48 | 2 | 45 | ORANGE COUNTY - 1993 | 739 | D-6 | 601 S. PLACENTIA AVE. | FULLERTON | CA | 92631 |  |  |  |  | NO | YES | NO
BUNKER | 1657 | 8314 | Caldera, Art | 17530 | 115 | 12 | 5070 | VALLEY | 7 | VALLEY | 5070 | VALLEY | I | 1992-05-26 |  | S | 3 | 77 | 3 | 16 | RIVERSIDE COUNTY | 31 | F-6 | 3167 WILSON AVE. | PERRIS | CA | 92370 | 33.829 | -117.2124 |  |  | YES | NO | NO
BURGESS | 1863 | 5855 |  |  | 66 | 12 | 5084 | CENTER | 9 | LIGHTHIPE | 5073 | LIGHTHIPE | F | 2005-01-01 |  | P | 1 | 47 | 2 | 80 | LOS ANGELES COUNTY - 1993 | 707 | G-3 | 14400 IMPERIAL HWY. | WHITTIER | CA | 90603 |  |  |  |  | NO | YES | NO
BURNT MILL | 681 | 5640 | Martinez, Jimi |  | 33 | 12 | 5064 | VISTA | 5 | VISTA | 5064 | VISTA | I | 1950-01-01 |  | D | 3 | 40 | 2 | 11 | SAN BERNARDINO COUNTY | 94 | A-6 | _____ RIM OF THE WORLD DR., 1 BLK W/O INSPIRATION DR. | LAKE ARROWHEAD | CA | 92352 | 34.2343 | -117.2015 |  |  | NO | YES | NO
BURNT MILL | 682 | 5640 | Martinez, Jimi |  | 33 | 33 | 5064 | VISTA | 5 | VISTA | 5064 | VISTA | I | 1950-01-01 |  | D | 3 | 40 | 2 | 11 | SAN BERNARDINO COUNTY | 94 | A-6 | _____ RIM OF THE WORLD DR., 1 BLK W/O INSPIRATION DR. | LAKE ARROWHEAD | CA | 92352 | 34.2343 | -117.2015 |  |  | YES | NO | NO
BURPIT | 1047 | 6283 | Orduno, Marlo |  | 66 | 4 | 5082 | VILLA PARK | 1 | VILLA PARK | 5082 | VILLA PARK | I | 1989-08-01 |  | C | 1 | 29 | 2 | 45 | ORANGE COUNTY - 1993 | 769 | E-7 | 14899 BALL ROAD., TAFT AVE. E/O 57 FWY | ORANGE | CA | 92806 | 33.8188 | -117.8721 | SOUTHEAST |  | NO | YES | NO
BURRO FLATS | 627 | 5578 | Upgrade |  | 66 | 4 | 5051 | SAUGUS | 13 | SAUGUS | 5056 | MOORPARK | I | 1964-02-01 |  | C | 5 | 35 | 3 | 62 | LOS ANGELES COUNTY | 6 | B-1 | _____________ | CHATSWORTH | CA | 91311 | 34.2302 | -118.7131 |  |  | NO | YES | NO
C.I.W. | 943 | 6134 |  |  | 12 | 4 | 5069 | MIRA LOMA | 4 | MIRA LOMA/WALNUT | 5069 | MIRA LOMA | I | 1950-01-01 |  | B | 3 | 34 | 3 | 10 | SAN BERNARDINO COUNTY | 38 | C-4 | 1/2 MI. S/O PINE AVE., W/S CHINO/CORONA EXP | CHINO | CA | [5 empty] | NO | YES | NO
C.R.C. | 709 | 5683 |  |  | 12 | 4 | 5069 | MIRA LOMA | 4 | MIRA LOMA/WALNUT | 5069 | MIRA LOMA | I | 1950-01-01 |  | B | 3 | 34 | 3 | 10 | RIVERSIDE COUNTY | 10 | C-6 | _____ 5TH ST., 500' W/O HAMNER AVE. | NORCO | CA | 91760 |  |  |  |  | NO | YES | NO
C.S. STREET LIGHTS | 1927 | 2401 |  |  | 0.5 | 0.5 | 9010 | WOODS |  |  | 5012 | MESA | I | 1996-04-29 |  | P | 1 | 22 |  | 0 | LOS ANGELES COUNTY 1996 | 636 |  | GENERAL OFFICE MAINTENANCE STAFF | ROSEMEAD | CA | 91770 |  |  |  |  | NO | YES | NO
CABAZON | 1361 | 8118 | Brehaut, Paul |  | 33 | 12 | 5067 | DEVERS | 6 | DEVERS | 5067 | DEVERS | I | 1950-01-01 |  | D | 3 | 79 | 4 | 13 | RIVERSIDE | 174 | B-2 | _____ BONITA AVE. S/S 200' W/O BROADWAY | CABAZON | CA | 92230 | 33.9147 | -116.7823 |  |  | NO | YES | NO
CABINLAND P.T. | 1088 | 7116 |  |  | 12 | 2.4 | 5088 | SANTIAGO | 2 | ELLIS | 5082 | VILLA PARK | O | 1950-01-01 | 1984-01-01 | A | 1 | 43 | 2 | 80 | ORANGE COUNTY |  |  |  |  | CA | [5 empty] | NO | YES | NO
CABRILLO | 876 | 5879 | Johnson, Bill | 52319/37564 | 66 | 12 | 5017 | JOHANNA | 2 | ELLIS | 5086 | ELLIS | I | 1968-01-01 |  | S | 1 | 43 | 2 | 44 | ORANGE COUNTY - 1993 | 859 | H-6 | 18432 JAMBOREE BLVD. | IRVINE | CA | 92715 | 33.6722 | -117.847 | SOUTHEAST |  | YES | NO | YES
CACTUS | 1704 | 5402 |  |  | 66 | 12 | 5052 | ANTELOPE | 14 | VINCENT | 5054 | VINCENT | F | 2005-01-01 |  | P | 5 | 36 | 3 | 30 | LOS ANGLES COUNTY |  |  | _____ 35TH ST., 'E' AND AVE 1. 3.5 MI. E/O TOWN | LANCASTER | CA | 93534 |  |  |  |  | NO | YES | NO
CADY | 1362 | 8119 | Manzer, Jim |  | 33 | 12 | 8016 | KRAMER | 15 | LUGO | 5090 | ELDORADO | I | 1950-01-01 |  | D | 3 | 72 | 4 | 24 | SAN BERNARDINO | 705 | G-8 | N/E C/O NEWBERRY RD. AND FAIRVIEW RD. | NEWBERRY | CA | 92365 | 34.8366 | -116.6625 |  |  | NO | YES | NO
CAIN RANCH P.T. | 1984 | 7175 |  |  | 2.4 | 12 | 8015 | INYO SCE | 15 | LUGO | 2556 | CONTROL | I | 2000-08-18 |  | F | 3 | 85 | 2 | 92 | CALIFORNIA ROAD ATLAS | 43 | C-5 | _____ HWY 120., C/O HWY 395 | LEE VINING | CA | 93541 |  |  |  |  | NO | YES | NO
CAJALCO | 1534 | 8312 | Caldera, Art |  | 115 | 12 | 5070 | VALLEY | 7 | VALLEY | 5070 | VALLEY | I | 1975-09-01 |  | S | 3 | 77 | 3 | 16 | RIVERSIDE | 30 | B-2 | N/E CORNER OF MARKHAM AND PARSONS | PERRIS | CA | 92370 | 33.859 | -117.3255 |  |  | YES | NO | NO
CAL CEMENT | 605 | 5553 | Brown, Ken A. |  | 66 | 4 | 5052 | ANTELOPE | 14 | VINCENT | 5054 | VINCENT | I | 1950-01-01 |  | C | 5 | 36 | 3 | 22 | CENTRAL VALLEY CITIES | 23 | E-4 | _____ OAK CREEK RD., 9 MI. WEST OF TOWN | MOJAVE | CA | 93561 | 35.03 | -118.3106 |  |  | NO | YES | NO
CAL PAC P.T. | 1078 | 7104 |  |  | 33 | 12 | 4025 | BLYTHE (WALC) | 6 | DEVERS | 5067 | DEVERS | O | 1976-01-01 | 1982-06-01 | A | 3 | 87 | 4 | 40 | RIVERSIDE |  |  |  |  | CA | [5 empty] | NO | YES | NO
CALAMAR P.T. | 1641 | 7131 |  |  | 33 | 12 | 5070 | VALLEY | 7 | VALLEY | 5070 | VALLEY | I | 1991-12-05 |  | A | 3 | 77 | 4 | 20 | [5 empty] | CA | 92590 |  |  |  |  | NO | YES | NO
CALCADIA P.T. | 1087 | 7113 |  |  | 33 | 12 | 5090 | ELDORADO | 16 | ELDORADO | 5090 | ELDORADO | I | 1968-06-01 |  | A | 3 | 72 | 4 | 30 | SAN BERNARDINO COUNTY |  |  |  |  | CA | 92364 |  |  |  |  | NO | YES | NO
CALCITY | 1536 | 8317 | Manzer, Jim |  | 33 | 12 | 8016 | KRAMER | 15 | LUGO | 5061 | LUGO | I | 1975-11-01 |  | D | 3 | 86 | 4 | 24 | CENTRAL VALLEY CITIES | 246 | A-1 | HACIENDA ST., 1320' N/O MENDENBURRO | CAL CITY | CA | 93505 | 35.1452 | -117.9702 |  |  | NO | YES | NO
CALCITY | 1637 | 8317 | Manzer, Jim |  | 33 | 33 | 8016 | KRAMER | 15 | LUGO | 5061 | LUGO | I | 1975-11-01 |  | D | 3 | 86 | 4 | 24 | CENTRAL VALLEY CITIES | 246 | A-1 | HACIENDA ST., 1320' N/O MENDENBURRO | CAL CITY | CA | 93505 | 35.1452 | -117.9702 |  |  | NO | YES | NO
CALDEN | 760 | 5750 | Murray, Kevin |  | 66 | 16 | 5074 | LAGUNA BELL | 9 | LIGHTHIPE | 5073 | LIGHTHIPE | I | 1966-07-01 |  | S | 1 | 32 | 2 | 57 | LOS ANGELES COUNTY | 58 | E-2 | 2210 88TH ST. | SOUTH GATE | CA | 90280 | 33.9563 | -118.2321 |  |  | NO | YES | NO
CALDWELL | 1998 | 6364 |  |  | 220 | 12 | 8027 | VICTOR | 15 | LUGO | 5061 | LUGO | I | 2002-08-08 |  | C | 3 | 73 | 3 | 0 | SAN BERNARDINO CO. 1998 | 4205 | D-6 | 19000 PERIMETER ROAD | VICTORVILLE | CA | 92394 | 34.5953 | -117.3631 |  |  | NO | YES | NO
CALECTRIC | 1327 | 8003 | Martinez, Jimi | 12420 / 484 | 115 | 33 | 5064 | VISTA | 5 | VISTA | 5064 | VISTA | I | 1950-01-01 |  | S | 3 | 31 | 4 | 11 | SAN BERNARDINO COUNTY | 15 | F-4 | 1400 CHESTNUT ST. | SAN BERNARDINO | CA | 92410 | 34.0936 | -117.3168 |  |  | NO | YES | YES
CALGEN | 11 | 1011 | Manzer, Jim |  | 115 | 12 | 8016 | KRAMER | 15 | LUGO | 5061 | LUGO | I | 1987-05-01 |  | X | 3 | 86 | 4 | 0 | CENTRAL VALLEY CITIES |  |  |  |  | CA | [5 empty] | NO | YES | NO
CALMET | 1790 | 6308 |  |  | 66 | 12 | 5013 | RIO HONDO | 3 | MESA/WALNUT | 5014 | WALNUT | F | 2010-01-01 |  | C | 1 | 27 | 3 | 60 | [5 empty] | CA | [5 empty] | NO | YES | NO
CAL-NEV P.T. | 1093 | 7122 |  |  | 33 | 0.5 | 5064 | VISTA | 5 | VISTA | 5064 | VISTA | I | 1950-01-01 |  | B | 3 | 31 | 4 | 20 | [5 empty] | CA | [5 empty] | NO | YES | NO
CAMAR | 595 | 5544 | Manzano, John |  | 16 | 4 | 5053 | SANTA CLARA | 12 | SANTA CLARA | 5056 | MOORPARK | I | 1949-01-01 |  | D | 5 | 39 | 2 | 64 | VENTURA COUNTY | 80 | E-2 | _____ | CAMARILLO | CA | 93010 | 34.1666 | -119.059 |  |  | NO | YES | YES
CAMARILLO | 894 | 5901 | Manzano, John | 76935 | 66 | 16 | 5053 | SANTA CLARA | 12 | SANTA CLARA | 5056 | MOORPARK | I | 1981-02-01 |  | S | 5 | 39 | 2 | 64 | VENTURA | 72 | B-1 | _____ ADOLPHO RD., .5 MI. W/O SANTA ROSA RD. | CAMARILLO | CA | 93012 | 34.2201 | -119.0078 |  |  | YES | NO | NO
CAMDEN | 824 | 5826 | Johnson, Bill |  | 66 | 12 | 5017 | JOHANNA | 2 | ELLIS | 5086 | ELLIS | I | 1966-10-01 |  | S | 1 | 29 | 2 | 44 | ORANGE COUNTY - 1993 | 859 | D-1 | 1125 CENTRAL AVE. | SANTA ANA | CA | 92707 | 33.7133 | -117.8829 | SOUTHEAST |  | YES | NO | NO
CAMERON | 723 | 5712 | Murray, Kevin | 37457 | 66 | 12 | 5071 | HINSON | 9 | LIGHTHIPE | 5073 | LIGHTHIPE | I | 1946-07-01 |  | S | 1 | 46 | 2 | 51 | LOS ANGELES COUNTY | 70 | A-5 | 1800 WOODLAND RD. | LONG BEACH | CA | 90810 | 33.8194 | -118.217 |  |  | NO | YES | YES
CAMGEN | 13 | 1013 | Manzano, John | 77374 | 66 | 12 | 5056 | MOORPARK | 11 | MOORPARK | 5056 | MOORPARK | I | 1987-12-01 |  | X | 5 | 39 | 1 | 64 | VENTURA | 80 | E-1 | CAMARILLO STATE HOSPITAL | CAMARILLO | CA |  | 34.1624 | -119.0571 |  |  | NO | YES | NO
CAMINO | 309 | 5068 | Brady, Neil (WF) |  | 66 | 16 | 4060 | MWD SYSTEM | 6 | DEVERS | 5067 | DEVERS | I | 1960-03-01 |  | S | 3 | 84 | 4 | 21 | SAN BERNARDINO | 728 | C-6 | 23 MI W/O NEEDLES ON I-40 | NEEDLES | CA | 92363 | 34.8458 | -114.9662 |  |  | NO | YES | NO
CAMINO | 1837 | 5068 | Brady, Neil (WF) |  | 220 | 66 | 5000 | SCE SYSTEM | 6 | DEVERS | 5067 | DEVERS | I | 1960-03-01 |  | T | 3 | 84 | 4 | 21 | SAN BERNARDINO | 728 | C-6 | 23 MI W/O NEEDLES ON I-40 | NEEDLES | CA | 92363 | 34.8458 | -114.9662 |  |  | NO | YES | NO
CAMP 10 | 929 | 6116 |  |  | 33 | 7 | 2202 | BIG CREEK SYSTEM | 17 | SAN JOAQUIN | 5033 | RECTOR | I | 1950-01-01 |  | D | 5 | 50 | 0 | 40 | CENTRAL VALLEY CITIES |  |  | NEAR CAMP KEOLA, S/O DAM 3A, HUNTINGTON LAKE | BIG CREEK | CA | 93629 | 37.2233 | -119.2323 |  |  | NO | YES | NO
CAMP ANGELUS P.T. | 1089 | 7117 |  |  | 33 | 2.4 | 5064 | VISTA | 5 | VISTA | 5064 | VISTA | I | 1950-01-01 |  | A | 3 | 31 | 2 | 20 | SAN BERNARDINO COUNTY |  |  |  |  | CA | 92305 |  |  |  |  | NO | YES | NO
CAMP BALDY P.T. | 1090 | 7118 |  |  | 12 | 2.4 | 5045 | PADUA | 4 | MIRA LOMA/WALNUT | 5069 | MIRA LOMA | I | 1950-01-01 |  | A | 3 | 34 | 3 | 10 | SAN BERNARDINO COUNTY |  |  |  |  | CA | 91759 |  |  |  |  | NO | YES | NO
CAMP NELSON P.T. | 1091 | 7119 |  |  | 12 | 4 | 5034 | SPRINGVILLE | 17 | SAN JOAQUIN | 5033 | RECTOR | I | 1950-01-01 |  | A | 5 | 51 | 3 | 70 | CALIFORNIA VALLEY CITIES |  |  |  |  | CA | 93208 |  |  |  |  | NO | YES | NO
CAMP OAKS P.T. | 1903 | 7100 |  |  | 33 | 4 | 5064 | VISTA | 5 | VISTA | 5064 | VISTA | O | 1989-08-30 | 1998-11-30 | A | 3 | 31 | 2 | 20 | SAN BERNARDINO - 1994 | 715 | E-0 | LONG BEACH YMCA CAMP, NEAR LAKE WILLIAM, OFF HWY. 38 | BIG BEAR CITY | CA | 92314 |  |  |  |  | NO | YES | NO
CAMP WILSON | 1036 | 6270 |  |  | 33 | 0.5 | 5067 | DEVERS | 6 | DEVERS | 5067 | DEVERS | I | 1981-02-01 |  | B | 3 | 84 | 4 | 40 | SAN BERNARDINO | 711 | D-9 | N/W OF THE MAIN GATE AT THE U.S.M.C MILITARY BASE. | 29 PALMS | CA | 92277 |  |  |  |  | NO | YES | NO
CANADA P.T. | 1555 | 7102 |  |  | 33 | 12 | 5064 | VISTA | 5 | VISTA | 5064 | VISTA | O | 1990-09-17 | 1994-01-03 | A | 3 | 40 | 2 | 40 | SAN BERNARDINO COUNTY |  |  |  |  | CA | [5 empty] | NO | YES | NO
CANADIAN | 1823 | 5699 |  |  | 33 | 12 | 5064 | VISTA | 5 | VISTA | 5064 | VISTA | I | 1993-12-13 |  | D | 3 | 40 | 2 | 40 | SAN BERNARDINO COUNTY | 94 | D-2 | _____ TORRY RD., 3/4 MI. E/O HWY 173 | LAKE ARROWHEAD | CA | 92352 |  |  |  |  | NO | YES | NO
CANDID P.T. | 1081 | 7107 |  |  | 33 | 12 | 5070 | VALLEY | 7 | VALLEY | 5070 | VALLEY | O | 1972-05-01 | 1982-06-01 | A | 3 | 77 | 4 | 20 | [5 empty] | CA | [5 empty] | NO | YES | NO
CANTIL | 1363 | 8121 | Manzer, Jim |  | 33 | 12 | 8016 | KRAMER | 15 | LUGO | 5061 | LUGO | I | 1950-01-01 |  | D | 3 | 86 | 3 | 24 | CENTRAL VALLEY CITIES | 19 | J-9 | _____ VALLEY RD., 2.5 MI. SE/O HWY 14 | CANTIL | CA | 93519 | 35.3083 | -117.9501 |  |  | NO | YES | NO
CANWIND | 54 | 1058 | Brown, Ken A. |  | 66 | 0.5 | 5052 | ANTELOPE | 14 | VINCENT | 5054 | VINCENT | I | 1983-12-01 |  | X | 5 | 52 | 3 | 22 | CENTRAL VALLEY CITIES | 23 | E-4 | 2 MILES N/O OAK CREEK RD., 8 MILES W/O MOJAVE | MOJAVE | CA | 93561 | 35.0796 | -118.3021 |  |  | NO | YES | NO
CANYON | 886 | 5890 | Orduno, Marlo | 55719 | 66 | 12 | 5082 | VILLA PARK | 1 | VILLA PARK | 5082 | VILLA PARK | I | 1967-03-01 |  | S | 1 | 48 | 2 | 45 | ORANGE COUNTY - 1993 | 741 | A-6 | 22203 SANTA ANA CANYON RD. | YORBA LINDA | CA | 92686 | 33.8723 | -117.7479 | SOUTHEAST |  | YES | NO | NO
CAPACITOR (AZ) | 1834 | 3001 | Brady, Neil (WF) |  | 500 | 500 | 5000 | SCE SYSTEM | 6 | DEVERS | 5067 | DEVERS | I | 1982-03-01 |  | T | 3 | 87 | 4 | 13 |  |  |  | 8 MI. S/O I-10 AT EXIT 45 UNDER 500KV ROW | QUARTZSITE | AZ | [5 empty] | NO | YES | NO
CAPACITOR (CA) | 1833 | 3000 | Brehaut, Paul |  | 500 | 500 | 5000 | SCE SYSTEM | 6 | DEVERS | 5067 | DEVERS | I | 1982-03-01 |  | T | 3 | 87 | 4 | 13 | RIVERSIDE | 722 | D-2 | 1 MI. S/O I-10 AT RED CLOUD MINE RD UNDER 500KV ROW | DESERT CENTER | CA | 92239 | 33.6678 | -115.5447 |  |  | NO | YES | NO
CAPANERO P.T. | 1094 | 7123 |  |  | 12 | 2.4 | 5035 | VESTAL | 17 | SAN JOAQUIN | 5033 | RECTOR | I | 1950-01-01 |  | A | 5 | 51 | 3 | 70 | CALIFORNIA VALLEY CITIES |  |  |  |  | CA | 93207 |  |  |  |  | NO | YES | NO
CAPISTRANO (SDGE) | 1850 | 4172 |  |  | 138 | 12 | 4080 | SDGE SYSTEM | 2 | ELLIS | 5086 | ELLIS | I | 1950-01-01 |  | F | 1 | 43 | 3 | 0 | [5 empty] | CA | [5 empty] | NO | YES | NO
CAPISTRANO SDGE | 248 | 4181 |  |  | 138 | 12 | 4080 | SDGE SYSTEM | 2 | ELLIS | 5086 | ELLIS | I | 1950-01-01 |  | F | 1 | 43 | 2 | 0 | [5 empty] | CA | [5 empty] | NO | YES | NO
CAPITAN | 1643 | 5509 | Carbone, Jim | 75235 | 66 | 16 | 5055 | GOLETA | 10 | GOLETA | 5056 | MOORPARK | I | 1992-08-13 |  | D | 5 | 49 | 1 | 63 | SANTA BARBARA COUNTY - 94 | 981 | G-4 | 1200 CALLE REAL | GOLETA | CA | 93117 | 34.4854 | -120.0554 |  |  | NO | YES | NO
CAPSULE | 644 | 5607 | Martinez, Jimi |  | 33 | 4 | 1990 | SAN BERNARDINO | 5 | VISTA | 5064 | VISTA | I | 1963-01-01 |  | S | 3 | 31 | 4 | 11 | SAN BERNARDINO COUNTY | 17 | B-4 | MILL AVE. AND TIPPECANOE ST. | SAN BERNARDINO | CA | 92402 | 34.09 | -117.2612 |  |  | NO | YES | NO
CAPTIVE | 1560 | 6290 | Cochran, Mike |  | 66 | 12 | 5035 | VESTAL | 17 | SAN JOAQUIN | 5033 | RECTOR | I | 1990-12-14 |  | C | 5 | 51 | 3 | 33 | CENTRAL VALLEY CITIES | 17 | J-0 | N/O CECIL AVE. E/O HWY. 43 | DELANO | CA |  | 35.7772 | -119.297 |  |  | NO | YES | NO
CAPWIND | 55 | 1059 | Brehaut, Paul |  | 115 | 12 | 5067 | DEVERS | 6 | DEVERS | 5067 | DEVERS | I | 1984-12-01 |  | X | 3 | 79 | 4 | 13 | RIVERSIDE | 179 | A-6 | N/W CORNER VARNER RD. AND EDOM HILL RD. | PALM SPRINGS | CA | 92262 | 33.8788 | -116.4618 |  |  | NO | YES | NO
CARANCHO P.T. | 1083 | 7109 |  |  | 33 | 12 | 5070 | VALLEY | 7 | VALLEY | 5070 | VALLEY | I | 1974-10-01 |  | A | 3 | 77 | 4 | 20 | [5 empty] | CA | 92390 |  |  |  |  | NO | YES | NO
CARBIDE | 469 | 5251 |  |  | 66 | 12 | 5021 | LA FRESA | 8 | EL NIDO | 5023 | EL NIDO | O | 1950-01-01 | 1982-03-01 | C | 5 | 44 | 2 | 53 | LOS ANGELES COUNTY |  |  |  |  | CA | [5 empty] | NO | YES | NO
CARBOGEN | 56 | 1060 | Murray, Kevin |  | 66 | 12 | 5071 | HINSON | 9 | LIGHTHIPE | 5073 | LIGHTHIPE | I | 1982-12-01 |  | X | 1 | 46 | 1 | 51 | LOS ANGELES | 74 | F-4 | 2000 FEET S/O ANAHEIM ST. ADJACENT TO LONG BEACH GEN.T/L R/W | LONG BEACH | CA |  | 33.7755 | -118.2295 |  |  | NO | YES | NO
CARBONIC | 1907 | 6275 | Reid, Jim |  | 66 | 12 | 5071 | HINSON | 9 | LIGHTHIPE | 5073 | LIGHTHIPE | I | 1995-09-06 |  | C | 1 | 46 | 2 | 51 | LOS ANGELES COUNTY - 1994 | 764 | H-7 | 2206 E. 223 RD. ST. | CARSON | CA | 91810 | 33.8237 | -118.2353 |  |  | NO | YES | NO
CARDIFF | 645 | 5608 | Martinez, Jimi | 17347 | 66 | 12 | 1990 | SAN BERNARDINO | 5 | VISTA | 5064 | VISTA | I | 1950-01-01 |  | D | 3 | 31 | 4 | 11 | SAN BERNARDINO COUNTY | 16 | F-3 | 151 N. WATERMAN AVE. | SAN BERNARDINO | CA | 92402 | 34.1027 | -117.2774 |  |  | NO | YES | NO
CARDIFF | 646 | 5608 | Martinez, Jimi | 17347 | 66 | 33 | 1990 | SAN BERNARDINO | 5 | VISTA | 5064 | VISTA | I | 1950-01-01 |  | D | 3 | 31 | 4 | 11 | SAN BERNARDINO COUNTY | 16 | F-3 | 151 N. WATERMAN AVE. | SAN BERNARDINO | CA | 92402 | 34.1027 | -117.2774 |  |  | NO | YES | NO
CARDINAL P.T. | 1092 | 7120 |  |  | 12 | 2.4 | 8027 | VICTOR | 15 | LUGO | 5061 | LUGO | I | 1950-01-01 |  | A | 3 | 73 | 4 | 30 | SAN BERNARDINO COUNTY |  |  |  |  | CA | 92397 |  |  |  |  | NO | YES | NO
CARMENITA | 812 | 5814 | Perez, Chris | 37616 | 66 | 12 | 5085 | DEL AMO | 9 | LIGHTHIPE | 5073 | LIGHTHIPE | I | 1950-01-01 |  | S | 1 | 47 | 2 | 52 | LOS ANGELES | 82 | D-3 | 14127 S. CARMENITA AVE. | SANTA FE SPRINGS | CA | 90670 | 33.903 | -118.0476 |  |  | YES | NO | YES
CARODEAN | 1669 | 8332 | Brehaut, Paul | 14552 | 115 | 12 | 5067 | DEVERS | 6 | DEVERS | 5067 | DEVERS | I | 1992-12-01 |  | S | 3 | 84 | 3 | 13 | SAN BERNARDINO COUNTY | 165 | D-4 | N/W C/O 2 MILE RD., AND SUNRISE RD. EXTENDED. | 29 PALMS | CA | 92277 | 34.1502 | -116.1088 |  |  | NO | YES | NO
CAROLINA | 811 | 5813 | Orduno, Marlo | 53173 | 66 | 12 | 5087 | OLINDA | 1 | VILLA PARK | 5082 | VILLA PARK | I | 1963-09-01 |  | S | 1 | 48 | 2 | 43 | ORANGE COUNTY - 1993 | 739 | D-1 | 3248 ASSOCIATED RD., C/O IMPERIAL HWY. | BREA | CA | 92621 | 33.91 | -117.8797 | SOUTHEAST |  | YES | NO | NO
CARPINTERIA | 562 | 5503 | Carbone, Jim | 75317 / 76725 | 66 | 16 | 5055 | GOLETA | 10 | GOLETA | 5056 | MOORPARK | I | 1950-01-01 |  | S | 5 | 49 | 1 | 63 | SANTA BARBARA | 22 | E-4 | 4918 FOOTHILL ROAD., NORTH OF LINDEN | CARPINTERIA | CA | 93013 | 34.4092 | -119.5153 |  |  | NO | YES | NO
CARPINTERIA | 561 | 5503 |  | 75317 / 76725 | 16 | 4 | 5055 | GOLETA | 10 | GOLETA | 5056 | MOORPARK | I | 1950-01-01 |  | D | 5 | 49 | 1 | 63 | SANTA BARBARA | 22 | E-4 | 4918 FOOTHILL ROAD., NORTH OF LINDEN | CARPINTERIA | CA | 93013 | 34.4092 | -119.5153 |  |  | NO | YES | NO
CARSON | 722 | 5711 | Murray, Kevin | 37522 | 66 | 16 | 5073 | LIGHTHIPE | 9 | LIGHTHIPE | 5073 | LIGHTHIPE | I | 1950-01-01 |  | S | 1 | 32 | 2 | 57 | LOS ANGELES | 70 | A-2 | 18421 S. ALAMEDA ST., 2 MI S/O COMPTON | COMPTON | CA | 90222 | 33.8634 | -118.217 |  |  | YES | NO | YES
CARTVILLE P.T. | 2001 | 7176 |  |  | 16 | 4 | 5056 | MOORPARK | 11 | MOORPARK | 5056 | MOORPARK | I | 1990-01-01 |  | B | 5 | 35 | 2 | 61 | LOS ANGELES COUNTY 1996 | 588 | H-5 | S/O MULHOLLAND HWY; E/O LAS VIRGENES ROAD | CALABASAS | CA | 91302 |  |  |  |  | NO | YES | NO
CASA DIABLO | 182 | 2584 |  | 13033 | 33 | 12 | 8015 | INYO SCE | 15 | LUGO | 2556 | CONTROL | I | 1965-11-01 |  | D | 3 | 85 | 2 | 92 | CALIFORNIA ROAD ATLAS |  |  | 1 MI. E/O HWY 395 AND MAMMOTH ROAD | MAMMOTH LAKES | CA | 93546 | 37.6491 | -118.9165 |  |  | NO | YES | NO
CASA DIABLO | 183 | 2584 |  | 13033 | 115 | 33 | 8015 | INYO SCE | 15 | LUGO | 2556 | CONTROL | I | 1965-11-01 |  | T | 3 | 85 | 2 | 92 | CALIFORNIA ROAD ATLAS |  |  | 1 MI. E/O HWY 395 AND MAMMOTH ROAD | MAMMOTH LAKES | CA | 93546 | 37.6491 | -118.9165 |  |  | NO | YES | YES
CASCADE P.T. | 1082 | 7108 |  |  | 33 | 12 | 5070 | VALLEY | 7 | VALLEY | 5070 | VALLEY | I | 1977-10-01 |  | A | 3 | 77 | 4 | 20 | [5 empty] | CA | 92562 |  |  |  |  | NO | YES | NO
CASINO P.T. | 1085 | 7111 |  |  | 33 | 12 | 5067 | DEVERS | 6 | DEVERS | 5067 | DEVERS | O | 1970-01-01 | 1983-03-01 | A | 3 | 79 | 4 | 20 | [5 empty] | CA | [5 empty] | NO | YES | NO
CASITAS | 563 | 5504 | Carbone, Jim |  | 66 | 16 | 5053 | SANTA CLARA | 12 | SANTA CLARA | 5056 | MOORPARK | I | 1924-10-01 |  | S | 5 | 39 | 2 | 64 | VENTURA | 36 | B-1 | _____ HWY 33., S/S CASITAS SPRINGS | VENTURA | CA | 93001 | 34.3632 | -119.3102 |  |  | YES | NO | YES
CASPER P.T. | 1095 | 7125 |  |  | 16 | 4 | 5053 | SANTA CLARA | 12 | SANTA CLARA | 5056 | MOORPARK | I | 1950-01-01 |  | A | 5 | 39 | 2 | 60 | VENTURA COUNTY |  |  |  |  | CA | 93033 |  |  |  |  | NO | YES | NO
CASTING | 913 | 5976 |  |  | 66 | 16 | 5074 | LAGUNA BELL | 9 | LIGHTHIPE | 5012 | MESA | O | 1950-01-01 | 1987-01-01 | C | 9 | 60 | 2 | 2 | LOS ANGLES COUNTY |  |  | 5805 DOWNEY RD., N/O SLAUSON | VERNON | CA | 90058 |  |  |  |  | NO | YES | NO
CASTLE P.T. | 1096 | 7126 |  |  | 16 | 4 | 5056 | MOORPARK | 11 | MOORPARK | 5056 | MOORPARK | I | 1950-01-01 |  | A | 5 | 35 | 3 | 60 | [5 empty] | CA | 90265 |  |  |  |  | NO | YES | NO
CATALINA | 194 | 3002 |  |  | 2.4 | 12 | 3002 | CATALINA | 9 | LIGHTHIPE | 5073 | LIGHTHIPE | I | 1950-01-01 |  | G | 1 | 61 | 1 | 70 | LOS ANGELES | 5923 | H-4 | SANTA CATALINA ISLAND |  | CA | 90704 | 33.4005 | -118.4168 |  |  | NO | YES | NO
CATHEDRAL CITY | 1364 | 8123 | Brehaut, Paul |  | 33 | 4.8 | 5067 | DEVERS | 6 | DEVERS | 5067 | DEVERS | I | 1950-01-01 |  | D | 3 | 79 | 4 | 13 | RIVERSIDE | 192 | A-6 | _____ 'B' ST. BETWEEN GLENN AVE. & VAN FLEET AVE. | CATHEDRAL CITY | CA | 92234 | 33.7791 | -116.4645 |  |  | NO | YES | NO
CAWALTI P.T. | 1080 | 7106 |  |  | 16 | 4 | 5053 | SANTA CLARA | 12 | SANTA CLARA | 5056 | MOORPARK | O | 1977-11-01 | 1990-12-30 | A | 5 | 39 | 2 | 60 | VENTURA COUNTY |  |  |  |  | CA | [5 empty] | NO | YES | NO
CEDAR | 1675 | 9205 |  |  | 66 | 12 | 9010 | WOODS |  |  | 9010 | WOODS | I | 1993-01-01 |  | S | 9 | 99 | 2 | 0 |  |  |  | 501 S. MARENGO AVE., T/S SIMULATOR, ALHAMBRA TRAINING FACILITY | ALHAMBRA | CA | 91801 |  |  |  |  | NO | YES | NO
CEDAR PINES P.T. | 1097 | 7128 |  |  | 12 | 2.4 | 5064 | VISTA | 5 | VISTA | 5064 | VISTA | I | 1950-01-01 |  | A | 3 | 40 | 2 | 40 | SAN BERNARDINO COUNTY |  |  |  |  | CA | 92322 |  |  |  |  | NO | YES | NO
CEDARWOOD | 856 | 5859 | Rolf, Dave |  | 12 | 4 | 5081 | BARRE | 1 | VILLA PARK | 5082 | VILLA PARK | I | 1971-12-01 |  | D | 1 | 33 | 2 | 41 | ORANGE COUNTY - 1993 | 827 | J-2 | 7742 11TH ST. | WESTIMINSTER | CA | 92683 | 33.7537 | -117.9938 | SOUTHEAST |  | YES | NO | NO
CELERON | 1744 | 6303 |  |  | 66 | 4 | 5055 | GOLETA | 10 | GOLETA | 5056 | MOORPARK | F | 2005-01-01 |  | P | 5 | 49 | 1 | 60 | SANTA BARBARA COUNTY |  |  |  |  | CA | [5 empty] | NO | YES | NO
CENTER | 324 | 5084 | Apocada, Ed | 50229 / 292 | 66 | 12 | 5084 | CENTER | 9 | LIGHTHIPE | 5073 | LIGHTHIPE | I | 1956-10-01 |  | S | 1 | 47 | 2 | 1 | LOS ANGELES COUNTY - 1993 | 706 | E-7 | 10601 E. FIRESTONE BLVD. | NORWALK | CA | 90650 | 33.9286 | -118.1051 |  |  | NO | YES | NO
CENTER | 325 | 5084 | Apocada, Ed | 50229 / 292 | 220 | 66 | 5000 | SCE SYSTEM | 9 | LIGHTHIPE | 5073 | LIGHTHIPE | I | 1952-02-01 |  | T | 1 | 47 | 2 | 1 | LOS ANGELES COUNTY - 1993 | 706 | E-7 | 10601 E. FIRESTONE BLVD. | NORWALK | CA | 90650 | 33.9286 | -118.1051 |  |  | NO | YES | NO
CENTEX P.T. | 1565 | 7103 |  |  | 33 | 12 | 5070 | VALLEY | 7 | VALLEY | 5070 | VALLEY | I | 1990-12-27 |  | A | 3 | 77 | 4 | 20 | [5 empty] | CA | 92530 |  |  |  |  | NO | YES | NO
CENTURY | 1604 | 5673 |  |  | 66 | 12 | 5064 | VISTA | 5 | VISTA | 5064 | VISTA | I | 1987-07-08 |  | F | 3 | 31 | 4 | 0 |  |  |  |  | COLTON | CA |  | 34.0736 | -117.3016 |  |  | NO | YES | NO
CERRO GORDO | 184 | 2587 |  |  | 2.4 | 0.5 | 4090 | LDWP SYSTEM | 15 | LUGO | 2556 | CONTROL | I | 1950-01-01 |  | A | 3 | 85 | 2 | 40 | CALIFORNIA ROAD ATLAS |  |  |  |  | CA | [5 empty] | NO | YES | NO
CERTIFIED | 1019 | 6247 | Perez, Chris |  | 66 | 12 | 5073 | LIGHTHIPE | 9 | LIGHTHIPE | 5073 | LIGHTHIPE | I | 1978-09-01 |  | C | 1 | 46 | 1 | 57 | LOS ANGELES | 70 | E-6 | E/O WALNUT S/O 33RD | LONG BEACH | CA |  | 33.8163 | -118.1711 |  |  | NO | YES | NO
CHALET P.T. | 1098 | 7130 |  |  | 12 | 2.4 | 5070 | VALLEY | 7 | VALLEY | 5070 | VALLEY | I | 1950-01-01 |  | A | 3 | 77 | 1 | 20 | [5 empty] | CA | 92549 |  |  |  |  | NO | YES | NO
CHAMBLES | 1773 | 5666 |  |  | 66 | 16 | 4060 | MWD SYSTEM | 6 | DEVERS | 5067 | DEVERS | F | 2010-01-01 |  | S | 3 | 84 | 4 | 40 | [5 empty] | CA | [5 empty] | NO | YES | NO
CHAMPLIN | 1003 | 6215 |  |  | 66 | 2.4 | 5071 | HINSON | 9 | LIGHTHIPE | 5073 | LIGHTHIPE | O | 1973-11-01 | 1995-07-21 | C | 1 | 46 | 1 | 51 | LOS ANGELES COUNTY | 79 | E-1 | 1600 FEET E/O HENRY FORD AVE, N/O SEASIDE BLVD | LONG BEACH | CA | [5 empty] | NO | YES | NO
CHANNEL ISLAND | 559 | 5418 | Carbone, Jim | 70294 / 76707 | 66 | 16 | 5053 | SANTA CLARA | 12 | SANTA CLARA | 5056 | MOORPARK | I | 1974-12-01 |  | S | 5 | 39 | 1 | 64 | VENTURA | 69 | A-5 | 3833 W. HEMLOCK ST. , C/O HEMLOCK & VICTORIA ST. | OXNARD | CA | 93035 | 34.1817 | -119.2223 |  |  | YES | NO | NO
CHAPARRAL P.T. | 1084 | 7110 |  |  | 33 | 12 | 8016 | KRAMER | 15 | LUGO | 5061 | LUGO | O | 1979-03-01 | 1990-01-01 | A | 3 | 86 | 4 | 40 | CENTRAL VALLEY CITIES |  |  |  |  | CA | [5 empty] | NO | YES | NO
CHARMIN | 896 | 5904 | Carbone, Jim |  | 66 | 4 | 5053 | SANTA CLARA | 12 | SANTA CLARA | 5056 | MOORPARK | I | 1969-10-01 |  | X | 5 | 39 | 1 | 64 | VENTURA | 70 | B-2 | 800 N. RICE RD. | OXNARD | CA | 93030 | 34.208 | -119.1381 |  |  | NO | YES | NO
CHARMIN | 1843 | 5904 | Carbone, Jim |  | 66 | 12 | 5053 | SANTA CLARA | 12 | SANTA CLARA | 5056 | MOORPARK | I | 1969-10-01 |  | X | 5 | 39 | 1 | 64 | VENTURA | 70 | B-2 | 800 N. RICE RD. | OXNARD | CA | 93030 | 34.208 | -119.1381 |  |  | NO | YES | NO
CHASE | 708 | 5679 | Olson, Marty |  | 66 | 12 | 5069 | MIRA LOMA | 4 | MIRA LOMA/WALNUT | 5069 | MIRA LOMA | I | 1988-06-01 |  | S | 3 | 34 | 3 | 12 | RIVERSIDE COUNTY |  |  | 1390 E. ONTARIO AVE., C/O COMPTON & ONTARIO | CORONA | CA | 91720 | 33.8445 | -117.5377 |  |  | YES | NO | NO
CHASE 2 | 1366 | 8126 |  |  | 33 | 4 | 5062 | CHINO | 4 | MIRA LOMA/WALNUT | 5069 | MIRA LOMA | O | 1950-01-01 | 1996-05-01 | D | 3 | 34 | 3 | 12 | RIVERSIDE COUNTY |  |  | _____ ONTARIO AVE, BETWEEN COMPTON AVE AND STATE ST. | CORONA | CA | [5 empty] | NO | YES | NO
CHATHAM | 543 | 5346 | Clark, Gerald |  | 66 | 12 | 5033 | RECTOR | 17 | SAN JOAQUIN | 5033 | RECTOR | I | 1952-05-01 |  | S | 5 | 51 | 3 | 32 | CALIFORNIA ROAD ATLAS | 58 | B-4 | _____ ROAD 124, 1/2 MI. N/O AVENUE 340. | VISALIA | CA | 93247 | 36.4146 | -119.2966 |  |  | NO | YES | NO
CHATSWORTH | 607 | 5555 | Upgrade | 76963 | 66 | 16 | 5051 | SAUGUS | 13 | SAUGUS | 5056 | MOORPARK | I | 1955-05-01 |  | S | 5 | 35 | 3 | 62 | LOS ANGELES COUNTY | 6 | B-1 | SANTA SUSANA HILLS | CHATSWORTH | CA | 91311 | 34.2372 | -118.7012 |  |  | NO | YES | NO
CHEMCORP | 999 | 6210 |  |  | 12 | 2.4 | 5071 | HINSON | 9 | LIGHTHIPE | 5073 | LIGHTHIPE | I | 1973-11-01 |  | B | 1 | 32 | 2 | 50 | LOS ANGELES COUNTY |  |  |  |  | CA | [5 empty] | NO | YES | NO
CHERRY | 724 | 5713 | Murray, Kevin |  | 66 | 12 | 5071 | HINSON | 9 | LIGHTHIPE | 5073 | LIGHTHIPE | I | 1987-06-01 |  | S | 1 | 46 | 2 | 51 | LOS ANGELES | 75 | D-4 | S/E C/O OF 10TH AND LIME ST | LONG BEACH | CA | 90813 | 33.7788 | -118.1835 |  |  | YES | NO | YES
CHESTNUT | 857 | 5861 | Johnson, Bill | 52185 | 66 | 12 | 5017 | JOHANNA | 2 | ELLIS | 5086 | ELLIS | I | 1966-11-01 |  | S | 1 | 29 | 2 | 45 | ORANGE COUNTY - 1993 | 829 | H-5 | 1434 E. MCFADDEN AVE. | SANTA ANA | CA | 92705 | 33.7318 | -117.8488 | SOUTHEAST |  | YES | NO | NO
CHEVCENTRAL | 1970 | 6354 | Dupree, Daryl |  | 66 | 16 | 6007 | CHEVMAIN | 8 | EL NIDO | 5023 | EL NIDO | I | 2000-11-01 |  | C | 1 | 44 | 1 | 57 | LOS ANGELES COUNTY 1998 | 732 | E-2 | 324 WEST EL SEGUNDO BLVD. | EL SUGUNDO | CA | 90245 | 33.9101 | -118.4129 |  |  | NO | YES | NO
CHEVGEN | 42 | 1043 | Dupree, Daryl | 36086 / 37700 | 66 | 12 | 6007 | CHEVMAIN | 8 | EL NIDO | 5023 | EL NIDO | I | 1987-11-01 |  | X | 5 | 44 | 1 | 53 | LOS ANGELES | 62 | B-1 | CHEVRON REFINERY. | EL SEGUNDO | CA | 90245 | 33.9133 | -118.415 |  |  | NO | YES | NO
CHEVMAIN | 1895 | 6007 | Dupree, Daryl | 36083 | 220 | 66 | 5000 | SCE SYSTEM | 8 | EL NIDO | 5023 | EL NIDO | I | 1995-08-25 |  | C | 1 | 44 | 1 | 57 | LOS ANGELES COUNTY - 1994 | 732 | E-2 | 324 W. EL SEGUNDO BLVD. | EL SEGUNDO | CA | 90245 | 33.9032 | -118.4038 |  |  | NO | YES | NO
CHEVMAIN | 1941 | 6007 | Dupree, Daryl | 36083 | 66 | 16 | 6007 | CHEVMAIN | 8 | EL NIDO | 5023 | EL NIDO | I | 1995-08-25 |  | C | 5 | 44 | 1 | 57 | LOS ANGELES COUNTY - 1994 | 732 | E-2 | 324 W. EL SEGUNDO BLVD. | EL SEGUNDO | CA | 90245 | 33.9032 | -118.4038 |  |  | NO | YES | NO
CHILLON P.T. | 1099 | 7132 |  |  | 12 | 2.4 | 5064 | VISTA | 5 | VISTA | 5064 | VISTA | I | 1964-07-01 |  | A | 3 | 40 | 2 | 40 | SAN BERNARDINO COUNTY |  |  |  |  | CA | 92325 |  |  |  |  | NO | YES | NO
CHINA RANCH P.T. | 1100 | 7133 |  |  | 33 | 2.4 | 4020 | NEVADA POWER | 16 | ELDORADO | 5090 | ELDORADO | I | 1950-01-01 |  | A | 3 | 72 | 4 | 30 | SAN BERNARDINO COUNTY |  |  |  |  | CA | 93514 |  |  |  |  | NO | YES | NO
CHINO | 302 | 5062 | Olson, Marty | 17284 | 66 | 12 | 5062 | CHINO | 4 | MIRA LOMA/WALNUT | 5069 | MIRA LOMA | I | 1950-01-01 |  | S | 3 | 34 | 3 | 12 | SAN BERNARDINO COUNTY | 33 | F-4 | 14005 S. BENSON AVE. | CHINO | CA | 91710 | 33.998 | -117.6795 |  |  | NO | YES | NO
CHINO | 303 | 5062 | Olson, Marty | 17284 | 220 | 66 | 5000 | SCE SYSTEM | 4 | MIRA LOMA/WALNUT | 5069 | MIRA LOMA | I | 1950-01-01 |  | T | 3 | 34 | 3 | 12 | SAN BERNARDINO COUNTY | 33 | F-4 | 14005 S. BENSON AVE. | CHINO | CA | 91710 | 33.998 | -117.6795 |  |  | NO | YES | YES
CHINO CANYON | 923 | 6104 |  |  | 33 | 12 | 5067 | DEVERS | 6 | DEVERS | 5067 | DEVERS | I | 1950-01-01 |  | B | 3 | 79 | 4 | 20 | [5 empty] | CA | [5 empty] | NO | YES | NO
CHIP | 1671 | 6301 | Johnson, Bill |  | 66 | 12 | 5088 | SANTIAGO | 2 | ELLIS | 5086 | ELLIS | I | 1992-12-18 |  | C | 1 | 33 | 1 | 44 | ORANGE COUNTY - 1993 | 889 | G-1 | 4311 JAMBOREE RD. | NEWPORT BEACH | CA | 92658 | 33.6631 | -117.8584 | SOUTHEAST |  | NO | YES | NO
CHIQUITA | 900 | 5917 | Pepper, Steve | 52007 / 37608 / 07 | 66 | 12 | 5088 | SANTIAGO | 2 | ELLIS | 5086 | ELLIS | I | 1981-04-01 |  | S | 1 | 43 | 2 | 46 | ORANGE COUNTY - 1993 | 892 | F-4 | S/E C/O ALICIA PKWY & OLYMPIAD RD. | MISSION VIEJO | CA | 92692 | 33.6297 | -117.6321 | SOUTHEAST |  | YES | NO | NO
CHOLLITA P.T. | 1086 | 7112 |  |  | 33 | 12 | 5067 | DEVERS | 6 | DEVERS | 5067 | DEVERS | I | 1984-06-01 |  | A | 3 | 84 | 4 | 40 | SAN BERNARDINO COUNTY | 162 | D-5 | _____ SUNBURST ST., 300 FT N/O 29 PALMS HIGHWAY. | JOSHUA TREE | CA | 92252 |  |  |  |  | NO | YES | NO
CHOVY P.T. | 1856 | 7101 |  |  | 16 | 4 | 5056 | MOORPARK | 11 | MOORPARK | 5056 | MOORPARK | I | 1994-03-22 |  | A | 5 | 35 | 3 | 60 | LOS ANGELES COUNTY - 1993 | 667 | A-1 | TRANCAS CANYON RD., 440' N/O PCH | MALIBU | CA | 90265 |  |  |  |  | NO | YES | NO
CIDER | 1824 | 5692 |  |  | 115 | 12 | 5064 | VISTA | 5 | VISTA | 5064 | VISTA | F | 2005-01-01 |  | P | 3 | 31 | 3 | 20 | RIVERSIDE COUNTY | 141 | B-6 | N/W C/O ORCHARD ST. AND MOUNTAIN VIEW AVE. | BEAUMONT | CA | 92223 |  |  |  |  | NO | YES | NO
CIMA | 650 | 5612 | Brady, Neil (WF) |  | 220 | 66 | 5000 | SCE SYSTEM | 16 | ELDORADO | 5090 | ELDORADO | I | 1950-01-01 |  | T | 3 | 72 | 4 | 21 | SAN BERNARDINO COUNTY | 705 | G-8 | _____ CIMA RD., 17 MI SE/O I-15 | CIMA | CA | 92323 | 35.2553 | -115.5171 |  |  | NO | YES | NO
CIMA | 649 | 5612 |  |  | 66 | 16 | 5090 | ELDORADO | 16 | ELDORADO | 5090 | ELDORADO | I | 1960-05-01 |  | S | 3 | 72 | 4 | 21 | SAN BERNARDINO COUNTY | 705 | G-8 | _____ CIMA RD., 17 MI SE/O I-15 | CIMA | CA | 92323 | 35.2553 | -115.5171 |  |  | NO | YES | NO
CIMGEN | 28 | 1029 | Olson, Marty |  | 66 | 12 | 5062 | CHINO | 4 | MIRA LOMA/WALNUT | 5069 | MIRA LOMA | I | 1987-12-01 |  | X | 3 | 34 | 3 | 12 | SAN BERNARDINO COUNTY | 33 | D-5 | _____ CENTRAL AVE., S/O EUCALYPTUS | CHINO | CA | 91710 | 33.9897 | -117.6862 |  |  | NO | YES | NO
CINCH RING P.T. | 1079 | 7105 |  |  | 16 | 4 | 5021 | LA FRESA | 8 | EL NIDO | 5023 | EL NIDO | I | 1976-08-01 |  | A | 5 | 44 | 1 | 50 | LOS ANGELES COUNTY |  |  |  |  | CA | 90274 |  |  |  |  | NO | YES | NO
CIRCLE | 1680 | 9013 |  |  | 220 | 66 | 9000 | T/S SIMULATOR SYSTEM |  |  | 9012 | BORDER | I | 1993-01-01 |  | T | 9 | 99 | 2 | 0 |  |  |  | 501 S. MARENGO AVE., T/S SIMULATOR, ALHAMBRA TRAINING FACILITY | ALHAMBRA | CA | 91801 |  |  |  |  | NO | YES | NO
CIRCLE J P.T. | 1101 | 7134 |  |  | 16 | 4 | 5051 | SAUGUS | 13 | SAUGUS | 5056 | MOORPARK | O | 1950-01-01 | 1982-05-01 | A | 5 | 59 | 3 | 60 | LOS ANGLES COUNTY |  |  |  |  | CA | [5 empty] | NO | YES | NO
CITRUS | 399 | 5185 | Reid, Jim | 37628 / 31 | 66 | 12 | 5013 | RIO HONDO | 3 | MESA/WALNUT | 5014 | MESA | I | 1965-06-01 |  | S | 1 | 26 | 3 | 5 | LOS ANGELES COUNTY - 1993 | 599 | D-1 | _____ GRAND AVE., S/O 210 FWY, | GLENDORA | CA | 91740 | 34.1188 | -117.8719 | SOUTHEAST |  | YES | NO | NO
CLAREMONT | 1662 | 6200 | Reid, Jim |  | 66 | 4 | 5045 | PADUA | 4 | MIRA LOMA/WALNUT | 5069 | MIRA LOMA | I | 1993-06-12 |  | C | 1 | 26 | 3 | 4 | LOS ANGELES COUNTY - 1993 | 601 | E-3 | S/W CORNER OF 6TH AND MILLS. | CLAREMONT | CA | 91771 | 34.0991 | -117.7076 | SOUTHEAST |  | NO | YES | NO
CLARK | 779 | 5769 | Perez, Chris | 37501 | 66 | 4 | 1410 | ALAMITOS | 9 | LIGHTHIPE | 5073 | LIGHTHIPE | I | 1961-07-01 |  | S | 1 | 46 | 2 | 52 | LOS ANGELES | 76 | E-2 | 6425 STEARNS (N/E CORNER OF PALO VERDE) | LONG BEACH | CA | 90815 | 33.7957 | -118.1066 |  |  | NO | YES | NO
CLAYTON | 1369 | 8128 |  |  | 33 | 2.4 | 5070 | VALLEY | 7 | VALLEY | 5070 | VALLEY | O | 1950-01-01 | 1984-09-01 | D | 3 | 77 | 4 | 16 | [5 empty] | CA | [5 empty] | NO | YES | NO
CLEANSTEEL | 727 | 5715 | Murray, Kevin |  | 66 | 2.4 | 5071 | HINSON | 9 | LIGHTHIPE | 5073 | LIGHTHIPE | I | 1967-12-01 |  | C | 1 | 46 | 2 | 52 | LOS ANGELES | 69 | E-5 | 220TH ST, 1 BLK. EAST OF WILMINGTON AVE | CARSON | CA |  | 33.8293 | -118.2382 |  |  | NO | YES | NO
CLEARWATER | 728 | 5716 |  |  | 12 | 4 | 5073 | LIGHTHIPE | 9 | LIGHTHIPE | 5073 | LIGHTHIPE | O | 1938-08-01 | 1992-04-13 | D | 1 | 32 | 2 | 57 | LOS ANGELES COUNTY |  |  | ALONDRA, NEAR VERMONT | PARAMONT | CA | [5 empty] | NO | YES | NO
CLIFFSIDE P.T. | 1102 | 7136 |  |  | 33 | 12 | 4027 | PARKER | 6 | DEVERS | 5090 | ELDORADO | O | 1986-04-01 | 1989-07-01 | A | 3 | 87 | 4 | 40 | RIVERSIDE |  |  |  |  | AZ | [5 empty] | NO | YES | NO
CLOUD P.T. | 1951 | 7171 |  |  | 16 | 2.4 | 5015 | GOULD | 3 | MESA/WALNUT | 5012 | MESA | I | 1998-08-07 |  | A | 1 | 27 | 3 | 5 | LOS ANGELES COUNTY |  |  |  |  | CA | 91214 |  |  |  |  | NO | YES | NO
COACHELLA VALLEY | 237 | 4116 |  |  | 220 | 92 | 4015 | IID SYSTEM | 6 | DEVERS | 4000 | FOREIGN UTILITY | I | 1950-01-01 |  | F | 9 | 99 | 4 | 0 | IMPERIAL COUNTY |  |  | NINTH AND COACHELLA |  | CA |  | 33.6772 | -116.1706 |  |  | NO | YES | NO
COALGAS | 113 | 1939 |  |  | 220 | 12 | 8016 | KRAMER | 15 | LUGO | 5090 | ELDORADO | I | 1983-08-01 |  | C | 3 | 72 | 4 | 21 | SAN BERNARDINO | 354A | A-3 | 37072 SANTA FE RD. | DAGGETT | CA | 92327 |  |  |  |  | NO | YES | NO
COCKRUM | 1776 | 5280 |  |  | 66 | 16 | 5056 | MOORPARK | 11 | MOORPARK | 5056 | MOORPARK | F | 2005-01-01 |  | P | 5 | 35 | 3 | 60 | [5 empty] | CA | [5 empty] | NO | YES | NO
COFFEE | 1523 | 8299 | Brehaut, Paul |  | 33 | 12 | 5067 | DEVERS | 6 | DEVERS | 5067 | DEVERS | I | 1971-05-01 |  | D | 3 | 79 | 4 | 13 | RIVERSIDE | 158 | D-6 | _____ CAMINO AVENTURA., 200 YARDS W/O PALM DR. | DESERT HOT SPRINGS | CA | 92258 | 33.9327 | -116.5012 |  |  | NO | YES | NO
COKEOVEN | 1017 | 6244 |  |  | 66 | 7 | 1310 | ETIWANDA | 4 | MIRA LOMA/WALNUT | 5069 | MIRA LOMA | O | 1979-01-01 | 1992-02-27 | C | 3 | 30 | 3 | 14 | SAN BERNARDINO COUNTY |  |  |  | FONTANA | CA | 92335 |  |  |  |  | NO | YES | NO
COLDGEN | 27 | 1028 |  |  | 66 | 12 | 5074 | LAGUNA BELL | 9 | LIGHTHIPE | 4000 | FOREIGN UTILITY | O | 1986-05-01 | 1989-07-01 | X | 9 | 60 | 2 | 2 | LOS ANGELES COUNTY |  |  | ALCOA AND VERNON AVE. | VERNON | CA | 90058 |  |  |  |  | NO | YES | NO
COLDWATER | 1370 | 8129 |  |  | 33 | 2.4 | 5062 | CHINO | 4 | MIRA LOMA/WALNUT | 5069 | MIRA LOMA | O | 1950-01-01 | 1992-02-24 | D | 3 | 34 | 3 | 12 | RIVERSIDE COUNTY |  |  | 1800 FT NW/O OF HWY 71-CORONA-ELSINORE HWY & GLEN IVY | CORONA | CA | 91720 |  |  |  |  | NO | YES | NO
COLEGIO | 1861 | 6326 | Carbone, Jim |  | 66 | 16 | 5055 | GOLETA | 10 | GOLETA | 5056 | MOORPARK | I | 1996-01-01 |  | C | 5 | 49 | 2 | 30 | SANTA BARBARA COUNTY | 17 | D-2 | _____ EL COLEGIO RD. | ISLA VISTA | CA | 93117 | 34.4202 | -119.8523 |  |  | NO | YES | NO
COLIMA | 873 | 5876 |  |  | 12 | 4 | 5084 | CENTER | 9 | LIGHTHIPE | 5073 | LIGHTHIPE | O | 1950-01-01 | 1984-10-01 | D | 1 | 47 | 2 | 1 | [5 empty] | CA | [5 empty] | NO | YES | NO
COLLEGE | 976 | 6178 | Perez, Chris |  | 66 | 12 | 1410 | ALAMITOS | 9 | LIGHTHIPE | 5073 | LIGHTHIPE | I | 1973-11-01 |  | C | 1 | 46 | 1 | 52 | LOS ANGELES | 76 | E-4 | W/O PALO VERDE AVE, N/O DE LEON | LONG BEACH | CA |  | 33.7829 | -118.1089 |  |  | NO | YES | NO
COLONIA | 564 | 5505 | Manzano, John | 76746 / 77372 | 66 | 16 | 5053 | SANTA CLARA | 12 | SANTA CLARA | 5056 | MOORPARK | I | 1929-03-01 |  | S | 5 | 39 | 2 | 64 | VENTURA | 70 | F-2 | _____ PLEASANT VALLEY AND WOOD RD., 5 MI. E/O TOWN | OXNARD | CA | 93030 | 34.204 | -119.0968 |  |  | YES | NO | NO
COLORADO | 457 | 5242 | Dupree, Daryl | 30311 | 66 | 4 | 5029 | LA CIENEGA | 8 | EL NIDO | 5023 | EL NIDO | I | 1950-01-01 |  | S | 5 | 42 | 1 | 54 | LOS ANGELES COUNTY | 49 | C-1 | 1721 22ND ST, | SANTA MONICA | CA | 90404 | 34.0262 | -118.4726 |  |  | NO | YES | NO
COLORADO | 458 | 5242 | Dupree, Daryl | 30311 | 66 | 16 | 5029 | LA CIENEGA | 8 | EL NIDO | 5023 | EL NIDO | I | 1950-01-01 |  | S | 5 | 42 | 1 | 54 | LOS ANGELES COUNTY | 49 | C-1 | 1721 22ND ST, | SANTA MONICA | CA | 90404 | 34.0262 | -118.4726 |  |  | YES | NO | YES
COLOSSUS | 1945 | 6346 |  |  | 66 | 16 | 5051 | SAUGUS | 13 | SAUGUS | 5056 | MOORPARK | I | 1999-06-01 |  | C | 5 | 59 | 3 | 0 |  |  |  |  | VALENCIA | CA | 91355 | 34.4304 | -118.5986 |  |  | NO | YES | NO
COLTON | 647 | 5610 | Martinez, Jimi | 17231 | 66 | 12 | 5064 | VISTA | 5 | VISTA | 5064 | VISTA | I | 1950-01-01 |  | S | 3 | 31 | 4 | 17 | SAN BERNARDINO COUNTY | 27 | C-2 | MT. VERNON AND 'M' STREETS, | COLTON | CA | 92324 | 34.0593 | -117.3152 |  |  | NO | YES | NO
COLTON CEMENT | 688 | 5646 | Martinez, Jimi |  | 66 | 12 | 5064 | VISTA | 5 | VISTA | 5064 | VISTA | I | 1950-01-01 |  | C | 3 | 31 | 4 | 17 | SAN BERNARDINO COUNTY | 27 | A-3 | RANCHO AVE AND GEORGIA ST. | COLTON | CA | 92324 | 34.0552 | -117.3418 |  |  | NO | YES | NO
COLUMBIA STEEL | 411 | 5203 |  |  | 66 | 2.4 | 5021 | LA FRESA | 8 | EL NIDO | 5023 | EL NIDO | O | 1950-01-01 | 1981-01-01 | C | 5 | 44 | 2 | 56 | LOS ANGELES COUNTY |  |  |  |  | CA | [5 empty] | NO | YES | NO
COLUMBINE | 535 | 5336 | Cochran, Mike |  | 66 | 12 | 5035 | VESTAL | 17 | SAN JOAQUIN | 5033 | RECTOR | I | 1948-04-01 |  | S | 5 | 51 | 3 | 33 | CALIFORNIA ROAD ATLAS | 68 | C-4 | 1/4 MI. E/O ROAD 160, AND AVENUE 24. | DELANO | CA | 93215 | 35.8366 | -119.2091 |  |  | NO | YES | NO
COMMODORE | 757 | 5746 | Murray, Kevin |  | 66 | 12 | 5071 | HINSON | 9 | LIGHTHIPE | 5073 | LIGHTHIPE | O | 1969-09-01 | 2002-11-25 | C | 1 | 46 | 1 | 51 | LOS ANGELES | 79 | F-1 | N/W C/O SIXTH & 'D' STREETS (US NAVY STATION) | LONG BEACH | CA | [5 empty] | NO | YES | NO
COMMUNITY P.T. | 1950 | 7170 |  |  | 16 | 2.4 | 5015 | GOULD | 3 | MESA/WALNUT | 5012 | MESA | I | 1998-08-07 |  | A | 1 | 27 | 3 | 5 | LOS ANGELES COUNTY |  |  |  |  | CA | 91214 |  |  |  |  | NO | YES | NO
COMPRESS | 1651 | 6113 |  | 33960 | 66 | 12 | 5021 | LA FRESA | 8 | EL NIDO | 5023 | EL NIDO | I | 1992-03-27 |  | C | 5 | 44 | 2 | 56 | LOS ANGELES 1993 | 763 | E-3 | 3700 W. 190TH ST. | TORRANCE | CA | 90503 | 33.8569 | -118.3338 |  |  | NO | YES | NO
COMPTON | 776 | 5767 | Murray, Kevin |  | 16 | 4 | 5073 | LIGHTHIPE | 9 | LIGHTHIPE | 5073 | LIGHTHIPE | I | 1914-07-01 |  | D | 1 | 32 | 2 | 57 | LOS ANGELES | 64 | F-3 | 213 N. WILLOWBROOK ST. AT SCHOOL ST. | COMPTON | CA | 90222 | 33.8968 | -118.2247 |  |  | NO | YES | YES
CONCHO | 1542 | 8322 | Brehaut, Paul | 14763 | 115 | 12 | 5067 | DEVERS | 6 | DEVERS | 5067 | DEVERS | I | 1985-05-01 |  | S | 3 | 79 | 4 | 13 | RIVERSIDE | 204 | A-2 | 76055 COUNTRY CLUB DR., E/O DEL SAFARI DR. | PALM DESERT | CA | 92211 | 33.7569 | -116.3342 |  |  | NO | YES | NO
CONKLIN P.T. | 1103 | 7137 |  |  | 33 | 12 | 5070 | VALLEY | 7 | VALLEY | 5070 | VALLEY | O | 1964-09-01 | 1986-11-01 | A | 3 | 77 | 4 | 20 | [5 empty] | CA | [5 empty] | NO | YES | NO
CONTAINER | 917 | 6092 |  |  | 66 | 12 | 5074 | LAGUNA BELL | 9 | LIGHTHIPE | 4000 | FOREIGN UTILITY | O | 1968-10-01 | 1989-07-01 | C | 9 | 60 | 2 | 2 | LOS ANGLES COUNTY |  |  | 2001 E. 57TH ST. | VERNON | CA | 90058 |  |  |  |  | NO | YES | NO
CONTROL | 169 | 2556 |  | 13712 | 115 | 55 | 8015 | INYO SCE | 15 | LUGO | 2556 | CONTROL | I | 1950-01-01 |  | T | 3 | 85 | 2 | 92 | CALIFORNIA ROAD ATLAS | 51 | D-4 | _____ HWY 168., 6 MI. SW/O TOWN | BISHOP | CA | 93514 | 37.3354 | -118.4809 |  |  | NO | YES | NO
CONTROL | 170 | 2556 |  | 13712 | 115 | 115 | 8015 | INYO SCE | 15 | LUGO | 2556 | CONTROL | I | 1908-01-01 |  | T | 3 | 85 | 2 | 92 | CALIFORNIA ROAD ATLAS | 51 | D-4 | _____ HWY 168., 6 MI. SW/O TOWN | BISHOP | CA | 93514 | 37.3354 | -118.4809 |  |  | NO | YES | NO
CONVAIR | 691 | 5649 | Reid, Jim |  | 66 | 12 | 5062 | CHINO | 4 | MIRA LOMA/WALNUT | 5069 | MIRA LOMA | I | 1950-01-01 |  | C | 1 | 26 | 3 | 4 | LOS ANGELES COUNTY - 1993 | 640 | F-2 | _____ W. SECOND ST. (WEST OF GANESHA SUB) | POMONA | CA | 91768 | 34.056 | -117.7804 | SOUTHEAST |  | NO | YES | NO
CONVERSE FLATS | 1371 | 8130 | Martinez, Jimi |  | 33 | 12 | 5064 | VISTA | 5 | VISTA | 5064 | VISTA | I | 1950-01-01 |  | A | 3 | 31 | 2 | 17 | SAN BERNARDINO COUNTY |  |  | 5/8 MILE BEYOND CONVERSE FLATS RANGER STATION | CAMP ANGELUS | CA | 92305 | 34.1938 | -116.9098 |  |  | NO | YES | NO
COOL WATER | 107 | 1930 | Manzer, Jim | 15292 | 12 | 115 | 8016 | KRAMER | 15 | LUGO | 5090 | ELDORADO | I | 1961-01-01 |  | G | 3 | 73 | 4 | 24 | SAN BERNARDINO COUNTY | 247A | F-1 | _____ E. SANTA FE ST. | DAGGETT | CA |  | 34.8623 | -116.8565 | NORTHWEST |  | NO | YES | NO
COOL WATER | 108 | 1930 | Manzer, Jim | 15292 | 12 | 220 | 5000 | SCE SYSTEM | 16 | ELDORADO | 5090 | ELDORADO | I | 1979-01-01 |  | G | 3 | 73 | 4 | 24 | SAN BERNARDINO COUNTY | 247A | F-1 | _____ E. SANTA FE ST. | DAGGETT | CA |  | 34.8623 | -116.8565 | NORTHWEST |  | NO | YES | NO
COOL WATER | 109 | 1930 | Manzer, Jim | 15292 | 115 | 138 | 8016 | KRAMER | 15 | LUGO | 5090 | ELDORADO | O | 1961-01-01 | 1989-02-15 | G | 3 | 73 | 4 | 24 | SAN BERNARDINO COUNTY | 247A | F-1 | _____ E. SANTA FE ST. | DAGGETT | CA |  | 34.8623 | -116.8565 | NORTHWEST |  | NO | YES | NO
COOLGLEN | 1758 | 8334 |  |  | 115 | 12 | 8016 | KRAMER | 15 | LUGO | 5061 | LUGO | F | 2005-01-01 |  | P | 3 | 73 | 4 | 30 | SAN BERNARDINO COUNTY |  |  | S/O SHADOW MTN RD, | HELENDALE | CA | [5 empty] | NO | YES | NO
COPCO | 633 | 5588 |  |  | 66 | 4 | 5053 | SANTA CLARA | 12 | SANTA CLARA | 5056 | MOORPARK | O | 1974-06-01 | 1995-02-15 | C | 5 | 39 | 2 | 63 | VENTURA | 36 | D-5 | 4777 CROOKED PALM RD. | VENTURA | CA | 93001 |  |  |  |  | NO | YES | NO
COPY P.T. | 1107 | 7145 |  |  | 16 | 4 | 5055 | GOLETA | 10 | GOLETA | 5056 | MOORPARK | I | 1969-04-01 |  | A | 5 | 49 | 1 | 60 | SANTA BARBARA COUNTY |  |  |  |  | CA | 93013 |  |  |  |  | NO | YES | NO
CORNERS | 1029 | 6262 | Murray, Kevin |  | 66 | 2.4 | 5073 | LIGHTHIPE | 9 | LIGHTHIPE | 5073 | LIGHTHIPE | I | 1980-10-01 |  | C | 1 | 46 | 2 | 57 | LOS ANGELES | 65 | E-6 | 5900 CHERRY AVE. | LONG BEACH | CA | 90805 | 33.8638 | -118.1654 |  |  | NO | YES | NO
CORNUTA | 736 | 5723 | Perez, Chris |  | 66 | 12 | 5085 | DEL AMO | 9 | LIGHTHIPE | 5073 | LIGHTHIPE | I | 1965-10-01 |  | S | 1 | 32 | 2 | 52 | LOS ANGELES COUNTY | 66 | C-4 | _____ FLORA VISTA AVE., W/O CORNUTA | BELLFLOWER | CA | 90706 | 33.8847 | -118.1203 |  |  | YES | NO | NO
CORONA | 1499 | 8279 | Olson, Marty |  | 33 | 4 | 5069 | MIRA LOMA | 4 | MIRA LOMA/WALNUT | 5069 | MIRA LOMA | I | 1950-01-01 |  | D | 3 | 34 | 3 | 12 | RIVERSIDE COUNTY | 20 | C-5 | 633 RAILROAD ST, BETWEEN SHERIDAN ST. AND COTA ST. | CORONA | CA | 91720 | 33.8851 | -117.5714 |  |  | NO | YES | NO
CORONA | 1500 | 8279 | Olson, Marty |  | 66 | 12 | 5069 | MIRA LOMA | 4 | MIRA LOMA/WALNUT | 5069 | MIRA LOMA | I | 1950-01-01 |  | S | 3 | 34 | 3 | 12 | RIVERSIDE COUNTY | 20 | C-5 | 633 RAILROAD ST, BETWEEN SHERIDAN ST. AND COTA ST. | CORONA | CA | 91720 | 33.8851 | -117.5714 |  |  | NO | YES | NO
CORONA | 1501 | 8279 | Olson, Marty |  | 66 | 33 | 5069 | MIRA LOMA | 4 | MIRA LOMA/WALNUT | 5069 | MIRA LOMA | I | 1950-01-01 |  | S | 3 | 34 | 3 | 12 | RIVERSIDE COUNTY | 20 | C-5 | 633 RAILROAD ST, BETWEEN SHERIDAN ST. AND COTA ST. | CORONA | CA | 91720 | 33.8851 | -117.5714 |  |  | YES | NO | YES
CORRECTION | 1971 | 6356 |  |  | 66 | 12 | 5052 | ANTELOPE | 14 | VINCENT | 5054 | VINCENT | I | 2000-11-30 |  | C | 5 | 52 | 3 | 22 | CENTRAL VALLEY CITIES |  |  | WEST END OF HWY 202 NEAR TEHACHAPI | TEHACHAPI | CA | 93561 | 35.1087 | -118.5676 |  |  | NO | YES | NO
CORRIGAN P.T. | 1105 | 7141 |  |  | 16 | 2.4 | 5051 | SAUGUS | 13 | SAUGUS | 5056 | MOORPARK | I | 1950-01-01 |  | A | 5 | 35 | 3 | 60 | [5 empty] | CA | 93063 |  |  |  |  | NO | YES | NO
CORTEZ | 400 | 5186 | Reid, Jim | 37649 | 66 | 12 | 5014 | WALNUT | 4 | MIRA LOMA/WALNUT | 5014 | MIRA LOMA | I | 1957-05-01 |  | S | 1 | 26 | 3 | 6 | LOS ANGELES COUNTY - 1993 | 599 | C-4 | 560 E. EDNA PL. | COVINA | CA | 91722 | 34.0916 | -117.88 | SOUTHEAST |  | YES | NO | YES
CORUM | 598 | 5547 | Brown, Ken A. |  | 66 | 12 | 5052 | ANTELOPE | 14 | VINCENT | 5054 | VINCENT | I | 1950-01-01 |  | S | 5 | 36 | 3 | 22 | CENTRAL VALLEY CITIES | 23 | H-6 | EDWARDS AFB, W/O FORBES AVE, N/O ROSAMOND BLVD, & N/O WHERRY HSG | MUROC | CA | 93523 | 34.9406 | -117.953 |  |  | NO | YES | NO
CORWIN | 1817 | 8340 |  |  | 115 | 12 | 8027 | VICTOR | 15 | LUGO | 5061 | LUGO | F | 2005-01-01 |  | P | 3 | 73 | 4 | 30 | SAN BERNARDINO COUNTY |  |  |  |  | CA | [5 empty] | NO | YES | NO
COSMIC | 427 | 5214 |  |  | 66 | 12 | 5021 | LA FRESA | 8 | EL NIDO | 5023 | EL NIDO | I | 1963-05-01 |  | C | 5 | 44 | 2 | 53 | LOS ANGELES | 57 | D-5 | N/O 120TH ST, W/O VAN NESS AVE | HAWTHORNE | CA |  | 33.9241 | -118.319 |  |  | NO | YES | NO
COSTA MESA | 815 | 5817 | Pepper, Steve |  | 12 | 4 | 5086 | ELLIS | 2 | ELLIS | 5086 | ELLIS | I | 1950-01-01 |  | D | 1 | 33 | 1 | 42 | ORANGE COUNTY - 1993 | 888 | J-5 | 506 ORANGE AVE. | COSTA MESA | CA | 92627 | 33.6299 | -117.9244 | SOUTHEAST |  | YES | NO | NO
COSTERA P.T. | 1868 | 7168 |  |  | 16 | 4 | 5056 | MOORPARK | 11 | MOORPARK | 5056 | MOORPARK | I | 1994-04-05 |  | A | 5 | 35 | 2 | 60 | LOS ANGELES COUNTY - 1994 | 629 | E-6 | C/O RAMBALA VISTA AND PACIFIC COAST HWY | MALIBU | CA | 90265 |  |  |  |  | NO | YES | NO
COTTAGE GROVE | 1110 | 7150 |  |  | 12 | 2.4 | 5064 | VISTA | 5 | VISTA | 5064 | VISTA | I | 1950-01-01 |  | A | 3 | 40 | 2 | 40 | SAN BERNARDINO COUNTY |  |  |  |  | CA | 92352 |  |  |  |  | NO | YES | NO
COTTONWOOD | 1502 | 8280 | Manzer, Jim | 13320 | 115 | 33 | 8027 | VICTOR | 15 | LUGO | 5061 | LUGO | I | 1964-07-01 |  | S | 3 | 73 | 3 | 23 | SAN BERNARDINO COUNTY | 710 | D-8 | 36651 HIGHWAY 18. | LUCERNE VALLEY | CA | 92356 | 34.3742 | -116.8614 |  |  | YES | NO | NO
COULTER P.T. | 1104 | 7140 |  |  | 12 | 2.4 | 5064 | VISTA | 5 | VISTA | 5064 | VISTA | I | 1959-12-01 |  | A | 3 | 40 | 2 | 40 | SAN BERNARDINO COUNTY |  |  |  |  | CA | 92341 |  |  |  |  | NO | YES | NO
COUNTS P.T. | 1106 | 7142 |  |  | 12 | 2.4 | 5034 | SPRINGVILLE | 17 | SAN JOAQUIN | 5033 | RECTOR | I | 1950-01-01 |  | A | 5 | 51 | 3 | 70 | CENTRAL VALLEY CITIES |  |  |  |  | CA | 93265 |  |  |  |  | NO | YES | NO
COVINA | 401 | 5187 | Reid, Jim |  | 12 | 4 | 5014 | WALNUT | 4 | MIRA LOMA/WALNUT | 5014 | MIRA LOMA | I | 1954-01-01 |  | D | 1 | 26 | 3 | 6 | LOS ANGELES COUNTY - 1993 | 599 | B-5 | _____ SAN BERNARDINO RD., AT SECOND ST. | COVINA | CA | 91722 | 34.0909 | -117.8871 | SOUTHEAST |  | YES | NO | YES
COYGEN | 25 | 1026 | Pepper, Steve |  | 66 | 12 | 5088 | SANTIAGO | 2 | ELLIS | 5086 | ELLIS | I | 1988-09-01 |  | X | 1 | 43 | 2 | 44 | ORANGE COUNTY - 1993 | 890 | B-4 | S/E C/O BONITA CANYON DR. AND CULVER DR. | IRVINE | CA |  | 33.6131 | -117.8219 | SOUTHEAST |  | NO | YES | NO
CRAFTON | 651 | 5613 |  |  | 12 | 4 | 1990 | SAN BERNARDINO | 5 | VISTA | 5064 | VISTA | O | 1950-01-01 | 1988-05-01 | D | 3 | 31 | 4 | 17 | SAN BERNARDINO COUNTY | 30 | B-1 | _____ CRAFTON AVE., S/O MENTONE AVE. | MENTONE | CA | 92359 |  |  |  |  | NO | YES | NO
CRAFTON HILLS | 2005 | 6367 |  |  | 115 | 115 | 5064 | VISTA | 5 | VISTA | 5064 | VISTA | I | 2002-06-13 |  | C | 3 | 31 | 4 | 0 | SAN BERNARDINO COUNTY |  |  |  |  | CA | [5 empty] | NO | YES | NO
CRATER | 453 | 5239 | Manzano, John | 76902 / 49962 | 66 | 16 | 5056 | MOORPARK | 11 | MOORPARK | 5056 | MOORPARK | I | 1950-01-01 |  | S | 5 | 35 | 2 | 61 | LOS ANGELES COUNTY | 107 | E-3 | 900' N/O MULHOLLAND & LAS VIRGENES | AGOURA | CA | 91301 | 34.1072 | -118.7143 |  |  | NO | YES | NO
CRAWFORD P.T. | 1109 | 7149 |  |  | 12 | 2.4 | 8015 | INYO SCE | 15 | LUGO | 2556 | CONTROL | I | 1971-12-01 |  | A | 3 | 85 | 2 | 40 | CALIFORNIA ROAD ATLAS |  |  |  |  | CA | 93546 |  |  |  |  | NO | YES | NO
CREST | 480 | 5264 |  |  | 66 | 16 | 5021 | LA FRESA | 8 | EL NIDO | 5023 | EL NIDO | I | 1960-11-01 |  | S | 5 | 44 | 1 | 56 | LOS ANGELES | 823 | B-2 | 28637 CRENSHAW BLVD. | RANCHO PALOS VERDES | CA | 90274 | 33.7673 | -118.3723 |  |  | YES | NO | YES
CRESTMORE | 703 | 5668 | Martinez, Jimi |  | 66 | 4 | 5064 | VISTA | 5 | VISTA | 5064 | VISTA | I | 1960-11-01 |  | C | 3 | 34 | 3 | 14 | RIVERSIDE COUNTY |  |  | 1/4 MI. S/O EL RIVINO RD., E/O BLOOMINGTON BLVD | RUBIDOUX | CA | 92509 | 34.03 | -117.3868 |  |  | NO | YES | NO
CRESTWIND U.G.S. | 1108 | 7147 |  |  | 16 | 4 | 5021 | LA FRESA | 8 | EL NIDO | 5023 | EL NIDO | I | 1967-12-01 |  | A | 5 | 44 | 1 | 50 | LOS ANGELES COUNTY |  |  |  |  | CA | 90274 |  |  |  |  | NO | YES | NO
CROSSROAD U.G.S. | 1111 | 7151 |  |  | 16 | 4 | 5021 | LA FRESA | 8 | EL NIDO | 5023 | EL NIDO | O | 1970-11-01 | 1986-01-01 | A | 5 | 44 | 1 | 50 | LOS ANGELES COUNTY |  |  |  |  | CA | [5 empty] | NO | YES | NO
CROWN | 816 | 5818 | Pepper, Steve | 37570 | 66 | 12 | 5088 | SANTIAGO | 2 | ELLIS | 5086 | ELLIS | I | 1950-01-01 |  | S | 1 | 33 | 1 | 46 | ORANGE COUNTY - 1993 | 919 | F-1 | 1540 CROWN DR. | NEWPORT | CA | 92625 | 33.6085 | -117.8651 | SOUTHEAST |  | YES | NO | YES
CRUDE | 1747 | 6307 |  |  | 66 | 4 | 5073 | LIGHTHIPE | 9 | LIGHTHIPE | 5073 | LIGHTHIPE | F | 2010-01-01 |  | C | 1 | 46 | 1 | 70 | LOS ANGELES COUNTY |  |  |  |  | CA | [5 empty] | NO | YES | NO
CRUMP P.T. | 1623 | 7152 |  |  | 33 | 12 | 5064 | VISTA | 5 | VISTA | 5064 | VISTA | I | 1991-11-15 |  | A | 3 | 31 | 2 | 20 | SAN BERNARDINO COUNTY |  |  |  |  | CA | 92339 |  |  |  |  | NO | YES | NO
CRYCO | 1025 | 6257 | Reid, Jim |  | 66 | 12 | 5014 | WALNUT | 4 | MIRA LOMA/WALNUT | 5014 | MIRA LOMA | I | 1983-08-01 |  | X | 1 | 26 | 3 | 1 | LOS ANGELES COUNTY - 1993 | 637 | J-2 | 660 BALDWIN PARK BLVD. | INDUSTRY | CA | 91748 | 34.0576 | -117.9893 | SOUTHEAST |  | NO | YES | NO
CUCAMONGA | 698 | 5660 | Olson, Marty |  | 66 | 12 | 5045 | PADUA | 4 | MIRA LOMA/WALNUT | 5069 | MIRA LOMA | I | 1970-05-01 |  | S | 3 | 34 | 3 | 15 | SAN BERNARDINO | 12 | A-5 | S/E C/O ARCHIBALD & 6TH STS. | RANCHO CUCAMONGA | CA | 91730 | 34.0844 | -117.5929 |  |  | YES | NO | YES
CUDAHY | 725 | 5714 | Murray, Kevin | 37499 | 66 | 4 | 5074 | LAGUNA BELL | 9 | LIGHTHIPE | 5073 | LIGHTHIPE | I | 1950-01-01 |  | S | 1 | 32 | 2 | 57 | LOS ANGELES COUNTY | 59 | C-1 | 7950 SALT LAKE AVE. | HUNTINGTON PARK | CA | 90255 | 33.9638 | -118.1937 |  |  | NO | YES | NO
CUDAHY | 726 | 5714 | Murray, Kevin | 37499 | 66 | 16 | 5074 | LAGUNA BELL | 9 | LIGHTHIPE | 5073 | LIGHTHIPE | I | 1950-01-01 |  | S | 1 | 32 | 2 | 57 | LOS ANGELES COUNTY | 59 | C-1 | 7950 SALT LAKE AVE. | HUNTINGTON PARK | CA | 90255 | 33.9638 | -118.1937 |  |  | YES | NO | NO
CULVER | 412 | 5204 | Dupree, Daryl | 30362 | 66 | 4 | 5029 | LA CIENEGA | 8 | EL NIDO | 5023 | EL NIDO | I | 1950-01-01 |  | S | 5 | 42 | 2 | 54 | LOS ANGELES COUNTY | 50 | C-1 | 4080 OVERLAND AVE. | CULVER CITY | CA | 90232 | 34.0146 | -118.4027 |  |  | NO | YES | NO
CULVER | 413 | 5204 | Dupree, Daryl | 30362 | 66 | 16 | 5029 | LA CIENEGA | 8 | EL NIDO | 5023 | EL NIDO | I | 1950-01-01 |  | S | 5 | 42 | 2 | 54 | LOS ANGELES COUNTY | 50 | C-1 | 4080 OVERLAND AVE. | CULVER CITY | CA | 90232 | 34.0146 | -118.4027 |  |  | NO | YES | YES
CUMMINGS | 565 | 5506 | Brown, Ken A. | 49968 | 66 | 12 | 5052 | ANTELOPE | 14 | VINCENT | 5054 | VINCENT | I | 1950-01-01 |  | S | 5 | 52 | 3 | 22 | CENTRAL VALLEY CITIES | 23 | A-3 | _____ HILINE RD., 1.5 MI S/O TEHACHAPI & 3 MI WEST | TEHACHAPI | CA | 93561 | 35.1097 | -118.4947 |  |  | NO | YES | YES
CUYAMA | 242 | 4134 |  |  | 66 | 12 | 4030 | PGAE SYSTEM | 14 | VINCENT | 4000 | FOREIGN UTILITY | I | 1950-01-01 |  | F | 9 | 99 |  | 0 | [5 empty] | CA | [5 empty] | NO | YES | NO
CYPRESS | 836 | 5837 | Perez, Chris | 37504 | 12 | 4 | 5085 | DEL AMO | 9 | LIGHTHIPE | 5073 | LIGHTHIPE | I | 1950-01-01 |  | D | 1 | 46 | 2 | 52 | ORANGE COUNTY | 9 | B-6 | 10551 LOS ALAMITOS BLVD. | CYPRESS | CA | 90630 | 33.8093 | -118.0724 |  |  | NO | YES | NO
CYPRESS | 837 | 5837 | Perez, Chris | 37504 | 66 | 12 | 5085 | DEL AMO | 9 | LIGHTHIPE | 5073 | LIGHTHIPE | I | 1950-01-01 |  | S | 1 | 46 | 2 | 52 | ORANGE COUNTY | 9 | B-6 | 10551 LOS ALAMITOS BLVD. | CYPRESS | CA | 90630 | 33.8093 | -118.0724 |  |  | YES | NO | NO
DAGGETT | 1372 | 8133 | Manzer, Jim |  | 33 | 4 | 8016 | KRAMER | 15 | LUGO | 5090 | ELDORADO | I | 1950-01-01 |  | D | 3 | 72 | 4 | 24 | SAN BERNARDINO | 705 | D-8 | 200' S/O HWY. 66., W/O TOWN | DAGGETT | CA | 92327 | 34.8626 | -116.891 |  |  | NO | YES | NO
DAIRYMANS | 32 | 1033 | Clark, Gerald |  | 12 | 4 | 5033 | RECTOR | 17 | SAN JOAQUIN | 5033 | RECTOR | O | 1982-03-01 | 1992-05-28 | B | 5 | 51 | 3 | 32 | CENTRAL VALLEY CITIES | 15 | A-2 | OWENS AND SOUTH 'N' ST. | TULARE | CA |  | 36.2051 | -119.3417 |  |  | NO | YES | NO
DAIRYMANS | 1658 | 1033 | Clark, Gerald |  | 66 | 12 | 5033 | RECTOR | 17 | SAN JOAQUIN | 5033 | RECTOR | I | 1992-05-28 |  | X | 5 | 51 | 3 | 32 | CENTRAL VALLEY CITIES | 15 | A-2 | OWENS AND SOUTH 'N' ST. | TULARE | CA |  | 36.2051 | -119.3417 |  |  | NO | YES | NO
DAISY | 775 | 5766 | Murray, Kevin | 32726 / 27 | 12 | 4 | 5071 | HINSON | 9 | LIGHTHIPE | 5073 | LIGHTHIPE | I | 1948-12-01 |  | D | 1 | 46 | 1 | 51 | LOS ANGELES COUNTY - 1994 | 795 | C-5 | 1700 OREGON AVE. | LONG BEACH | CA | 90806 | 33.7886 | -118.2001 |  |  | YES | NO | NO
DALBA P.T. | 1112 | 7153 |  |  | 12 | 2.4 | 5064 | VISTA | 5 | VISTA | 5064 | VISTA | I | 1950-01-01 |  | A | 3 | 40 | 2 | 40 | SAN BERNARDINO COUNTY |  |  |  |  | CA | 92382 |  |  |  |  | NO | YES | NO
DALTON | 402 | 5188 | Reid, Jim | 48716 / 717 | 66 | 12 | 5013 | RIO HONDO | 3 | MESA/WALNUT | 5014 | MESA | I | 1950-01-01 |  | S | 1 | 27 | 3 | 6 | LOS ANGELES COUNTY - 1993 | 598 | F-1 | 16016 E. GLADSTONE ST. | IRWINDALE | CA | 91706 | 34.1138 | -117.9328 | SOUTHEAST |  | YES | NO | NO
DATABANK | 1665 | 6154 | Caldera, Art |  | 66 | 12 | 5069 | MIRA LOMA | 4 | MIRA LOMA/WALNUT | 5069 | MIRA LOMA | I | 1992-07-17 |  | C | 3 | 34 | 3 | 14 | RIVERSIDE COUNTY | 26 | F-2 | 1850 CALIFORNIA AVE. | CORONA | CA | 91720 | 33.8564 | -117.5399 |  |  | NO | YES | NO
DAVIDSON CITY | 788 | 5779 | Murray, Kevin |  | 12 | 4 | 5071 | HINSON | 9 | LIGHTHIPE | 5073 | LIGHTHIPE | I | 1949-03-01 |  | D | 1 | 46 | 2 | 51 | LOS ANGELES | 70 | A-4 | 2780 CARSON AVE. | DOMINGUEZ HILLS | CA | 90810 | 33.8321 | -118.2173 |  |  | NO | YES | YES
DAVIS | 211 | 4026 |  |  | 220 | 220 | 4024 | WALC SYSTEM | 6 | DEVERS | 4000 | FOREIGN UTILITY | I | 1950-01-01 |  | F | 9 | 99 |  | 0 | [11 empty] | NO | YES | NO
DE PORTOLA P.T. | 1539 | 8320 |  |  | 33 | 12 | 5070 | VALLEY | 7 | VALLEY | 5070 | VALLEY | O | 1978-07-01 | 1994-08-02 | A | 3 | 77 | 4 | 20 | [5 empty] | CA | [5 empty] | NO | YES | NO
DECKER | 1777 | 5283 |  |  | 66 | 16 | 5056 | MOORPARK | 11 | MOORPARK | 5056 | MOORPARK | F | 2005-01-01 |  | P | 5 | 35 | 3 | 60 | [5 empty] | CA | [5 empty] | NO | YES | NO
DECKER P.T. | 1116 | 7160 |  |  | 16 | 4 | 5056 | MOORPARK | 11 | MOORPARK | 5056 | MOORPARK | I | 1950-01-01 |  | A | 5 | 35 | 3 | 60 | [5 empty] | CA | 90265 |  |  |  |  | NO | YES | NO
DECLEZ | 653 | 5615 | Olson, Marty |  | 12 | 4 | 1310 | ETIWANDA | 4 | MIRA LOMA/WALNUT | 5069 | MIRA LOMA | I | 1950-01-01 |  | S | 3 | 30 | 3 | 15 | SAN BERNARDINO COUNTY | 13 | E-6 | CHERRY AND SAN BERNARDINO AVE. | FONTANA | CA | 92335 | 34.078 | -117.4882 |  |  | NO | YES | NO
DECLEZ | 654 | 5615 | Olson, Marty |  | 66 | 12 | 1310 | ETIWANDA | 4 | MIRA LOMA/WALNUT | 5069 | MIRA LOMA | I | 1950-01-01 |  | S | 3 | 30 | 3 | 15 | SAN BERNARDINO COUNTY | 13 | E-6 | CHERRY AND SAN BERNARDINO AVE. | FONTANA | CA | 92335 | 34.078 | -117.4882 |  |  | NO | YES | NO
DEEP SPRINGS | 186 | 2589 |  |  | 55 | 2.4 | 8015 | INYO SCE | 15 | LUGO | 2556 | CONTROL | I | 1950-01-01 |  | D | 3 | 85 | 2 | 92 | CALIFORNIA ROAD ATLAS | 84 | A-3 | _____ DEEP SPRINGS RD., 20 MI. NE/O HWY. 395 | BIG PINE | CA | 93545 | 37.3749 | -117.9775 |  |  | NO | YES | NO
DEFRAIN | 1373 | 8134 | Brady, Neil (WF) |  | 33 | 12 | 4025 | BLYTHE (WALC) | 6 | DEVERS | 5067 | DEVERS | I | 1971-06-01 |  | D | 3 | 87 | 4 | 13 | RIVERSIDE | 723 | G-1 | _____ DEFRAIN BLVD. AND SIXTH AVE. | BLYTHE | CA | 92226 | 33.6619 | -114.624 |  |  | NO | YES | NO
DEIGAARD P.T. | 1117 | 7161 |  |  | 16 | 4 | 5055 | GOLETA | 10 | GOLETA | 5056 | MOORPARK | I | 1963-09-01 |  | A | 5 | 49 | 1 | 60 | SANTA BARBARA COUNTY |  |  |  |  | CA | 93111 |  |  |  |  | NO | YES | NO
DEL AMO | 326 | 5085 | Perez, Chris | 37242 / 43 | 220 | 66 | 5000 | SCE SYSTEM | 9 | LIGHTHIPE | 5073 | LIGHTHIPE | I | 1950-01-01 |  | T | 1 | 46 | 2 | 52 | LOS ANGELES | 71 | E-2 | 20200 STUDEBAKER RD. | CERRITOS | CA | 90703 | 33.8482 | -118.0972 |  |  | NO | YES | NO
DEL AMO | 1661 | 5085 | Perez, Chris | 37242 / 43 | 66 | 66 | 5085 | DEL AMO | 9 | LIGHTHIPE | 5073 | LIGHTHIPE | I | 1950-01-01 |  | S | 1 | 46 | 2 | 52 | LOS ANGELES | 71 | E-2 | 20200 STUDEBAKER RD. | CERRITOS | CA | 90703 | 33.8482 | -118.0972 |  |  | NO | YES | NO
DEL MAR | 1959 | 6352 | Dupree, Daryl |  | 66 | 12 | 6007 | CHEVMAIN | 8 | EL NIDO | 5023 | EL NIDO | I | 2000-02-16 |  | C | 5 | 44 | 1 | 0 | LOS ANGELES COUNTY |  |  | 324 W. EL SEGUNDO BLVD. | EL SEGUNDO | CA | 90245 | 33.9159 | -118.4094 |  |  | NO | YES | NO
DEL ROSA | 704 | 5670 | Martinez, Jimi | 17969 | 66 | 12 | 1990 | SAN BERNARDINO | 5 | VISTA | 5064 | VISTA | I | 1962-06-01 |  | S | 3 | 31 | 3 | 11 | SAN BERNARDINO | 8 | B-4 | N/E C/O DEL ROSA AVE. AND MARSHALL BLVD. | SAN BERNARDINO | CA | 92404 | 34.15 | -117.2517 |  |  | NO | YES | NO
DEL SUR | 566 | 5508 | Brown, Ken A. |  | 66 | 12 | 5052 | ANTELOPE | 14 | VINCENT | 5054 | VINCENT | I | 1950-01-01 |  | S | 5 | 36 | 3 | 22 | LOS ANGELES COUNTY | 158 | F-1 | 90TH ST. WEST AND AVENUE 'H'. | LANCASTER | CA | 93534 | 34.718 | -118.288 |  |  | YES | NO | YES
DELANO | 500 | 5305 | Cochran, Mike | 74484 | 66 | 4 | 5035 | VESTAL | 17 | SAN JOAQUIN | 5033 | RECTOR | I | 1950-01-01 |  | S | 5 | 51 | 3 | 31 | CENTRAL VALLEY CITIES | 200 | E-2 | N/E C/O 14TH & LEXINGTON ST. | DELANO | CA | 93216 | 35.7755 | -119.2421 |  |  | NO | YES | NO
DELANO | 501 | 5305 | Cochran, Mike | 74484 | 66 | 12 | 5035 | VESTAL | 17 | SAN JOAQUIN | 5033 | RECTOR | I | 1914-01-01 |  | S | 5 | 51 | 3 | 31 | CENTRAL VALLEY CITIES | 200 | E-2 | N/E C/O 14TH & LEXINGTON ST. | DELANO | CA | 93216 | 35.7755 | -119.2421 |  |  | NO | YES | NO
DELGEN | 14 | 1014 | Olson, Marty |  | 66 | 12 | 5069 | MIRA LOMA | 4 | MIRA LOMA/WALNUT | 5069 | MIRA LOMA | I | 1988-05-01 |  | X | 3 | 34 | 3 | 12 | RIVERSIDE COUNTY | 20 | C-4 | S/W C/O LINCOLN & RINCON | CORONA | CA | 91720 | 33.8919 | -117.5835 |  |  | NO | YES | NO
DELUZ P.T. | 1113 | 7155 |  |  | 33 | 12 | 5070 | VALLEY | 7 | VALLEY | 5070 | VALLEY | I | 1988-11-01 |  | A | 3 | 77 | 4 | 20 | [5 empty] | CA | 92590 |  |  |  |  | NO | YES | NO
DESAL | 1645 | 6299 | Carbone, Jim |  | 66 | 12 | 5055 | GOLETA | 10 | GOLETA | 5056 | MOORPARK | I | 1992-01-17 |  | C | 5 | 49 | 1 | 63 | SANTA BARBARA COUNTY | 20 | A-3 | 520 E. YANONALI ST. | SANTA BARBARA | CA |  | 34.4191 | -119.685 |  |  | NO | YES | NO
DESERT OUTPOST | 1375 | 8136 | Brehaut, Paul |  | 33 | 4.8 | 5067 | DEVERS | 6 | DEVERS | 5067 | DEVERS | O | 1964-08-01 | 1998-09-11 | D | 3 | 79 | 4 | 13 | RIVERSIDE | 191 | F-3 | S/W CORNER OF 33RD AVE AND SHIFTING SANDS TRAIL | CATHEDRAL CITY | CA | 92234 | 33.8088 | -116.472 |  |  | NO | YES | NO
DESERT OUTPOST | 1376 | 8136 | Brehaut, Paul |  | 33 | 12 | 5067 | DEVERS | 6 | DEVERS | 5067 | DEVERS | I | 1964-08-01 |  | D | 3 | 79 | 4 | 13 | RIVERSIDE | 191 | F-3 | S/W CORNER OF 33RD AVE AND SHIFTING SANDS TRAIL | CATHEDRAL CITY | CA | 92234 | 33.8088 | -116.472 |  |  | NO | YES | NO
DESERTMED | 1899 | 6328 |  |  | 66 | 12 | 5052 | ANTELOPE | 14 | VINCENT | 5054 | VINCENT | F | 2010-01-01 |  | C | 5 | 36 | 4 | 22 |  |  |  | 30TH ST. & WEST B AVE. | LANCASTER | CA | [5 empty] | NO | YES | NO
DESPARADO P.T. | 1120 | 7166 |  |  | 33 | 12 | 5070 | VALLEY | 7 | VALLEY | 5070 | VALLEY | O | 1989-05-01 | 1992-01-22 | A | 3 | 77 | 4 | 20 | [5 empty] | CA | [5 empty] | NO | YES | NO
DEVEREUX P.T. | 1115 | 7159 |  |  | 16 | 4 | 5055 | GOLETA | 10 | GOLETA | 5056 | MOORPARK | O | 1963-02-01 | 1998-08-01 | A | 5 | 49 | 1 | 60 | SANTA BARBARA COUNTY |  |  |  |  | CA | [5 empty] | NO | YES | NO
DEVERS | 307 | 5067 | Brehaut, Paul | 14704 / 05 / 49930 | 220 | 115 | 5000 | SCE SYSTEM | 6 | DEVERS | 5067 | DEVERS | I | 1967-04-01 |  | T | 3 | 79 | 4 | 13 | RIVERSIDE | 157 | C-6 | 62030 16 AVE. | NORTH PALM SPRINGS | CA | 92258 | 33.934 | -116.5784 |  |  | NO | YES | NO
DEVERS | 308 | 5067 | Brehaut, Paul | 14704 / 05 / 49930 | 500 | 220 | 5000 | SCE SYSTEM | 6 | DEVERS | 5067 | DEVERS | I | 1982-03-01 |  | T | 3 | 79 | 4 | 13 | RIVERSIDE | 157 | C-6 | 62030 16 AVE. | NORTH PALM SPRINGS | CA | 92258 | 33.934 | -116.5784 |  |  | YES | NO | NO
DEVIL CANYON | 200 | 4003 |  |  | 33 | 115 | 5064 | VISTA | 5 | VISTA | 5064 | VISTA | I | 1972-10-01 |  | X | 3 | 40 | 2 | 17 | SAN BERNARDINO COUNTY |  |  | DEVIL CANYON RD. |  | CA |  | 34.2056 | -117.3347 |  |  | NO | YES | NO
DEVORE | 1844 | 8125 |  |  | 33 | 12 | 5064 | VISTA | 5 | VISTA | 5064 | VISTA | O | 1950-01-01 | 1973-05-01 | P | 3 | 30 | 3 | 10 | SAN BERNARDINO COUNTY | 49 | B-2 | N/W C/O CAJON BLVD. AND BENNETT RD. | DEVORE | CA | 92405 |  |  |  |  | NO | YES | NO
DIAMOND BAR | 354 | 5129 | Reid, Jim | 53889 | 66 | 12 | 5062 | CHINO | 4 | MIRA LOMA/WALNUT | 5069 | MIRA LOMA | I | 1987-06-01 |  | S | 1 | 26 | 2 | 6 | LOS ANGELES COUNTY - 1993 | 680 | B-3 | N/E C/O GRAND AVE. AND DIAMOND BAR BLVD. | DIAMOND BAR | CA | 91765 | 34.0018 | -117.8114 | SOUTHEAST |  | YES | NO | NO
Diemer (MWD) | [27 empty] | 33.9109 | -117.8206 | Frgn Util |  | NO | YES | NO
DIKE | 734 | 5721 | Murray, Kevin |  | 66 | 12 | 5071 | HINSON | 9 | LIGHTHIPE | 5073 | LIGHTHIPE | I | 1964-01-01 |  | C | 1 | 46 | 1 | 51 | LOS ANGELES | 79 | F-1 | 210 CUTTER, PIER 'E' | LONG BEACH | CA | 90802 | 33.7621 | -118.2224 | NORTHWEST |  | YES | NO | NO
DINKEY CREEK P.T. | 1114 | 7158 |  |  | 12 | 4 | 2202 | BIG CREEK SYSTEM | 17 | SAN JOAQUIN | 5033 | RECTOR | I | 1950-01-01 |  | A | 5 | 50 | 2 | 40 | CENTRAL VALLEY CITIES |  |  |  |  | CA | 93664 |  |  |  |  | NO | YES | NO
DITMAR | 463 | 5246 |  | 37733 | 16 | 4 | 5021 | LA FRESA | 8 | EL NIDO | 5023 | EL NIDO | I | 1950-01-01 |  | D | 5 | 44 | 2 | 53 | LOS ANGELES | 62 | E-5 | 1909 VANDERBILT LANE. | REDONDO BEACH | CA | 90278 | 33.8723 | -118.3785 | NORTHWEST |  | NO | YES | NO
DITMAR | 464 | 5246 |  | 37733 | 66 | 16 | 5021 | LA FRESA | 8 | EL NIDO | 5023 | EL NIDO | I | 1972-11-01 |  | S | 5 | 44 | 2 | 53 | LOS ANGELES | 62 | E-5 | 1909 VANDERBILT LANE. | REDONDO BEACH | CA | 90278 | 33.8723 | -118.3785 | NORTHWEST |  | YES | NO | YES
DIVISADERO | 539 | 5340 | Clark, Gerald |  | 12 | 4 | 5033 | RECTOR | 17 | SAN JOAQUIN | 5033 | RECTOR | I | 1950-01-01 |  | D | 5 | 51 | 3 | 32 | CENTRAL VALLEY CITIES | 171 | E-5 | GOSHEN AVE. AND DIVISADERO ST. | VISALIA | CA | 93291 | 36.3348 | -119.3137 | NORTHWEST |  | NO | YES | NO
DOCK | 1987 | 6361 | Murray, Kevin |  | 66 | 25 | 5071 | HINSON | 9 | LIGHTHIPE | 5073 | LIGHTHIPE | I | 2001-12-01 |  | C | 1 | 46 | 1 | 51 | LOS ANGELES COUNTY 1995 | 824 | J-1 | PORT OF LONG BEACH, PIER S, OCEAN BLVD. | LONG BEACH | CA | 90802 | 33.7594 | -118.2376 | NORTHWEST |  | NO | YES | NO
DOHENY | 420 | 5209 | Dupree, Daryl |  | 16 | 4 | 5029 | LA CIENEGA | 8 | EL NIDO | 5023 | EL NIDO | I | 1961-10-01 |  | D | 5 | 42 | 2 | 54 | LOS ANGELES COUNTY | 33 | C-4 | 1030 CORY AVE., S/O SUNSET BLVD. | BEVERLY HILLS | CA | 90210 | 34.0901 | -118.3916 | NORTHWEST |  | YES | NO | NO
DOLPHIN | 1700 | 5762 |  |  | 66 | 12 | 1410 | ALAMITOS | 9 | LIGHTHIPE | 5073 | LIGHTHIPE | F | 2005-01-01 |  | P | 1 | 46 | 1 | 50 | LOS ANGLES COUNTY |  |  |  |  | CA | [5 empty] | NO | YES | NO
DOMELAND P.T. | 1121 | 7173 |  |  | 33 | 12 | 8016 | KRAMER | 15 | LUGO | 5061 | LUGO | I | 1980-04-01 |  | A | 3 | 86 | 4 | 40 | CENTRAL VALLEY CITIES |  |  |  |  | CA | 93527 |  |  |  |  | NO | YES | NO
DOMHILL | 906 | 5930 | Murray, Kevin |  | 66 | 4 | 5073 | LIGHTHIPE | 9 | LIGHTHIPE | 5073 | LIGHTHIPE | I | 1973-10-01 |  | C | 1 | 32 | 2 | 57 | LOS ANGELES | 64 | D-6 | 2500 E. VICTORIA | CARSON | CA | 90220 | 33.8635 | -118.2213 | NORTHWEST |  | NO | YES | NO
DOMINO | 1705 | 5403 |  |  | 66 | 12 | 5052 | ANTELOPE | 14 | VINCENT | 5054 | VINCENT | F | 2005-01-01 |  | P | 5 | 36 | 3 | 30 | [5 empty] | CA | [5 empty] | NO | YES | NO
DOTY P.T. | 1118 | 7162 |  |  | 16 | 2.4 | 5055 | GOLETA | 10 | GOLETA | 5056 | MOORPARK | O | 1950-01-01 | 1997-07-22 | A | 5 | 49 | 1 | 60 | SANTA BARBARA COUNTY |  |  |  |  | CA | [5 empty] | NO | YES | NO
DOUGHER P.T. | 1914 | 7169 |  |  | 16 | 2.4 | 5029 | LA CIENEGA | 8 | EL NIDO | 5023 | EL NIDO | I | 2000-12-30 |  | A | 5 | 42 | 2 | 50 |  |  |  | SHENANDOAH AVE. AND REYNTER AVE. |  | CA | 90056 |  |  |  |  | NO | YES | NO
DOUGLAS | 414 | 5205 | Dupree, Daryl |  | 66 | 16 | 5023 | EL NIDO | 8 | EL NIDO | 5023 | EL NIDO | I | 1950-01-01 |  | C | 5 | 44 | 1 | 53 | LOS ANGELES | 56 | D-6 | _____ DOUGLAS ST., S/O MARIPOSA | EL SEGUNDO | CA | 90245 | 33.9226 | -118.382 | NORTHWEST |  | NO | YES | NO
DOUGOIL | 1008 | 6220 | Perez, Chris |  | 66 | 12 | 5084 | CENTER | 9 | LIGHTHIPE | 5073 | LIGHTHIPE | I | 1974-11-01 |  | C | 1 | 32 | 2 | 52 | LOS ANGELES COUNTY | 65 | E-3 | 8371 E. COMPTON BLVD. | PARAMOUNT | CA | 90723 | 33.899 | -118.1448 | NORTHWEST |  | NO | YES | NO
DOWLING | 246 | 4148 |  |  | 66 | 12 | 4045 | ANHM SYSTEM | 1 | VILLA PARK | 4000 | FOREIGN UTILITY | I | 1950-01-01 |  | F | 9 | 99 |  | 0 | [11 empty] | NO | YES | NO
DOWNEY | 818 | 5820 | Apocada, Ed |  | 12 | 4 | 5084 | CENTER | 9 | LIGHTHIPE | 5073 | LIGHTHIPE | I | 1950-01-01 |  | D | 1 | 47 | 2 | 1 | LOS ANGELES COUNTY - 1993 | 706 | B-5 | 11228 BROOKSHIRE AVE. | DOWNEY | CA | 90241 | 33.9384 | -118.1289 | NORTHWEST |  | YES | NO | NO
DOWNS | 1377 | 8137 | Manzer, Jim |  | 33 | 12 | 8016 | KRAMER | 15 | LUGO | 5061 | LUGO | I | 1967-05-01 |  | D | 3 | 86 | 4 | 24 | CENTRAL VALLEY CITIES | 250 | A-3 | C/O RIDGECREST BLVD. AND DOWNS | RIDGECREST | CA | 93555 | 35.6222 | -117.6883 | NORTHWEST |  | YES | NO | NO
DREWS | 1934 | 4263 |  |  | 66 | 12 | 5064 | VISTA | 5 | VISTA | 5064 | VISTA | I | 1996-03-27 |  | F | 3 | 31 |  | 0 | SAN BERNARDINO COUNTY |  |  |  | COLTON | CA | 92324 | 34.0601 | -117.3546 | Frgn Util |  | NO | YES | NO
DRINKWATER P.T. | 2007 | 7177 |  |  | 2.4 | 16 | 4090 | LDWP SYSTEM | 15 | LUGO | 5056 | MOORPARK | I | 2002-07-01 |  | A | 5 | 59 |  | 0 | LOS ANGELES COUNTY 2002 | VIII |  | SAN FRANCISQUITO CANYON ROAD S/E/O RUBY CLEARWATER FIRE ROAD | ANGELES NATL FOREST/LA CO | CA | 93551 |  |  |  |  | NO | YES | NO
DUARTE | 371 | 5150 | Fish, Terry | 37634 | 16 | 4 | 5013 | RIO HONDO | 3 | MESA/WALNUT | 5014 | MESA | I | 1950-01-01 |  | D | 1 | 27 | 3 | 5 | LOS ANGELES COUNTY - 1993 | 568 | B-5 | 1200 HIGHLAND AVE. | DUARTE | CA | 91010 | 34.1391 | -117.9654 | SOUTHEAST |  | YES | NO | NO
DUCOR | 1816 | 5335 |  |  | 66 | 12 | 5035 | VESTAL | 17 | SAN JOAQUIN | 5033 | RECTOR | F | 2005-01-01 |  | P | 5 | 51 | 3 | 70 | CENTRAL VALLEY CITIES |  |  |  |  | CA | [5 empty] | NO | YES | NO
DUCTILE | 1902 | 6112 |  |  | 66 | 16 | 5013 | RIO HONDO | 3 | MESA/WALNUT | 5014 | MESA | I | 1995-10-18 |  | C | 1 | 27 | 2 | 4 | LOS ANGELES COUNTY - 1994 | 597 | B-6 | 10460 HICKSON ST. | EL MONTE | CA | 91731 | 34.0821 | -118.0441 | SOUTHEAST |  | NO | YES | NO
DUDMAN | 1718 | 5906 |  |  | 66 | 12 | 5081 | BARRE | 1 | VILLA PARK | 5082 | VILLA PARK | F | 2005-01-01 |  | P | 1 | 33 | 2 | 80 | ORANGE COUNTY |  |  |  |  | CA | [5 empty] | NO | YES | NO
DUHON P.T. | 1583 | 7172 |  |  | 16 | 4 | 5021 | LA FRESA | 8 | EL NIDO | 5023 | EL NIDO | I | 1991-07-12 |  | A | 5 | 44 | 1 | 50 | LOS ANGELES COUNTY |  |  |  |  | CA | 90275 |  |  |  |  | NO | YES | NO
DUNES | 1378 | 8139 | Brady, Neil (WF) |  | 33 | 12 | 4025 | BLYTHE (WALC) | 6 | DEVERS | 5067 | DEVERS | I | 1950-01-01 |  | D | 3 | 87 | 4 | 13 | RIVERSIDE | 723 | G-2 | _____ HOBSON WAY., W/O NEIGHBORS BLVD. | BLYTHE | CA | 92225 | 33.6114 | -114.6793 | SOUTHEAST |  | NO | YES | NO
DUNN SIDING | 1374 | 8135 | Manzer, Jim |  | 115 | 12 | 5090 | ELDORADO | 16 | ELDORADO | 5090 | ELDORADO | I | 1966-02-01 |  | S | 3 | 72 | 4 | 24 | SAN BERNARDINO | 706 | A-5 | 2 MI. S/O AFTON RD. | YERMO | CA | 92398 | 35.0496 | -116.4394 | NORTHWEST |  | NO | YES | NO
DUTCHWIND | 43 | 1044 | Brown, Ken A. |  | 66 | 0.5 | 5052 | ANTELOPE | 14 | VINCENT | 5054 | VINCENT | I | 1986-04-01 |  | X | 5 | 36 | 4 | 22 | CENTRAL VALLEY CITIES | 23 | E-4 | 1 MI. N/O OAK CREEK RD., 8 MILES W/O MOJAVE | MOJAVE | CA | 93561 | 35.0631 | -118.3198 | NORTHWEST |  | NO | YES | NO
DUVAL P.T. | 1119 | 7165 |  |  | 16 | 4 | 5053 | SANTA CLARA | 12 | SANTA CLARA | 5056 | MOORPARK | O | 1950-01-01 | 1984-08-01 | A | 5 | 39 | 2 | 60 | VENTURA COUNTY |  |  |  |  | CA | [5 empty] | NO | YES | NO
DWP POWER PLANT 1 | 252 | 4195 |  |  | 138 | 2.4 | 4090 | LDWP SYSTEM | 15 | LUGO | 5056 | MOORPARK | I | 1950-01-01 |  | F | 5 | 59 |  | 0 | LOS ANGELES COUNTY 2002 | VIII |  | SAN FRANCISQUITO CANYON ROAD N/E/O RUBY CLEARWATER FIRE ROAD | ANGELES NATL FOREST/LA CO | CA | 93551 |  |  |  |  | NO | YES | NO
DYSART P.T. | 1122 | 7174 |  |  | 33 | 12 | 5067 | DEVERS | 6 | DEVERS | 5067 | DEVERS | I | 1977-09-01 |  | A | 3 | 31 | 2 | 20 | SAN BERNARDINO COUNTY |  |  |  |  | CA | 92220 |  |  |  |  | NO | YES | NO
EAGLE MOUNTAIN | 286 | 5040 | Brehaut, Paul | 14716 | 66 | 12 | 5040 | EAGLE MOUNTAIN | 6 | DEVERS | 5067 | DEVERS | I | 1950-01-01 |  | S | 3 | 87 | 4 | 13 | RIVERSIDE | 717 | E-8 | 2 MI. W & 6 MI. N/O DESERT CENTER | DESERT CENTER | CA | 92239 | 33.8114 | -115.4536 | SOUTHEAST |  | NO | YES | NO
EAGLE MOUNTAIN | 287 | 5040 | Brehaut, Paul | 14716 | 220 | 66 | 5000 | SCE SYSTEM | 6 | DEVERS | 5067 | DEVERS | I | 1950-01-01 |  | T | 3 | 87 | 4 | 13 | RIVERSIDE | 717 | E-8 | 2 MI. W & 6 MI. N/O DESERT CENTER | DESERT CENTER | CA | 92239 | 33.8114 | -115.4536 | SOUTHEAST |  | NO | YES | NO
EAGLE MOUNTAIN | 1598 | 5040 | Brehaut, Paul | 14716 | 220 | 161 | 5000 | SCE SYSTEM | 6 | DEVERS | 5067 | DEVERS | I | 1950-01-01 |  | T | 3 | 87 | 4 | 13 | RIVERSIDE | 717 | E-8 | 2 MI. W & 6 MI. N/O DESERT CENTER | DESERT CENTER | CA | 92239 | 33.8114 | -115.4536 | SOUTHEAST |  | NO | YES | NO
EAGLE MT. (MWD) | 221 | 4064 |  |  | 220 | 220 | 4060 | MWD SYSTEM | 6 | DEVERS | 4000 | FOREIGN UTILITY | I | 1950-01-01 |  | F | 9 | 99 | 4 | 0 | [5 empty] | CA | [5 empty] | NO | YES | NO
EAGLE ROCK | 260 | 5011 | Fish, Terry | 46392 | 220 | 66 | 5000 | SCE SYSTEM | 3 | MESA/WALNUT | 5012 | MESA | I | 1950-01-01 |  | T | 1 | 22 | 3 | 5 | LOS ANGELES COUNTY - 1993 | 565 | D-4 | 7888 N. FIGUEROA ST. | EAGLE ROCK | CA | 90041 | 34.15 | -118.1844 | SOUTHEAST |  | NO | YES | NO
EARLIMART | 502 | 5306 | Cochran, Mike |  | 66 | 12 | 5035 | VESTAL | 17 | SAN JOAQUIN | 5033 | RECTOR | I | 1913-01-01 |  | S | 5 | 51 | 3 | 31 | CENTRAL VALLEY CITIES | 14 | K-8 | ROAD 144 AND AVENUE 56. | EARLIMART | CA | 93219 | 35.8923 | -119.2509 | NORTHWEST |  | YES | NO | YES
EAST BARSTOW | 1379 | 8140 | Manzer, Jim |  | 33 | 4 | 8016 | KRAMER | 15 | LUGO | 5090 | ELDORADO | I | 1950-01-01 |  | D | 3 | 72 | 4 | 24 | SAN BERNARDINO | 246 | B-5 | 600' N/O STATE ST., ACCESS FROM EAST MAIN ST. | BARSTOW | CA | 92311 | 34.89 | -117.0019 | NORTHWEST |  | NO | YES | YES
EAST ROAD P.T. | 1123 | 7202 |  |  | 12 | 4 | 5071 | HINSON | 9 | LIGHTHIPE | 5073 | LIGHTHIPE | I | 1950-01-01 |  | A | 1 | 32 | 2 | 50 | LOS ANGELES COUNTY |  |  |  |  | CA | 90502 |  |  |  |  | NO | YES | NO
EASTSIDE P.T. | 1925 | 7219 |  |  | 33 | 12 | 5070 | VALLEY | 7 | VALLEY | 5070 | VALLEY | O | 1996-03-28 | 2000-02-29 | A | 3 | 77 | 3 | 20 | RIVERSIDE COUNTY - 1996 | 870 | C-2 | OLD NEWPORT RD., W/O CASTANO RD. | HEMET AREA | CA | 92543 |  |  |  |  | NO | YES | NO
EASTWOOD | 135 | 2240 |  | 78721 | 12 | 220 | 2202 | BIG CREEK SYSTEM | 17 | SAN JOAQUIN | 5033 | RECTOR | I | 1987-07-01 |  | G | 5 | 50 | 2 | 90 | CENTRAL VALLEY CITIES | 8 | J-4 | 1/2 MI S/E OF HWY 168 & SHAVER LAKE BOAT MARINA | SHAVER LAKE | CA |  | 37.1477 | -119.2562 | NORTHWEST |  | NO | YES | NO
EATON | 348 | 5115 | Fish, Terry | 37594 / 46710 | 66 | 16 | 5012 | MESA | 3 | MESA/WALNUT | 5012 | MESA | I | 1950-01-01 |  | S | 1 | 27 | 3 | 5 | LOS ANGELES COUNTY - 1993 | 566 | G-2 | _____ SIERRA MADRE BLVD., E/O WASHINGTON ST. | PASADENA | CA | 91107 | 34.1622 | -118.0857 | SOUTHEAST |  | YES | NO | NO
EDGECLIFF P.T. | 1130 | 7217 |  |  | 16 | 4 | 5012 | MESA | 3 | MESA/WALNUT | 5014 | WALNUT | O | 1971-11-01 | 1986-03-01 | A | 1 | 27 | 3 | 10 | [5 empty] | CA | [5 empty] | NO | YES | NO
EDGEMONT | 1381 | 8143 | Caldera, Art |  | 33 | 4 | 5070 | VALLEY | 7 | VALLEY | 5070 | VALLEY | I | 1950-01-01 |  | D | 3 | 77 | 4 | 16 | RIVERSIDE | 14 | F-6 | _____ COTTONWOOD AVE., BETWEEN HWY. 215 AND EDGEMONT ST. | EDGEMONT | CA | 92388 | 33.9241 | -117.2848 | SOUTHEAST |  | NO | YES | NO
EDGEWATER | 861 | 5864 | Pepper, Steve |  | 12 | 4 | 5088 | SANTIAGO | 2 | ELLIS | 5086 | ELLIS | I | 1950-01-01 |  | D | 1 | 33 | 1 | 44 | ORANGE COUNTY - 1993 | 919 | D-1 | 1510 BAYSIDE DR. | NEWPORT | CA | 92662 | 33.6073 | -117.8846 | SOUTHEAST |  | YES | NO | YES
EDINGER | 872 | 5875 | Johnson, Bill |  | 12 | 4 | 5017 | JOHANNA | 2 | ELLIS | 5086 | ELLIS | I | 1950-01-01 |  | D | 1 | 29 | 2 | 44 | ORANGE COUNTY - 1993 | 829 | F-6 | 120 W. EDINGER AVE. | SANTA ANA | CA | 92707 | 33.7272 | -117.8684 | SOUTHEAST |  | YES | NO | NO
EDMONSTON | 199 | 4002 |  |  | 220 | 16 | 5000 | SCE SYSTEM | 17 | SAN JOAQUIN | 5033 | RECTOR | I | 1971-10-01 |  | F | 5 | 51 | 3 | 32 | CENTRAL VALLEY CITIES |  |  |  |  | CA |  | 34.9412 | -118.8263 | Frgn Util |  | NO | YES | NO
EDWARDS | 1503 | 8282 | Manzer, Jim | 49952 | 115 | 33 | 8016 | KRAMER | 15 | LUGO | 5061 | LUGO | I | 1950-01-01 |  | C | 3 | 86 | 4 | 24 | CENTRAL VALLEY CITIES | 23 | K-6 | _____ ROSAMOND BLVD., 2 MI. S/O HWY. 58 | EDWARDS A.F.B. | CA |  | 34.985 | -117.8895 | NORTHWEST |  | NO | YES | NO
EDWARDS A.F.B. | 920 | 6101 |  |  | 33 | 12 | 8016 | KRAMER | 15 | LUGO | 5061 | LUGO | I | 1950-01-01 |  | B | 3 | 86 | 4 | 24 | CENTRAL VALLEY CITIES | 23 | K-6 | EDWARDS AIR FORCE BASE | E.A.F.B. | CA | [5 empty] | NO | YES | NO
EISENHOWER | 1532 | 8311 | Brehaut, Paul |  | 115 | 12 | 5067 | DEVERS | 6 | DEVERS | 5067 | DEVERS | I | 1975-07-01 |  | S | 3 | 79 | 4 | 13 | RIVERSIDE | 191 | D-3 | S/W C/O MESQUITE AVE. AND GENE AUTRY RD. | PALM SPRINGS | CA | 92264 | 33.8077 | -116.4935 | SOUTHEAST |  | NO | YES | NO
EISENHOWER | 1533 | 8311 | Brehaut, Paul |  | 115 | 33 | 5067 | DEVERS | 6 | DEVERS | 5067 | DEVERS | I | 1974-05-01 |  | S | 3 | 79 | 4 | 13 | RIVERSIDE | 191 | D-3 | S/W C/O MESQUITE AVE. AND GENE AUTRY RD. | PALM SPRINGS | CA | 92264 | 33.8077 | -116.4935 | SOUTHEAST |  | YES | NO | NO
EL CENTRO (IID) | 238 | 4117 |  |  | 115 | 92 | 4015 | IID SYSTEM | 6 | DEVERS | 4000 | FOREIGN UTILITY | I | 1950-01-01 |  | F | 9 | 79 | 4 | 0 | [5 empty] | CA | [5 empty] | NO | YES | NO
EL NIDO | 274 | 5023 |  | 33801/802/803 | 66 | 16 | 5023 | EL NIDO | 8 | EL NIDO | 5023 | EL NIDO | I | 1950-01-01 |  | S | 5 | 44 | 1 | 53 | LOS ANGELES | 62 | E-2 | 5325 MARINE BLVD. | HAWTHORNE | CA | 90250 | 33.896 | -118.3726 | NORTHWEST |  | NO | YES | NO
EL NIDO | 275 | 5023 |  | 33801/802/803 | 220 | 66 | 5000 | SCE SYSTEM | 8 | EL NIDO | 5023 | EL NIDO | I | 1950-01-01 |  | T | 1 | 44 | 1 | 53 | LOS ANGELES | 62 | E-2 | 5325 MARINE BLVD. | HAWTHORNE | CA | 90250 | 33.896 | -118.3726 | NORTHWEST |  | NO | YES | YES
EL PORTO | 415 | 5206 |  |  | 16 | 4 | 5023 | EL NIDO | 8 | EL NIDO | 5023 | EL NIDO | I | 1950-01-01 |  | D | 5 | 44 | 2 | 53 | LOS ANGELES | 62 | B-3 | 2515 BLANCHE RD. AT 26TH ST. | MANHATTAN BEACH | CA | 90266 | 33.8958 | -118.4084 | NORTHWEST |  | YES | NO | YES
EL REAL PUMP. | 968 | 6162 |  |  | 12 | 4 | 5071 | HINSON | 9 | LIGHTHIPE | 5073 | LIGHTHIPE | I | 1968-01-01 |  | B | 1 | 32 | 2 | 50 | LOS ANGELES COUNTY |  |  |  |  | CA | [5 empty] | NO | YES | NO
EL RIO | 1793 | 5590 |  |  | 66 | 16 | 5053 | SANTA CLARA | 12 | SANTA CLARA | 5056 | MOORPARK | F | 2005-01-01 |  | P | 5 | 39 | 2 | 60 | VENTURA COUNTY |  |  |  |  | CA | [5 empty] | NO | YES | NO
EL SEGUNDO | 99 | 1510 | Dupree, Daryl | 37676 / 77 | 220 | 12 | 5000 | SCE SYSTEM | 8 | EL NIDO | 5023 | EL NIDO | I | 1955-06-01 |  | G | 1 | 44 | 1 | 54 | LOS ANGELES | 62 | A-1 | 301 VISTA DEL MAR. | MANHATTAN BEACH | CA | 90245 | 33.9103 | -118.4254 | NORTHWEST |  | NO | YES | NO
EL SEGUNDO | 1600 | 1510 | Dupree, Daryl | 37676 / 77 | 66 | 4 | 5023 | EL NIDO | 8 | EL NIDO | 5023 | EL NIDO | I | 1955-06-01 |  | G | 5 | 44 | 1 | 54 | LOS ANGELES | 62 | A-1 | 301 VISTA DEL MAR. | MANHATTAN BEACH | CA | 90245 | 33.9103 | -118.4254 | NORTHWEST |  | NO | YES | NO
EL SOBRANTE | 1386 | 8146 | Olson, Marty |  | 33 | 12 | 5069 | MIRA LOMA | 4 | MIRA LOMA/WALNUT | 5069 | MIRA LOMA | I | 1950-01-01 |  | D | 3 | 34 | 3 | 12 | RIVERSIDE COUNTY | 28 | C-2 | _____ EL SOBRANTE RD. NEAR MC ALLISTER ST. | LAKE MATHEWS | CA | 92503 | 33.8597 | -117.4398 | SOUTHEAST |  | NO | YES | NO
EL VAGO P.T. | 1129 | 7216 |  |  | 16 | 2.4 | 5015 | GOULD | 3 | MESA/WALNUT | 5014 | WALNUT | O | 1964-04-01 | 1982-03-01 | A | 1 | 27 | 3 | 10 | [5 empty] | CA | [5 empty] | NO | YES | NO
ELAINE P.T. | 1124 | 7204 |  |  | 16 | 2.4 | 5053 | SANTA CLARA | 12 | SANTA CLARA | 5056 | MOORPARK | I | 1964-10-01 |  | A | 5 | 39 | 2 | 60 | VENTURA COUNTY |  |  |  |  | CA | 93001 |  |  |  |  | NO | YES | NO
ELCANS | 1042 | 6278 | Clark, Gerald |  | 66 | 12 | 5033 | RECTOR | 17 | SAN JOAQUIN | 5033 | RECTOR | I | 1987-09-01 |  | C | 5 | 51 | 3 | 32 | CENTRAL VALLEY CITIES | 11 | H-9 | C/O AVE. 304 & ROAD 80 | VISALIA | CA | 93291 | 36.3455 | -119.3901 | NORTHWEST |  | NO | YES | NO
ELDORADO | 333 | 5090 | Brady, Neil (WF) | 19711 / 12 / 49932 | 500 | 220 | 5000 | SCE SYSTEM | 16 | ELDORADO | 5090 | ELDORADO | I | 1969-05-01 |  | T | 3 | 72 | 4 | 21 |  |  |  | 14 MI SW/O INTERSECTION OF HWYS 95 & 93 S/O BOULDER CITY | BOULDER CITY | NV |  | 35.7981 | -115.0065 | NORTHWEST |  | NO | YES | NO
ELDORADO | 1590 | 5090 | Brady, Neil (WF) | 19711 / 12 / 49932 | 220 | 115 | 5000 | SCE SYSTEM | 16 | ELDORADO | 5090 | ELDORADO | I | 1989-02-15 |  | T | 3 | 72 | 4 | 21 |  |  |  | 14 MI SW/O INTERSECTION OF HWYS 95 & 93 S/O BOULDER CITY | BOULDER CITY | NV |  | 35.7981 | -115.0065 | NORTHWEST |  | NO | YES | NO
ELIZABETH LAKE | 534 | 5334 | Upgrade |  | 66 | 16 | 5051 | SAUGUS | 13 | SAUGUS | 5056 | MOORPARK | I | 1970-10-01 |  | S | 5 | 59 | 3 | 62 | LOS ANGLES COUNTY | 123 | H-1 | 31526 LAKE HUGHES RD. | CASTAIC | CA | 91310 | 34.4922 | -118.6145 | NORTHWEST |  | YES | NO | NO
ELKHORN | 465 | 5247 |  | 96409 | 16 | 4 | 5056 | MOORPARK | 11 | MOORPARK | 5056 | MOORPARK | O | 1950-01-01 | 1993-04-15 | D | 5 | 35 | 3 | 61 | [5 empty] | CA | [5 empty] | NO | YES | NO
ELKLINE | 1706 | 6313 |  |  | 66 | 4 | 5052 | ANTELOPE | 14 | VINCENT | 5054 | VINCENT | F | 2005-01-01 |  | P | 5 | 36 | 3 | 40 | [5 empty] | CA | [5 empty] | NO | YES | NO
ELLIS | 327 | 5086 | Rolf, Dave | 55901 / 54564 | 66 | 12 | 5086 | ELLIS | 2 | ELLIS | 5086 | ELLIS | I | 1988-05-01 |  | S | 1 | 33 | 1 | 42 | ORANGE COUNTY - 1993 | 858 | F-5 | 19118 WARD ST. | HUNTINGTON BEACH | CA | 92646 | 33.6851 | -117.9436 | SOUTHEAST |  | NO | YES | NO
ELLIS | 328 | 5086 | Rolf, Dave | 55901 / 54564 | 220 | 66 | 5000 | SCE SYSTEM | 2 | ELLIS | 5086 | ELLIS | I | 1956-06-01 |  | T | 1 | 33 | 1 | 42 | ORANGE COUNTY - 1993 | 858 | F-5 | 19118 WARD ST. | HUNTINGTON BEACH | CA | 92646 | 33.6851 | -117.9436 | SOUTHEAST |  | NO | YES | NO
ELLWOOD | 101 | 1705 | Carbone, Jim | 75371 | 66 | 4 | 5055 | GOLETA | 10 | GOLETA | 5056 | MOORPARK | I | 1973-09-01 |  | G | 5 | 49 | 1 | 63 | SANTA BARBARA COUNTY | 16 | F-1 | 30 LAS ARMAS., BETWEEN HOLLISTER AVE. & HWY 101 | GOLETA | CA |  | 34.4311 | -119.9 | NORTHWEST |  | NO | YES | NO
ELSINORE | 1383 | 8145 | Caldera, Art | 17596 | 33 | 2.4 | 5070 | VALLEY | 7 | VALLEY | 5070 | VALLEY | I | 1950-01-01 |  | D | 3 | 77 | 4 | 16 | RIVERSIDE | 71 | A-6 | _____ SPRING AND POTTERY STREETS | ELSINORE | CA | 92330 | 33.6742 | -117.3261 | SOUTHEAST |  | NO | YES | NO
ELSINORE | 1384 | 8145 | Caldera, Art | 17596 | 33 | 12 | 5070 | VALLEY | 7 | VALLEY | 5070 | VALLEY | I | 1950-01-01 |  | D | 3 | 77 | 4 | 16 | RIVERSIDE | 71 | A-6 | _____ SPRING AND POTTERY STREETS | ELSINORE | CA | 92330 | 33.6742 | -117.3261 | SOUTHEAST |  | NO | YES | NO
ELSINORE | 1385 | 8145 | Caldera, Art | 17596 | 115 | 33 | 5070 | VALLEY | 7 | VALLEY | 5070 | VALLEY | I | 1991-05-30 |  | S | 3 | 77 | 4 | 16 | RIVERSIDE | 71 | A-6 | _____ SPRING AND POTTERY STREETS | ELSINORE | CA | 92330 | 33.6742 | -117.3261 | SOUTHEAST |  | NO | YES | YES
ELY | 817 | 5819 | Rolf, Dave | 53968 | 66 | 12 | 5081 | BARRE | 1 | VILLA PARK | 5082 | VILLA PARK | I | 1961-11-01 |  | S | 1 | 48 | 2 | 41 | ORANGE COUNTY - 1993 | 767 | E-3 | 7600 VALLEY VIEW ST. | BUENA PARK | CA | 90620 | 33.8527 | -118.0277 | SOUTHEAST |  | YES | NO | NO
EMC | 1958 | 6345 |  |  | 115 | 12 | 5067 | DEVERS | 6 | DEVERS | 5067 | DEVERS | O | 2000-11-01 | 2000-11-01 | C | 3 | 79 |  | 0 |  |  |  | 39000 BOB HOPE DRIVE | RANCHO SANTA MIRAGE | CA | [5 empty] | NO | YES | NO
EMERALD P.T. | 1126 | 7208 |  |  | 12 | 4 | 5088 | SANTIAGO | 2 | ELLIS | 5082 | VILLA PARK | O | 1962-10-01 | 1985-04-01 | A | 1 | 43 | 2 | 80 | ORANGE COUNTY |  |  |  |  | CA | [5 empty] | NO | YES | NO
EMIGRANT P.T. | 1125 | 7205 |  |  | 33 | 12 | 4020 | NEVADA POWER | 16 | ELDORADO | 5090 | ELDORADO | I | 1985-05-01 |  | A | 3 | 86 | 4 | 40 | CENTRAL VALLEY CITIES |  |  |  |  | CA | 92328 |  |  |  |  | NO | YES | NO
EMWD 1 | 961 | 6155 |  |  | 33 | 0.5 | 5070 | VALLEY | 7 | VALLEY | 5070 | VALLEY | I | 1950-01-01 |  | B | 3 | 77 | 4 | 20 | [5 empty] | CA | [5 empty] | NO | YES | NO
EMWD 2 | 962 | 6156 |  |  | 33 | 0.5 | 5070 | VALLEY | 7 | VALLEY | 5070 | VALLEY | I | 1950-01-01 |  | B | 3 | 77 | 4 | 20 | [5 empty] | CA | [5 empty] | NO | YES | NO
EMWD 3 | 963 | 6157 |  |  | 33 | 0.5 | 5070 | VALLEY | 7 | VALLEY | 5070 | VALLEY | I | 1950-01-01 |  | B | 3 | 77 | 4 | 20 | [5 empty] | CA | [5 empty] | NO | YES | NO
EMWD 4 | 964 | 6158 |  |  | 33 | 0.5 | 5070 | VALLEY | 7 | VALLEY | 5070 | VALLEY | I | 1950-01-01 |  | B | 3 | 77 | 4 | 20 | [5 empty] | CA | [5 empty] | NO | YES | NO
ENCINA | 229 | 4084 |  |  | 220 | 138 | 4080 | SDGE SYSTEM | 2 | ELLIS | 4000 | FOREIGN UTILITY | I | 1971-06-01 |  | F | 9 | 99 |  | 0 | [5 empty] | CA | [5 empty] | NO | YES | NO
ENCINAS P.T. | 1592 | 7212 |  |  | 16 | 4 | 5015 | GOULD | 3 | MESA/WALNUT | 5012 | MESA | I | 1989-02-01 |  | A | 1 | 27 | 3 | 10 | [5 empty] | CA | 91011 |  |  |  |  | NO | YES | NO
ENWIND | 58 | 1064 | Brown, Ken A. |  | 66 | 0.5 | 5052 | ANTELOPE | 14 | VINCENT | 5054 | VINCENT | I | 1984-10-01 |  | X | 5 | 36 | 4 | 22 | CENTRAL VALLEY CITIES | 23 | E-4 | 2 MI. N/O OAK CREEK RD., 8 MI. W/O MOJAVE | MOJAVE | CA | 93561 | 35.0797 | -118.3083 | NORTHWEST |  | NO | YES | NO
ERIC | 792 | 5782 | Perez, Chris | 37441 | 66 | 12 | 5085 | DEL AMO | 9 | LIGHTHIPE | 5073 | LIGHTHIPE | I | 1972-07-01 |  | S | 1 | 46 | 2 | 52 | LOS ANGELES | 66 | F-6 | 16610 GRIDLEY RD. | CERRITOS | CA | 90703 | 33.8795 | -118.0906 | NORTHWEST |  | YES | NO | YES
ESCONDIDO P.T. | 1128 | 7215 |  |  | 16 | 12 | 5051 | SAUGUS | 13 | SAUGUS | 5056 | MOORPARK | I | 1969-07-01 |  | A | 5 | 59 | 3 | 60 | LOS ANGLES COUNTY |  |  |  |  | CA | 91350 |  |  |  |  | NO | YES | NO
ESPERANZA | 1822 | 5939 |  |  | 66 | 12 | 5082 | VILLA PARK | 1 | VILLA PARK | 5082 | VILLA PARK | F | 2005-01-01 |  | P | 1 | 29 | 2 | 80 | ORANGE COUNTY |  |  |  |  | CA | [5 empty] | NO | YES | NO
ESTERBROOK P.T. | 1131 | 7218 |  |  | 12 | 4 | 5086 | ELLIS | 2 | ELLIS | 5086 | ELLIS | I | 1972-08-01 |  | A | 1 | 29 | 2 | 80 | ORANGE COUNTY |  |  |  |  | CA | 92706 |  |  |  |  | NO | YES | NO
ESTERO | 614 | 5563 | Manzano, John | 49972 | 66 | 16 | 5053 | SANTA CLARA | 12 | SANTA CLARA | 5056 | MOORPARK | I | 1965-07-01 |  | S | 5 | 39 | 1 | 64 | VENTURA | 79 | F-3 | 200 FT. S/E OF WOOD RD., ON S/SIDE OF HUENEME RD., S/E OFOXNARD | OXNARD | CA | 93033 | 34.1461 | -119.0958 | NORTHWEST |  | YES | NO | YES
ESTRELLA | 901 | 5918 | Johnson, Bill | 37561 | 66 | 12 | 5088 | SANTIAGO | 2 | ELLIS | 5086 | ELLIS | I | 1973-07-01 |  | S | 1 | 43 | 2 | 44 | ORANGE COUNTY - 1993 | 860 | A-4 | 16932 MURPHY ST. | IRVINE | CA | 92714 | 33.6877 | -117.8279 | SOUTHEAST |  | YES | NO | NO
ETECGEN | 16 | 1016 | Upgrade |  | 66 | 12 | 5051 | SAUGUS | 13 | SAUGUS | 5054 | VINCENT | O | 1988-06-01 | 1999-10-06 | X | 5 | 35 | 3 | 62 | LOS ANGELES | 6 | B-6 | ROCKWELL INTERNATIONAL PROPERTY | CHATSWORTH | CA | 91311 |  |  |  |  | NO | YES | NO
ETIWANDA | 93 | 1310 | Olson, Marty | 44150 / 201 | 220 | 66 | 5000 | SCE SYSTEM | 4 | MIRA LOMA/WALNUT | 5069 | MIRA LOMA | I | 1953-01-01 |  | T | 3 | 30 | 3 | 15 | SAN BERNARDINO | 13 | B-4 | 8996 ETIWANDA AVE. | ETIWANDA | CA | 91739 | 34.0898 | -117.5264 | SOUTHEAST |  | NO | YES | NO
ETIWANDA | 1664 | 1310 | Olson, Marty | 44150 / 201 | 66 | 66 | 1310 | ETIWANDA | 4 | MIRA LOMA/WALNUT | 5069 | MIRA LOMA | I | 1953-01-01 |  | G | 3 | 30 | 3 | 15 | SAN BERNARDINO | 13 | B-4 | 8996 ETIWANDA AVE. | ETIWANDA | CA | 91739 | 34.0898 | -117.5264 | SOUTHEAST |  | NO | YES | YES
ETTALEE P.T. | 1127 | 7210 |  |  | 33 | 4 | 4020 | NEVADA POWER | 16 | ELDORADO | 5090 | ELDORADO | I | 1950-01-01 |  | A | 3 | 86 | 4 | 40 | CENTRAL VALLEY CITIES |  |  |  |  | CA | 92328 |  |  |  |  | NO | YES | NO
EUCLID | 685 | 5644 | Olson, Marty |  | 12 | 4 | 5045 | PADUA | 4 | MIRA LOMA/WALNUT | 5069 | MIRA LOMA | I | 1950-01-01 |  | D | 3 | 34 | 3 | 15 | SAN BERNARDINO COUNTY | 11 | D-6 | 1065 E. FIFTH ST. | ONTARIO | CA | 91761 | 34.0818 | -117.6323 | SOUTHEAST |  | NO | YES | YES
EXCHANGE LEMON | 924 | 6106 |  |  | 33 | 0.5 | 5069 | MIRA LOMA | 4 | MIRA LOMA/WALNUT | 5069 | MIRA LOMA | I | 1950-01-01 |  | B | 3 | 34 | 3 | 10 | SAN BERNARDINO COUNTY |  |  |  |  | CA | [5 empty] | NO | YES | NO
EXETER | 503 | 5307 | Clark, Gerald |  | 12 | 4 | 5033 | RECTOR | 17 | SAN JOAQUIN | 5033 | RECTOR | I | 1948-05-01 |  | D | 5 | 51 | 3 | 32 | CENTRAL VALLEY CITIES | 180 | E-1 | N/W C/O NORTH 'E' ST & WALNUT. | EXETER | CA | 93221 | 36.3088 | -119.1418 | NORTHWEST |  | NO | YES | NO
EXGEN | 1667 | 1053 |  |  | 66 | 12 | 5055 | GOLETA | 10 | GOLETA | 5056 | MOORPARK | I | 1992-09-14 |  | X | 5 | 49 | 1 | 63 | SANTA BARBARA COUNTY | 15 | A-3 | 1200 CALLE REAL | NAPLES | CA |  | 34.4817 | -120.0424 | NORTHWEST |  | NO | YES | NO
FAIR OAKS | 379 | 5162 | Fish, Terry | 37625 | 16 | 4 | 5015 | GOULD | 3 | MESA/WALNUT | 5012 | MESA | I | 1950-01-01 |  | D | 1 | 27 | 3 | 5 | LOS ANGELES COUNTY - 1993 | 535 | J-4 | 2682 N. FAIR OAKS AVE. | ALTADENA | CA | 91001 | 34.1921 | -118.1487 | SOUTHEAST |  | YES | NO | NO
FAIRFAX | 418 | 5208 | Dupree, Daryl | 30367 | 16 | 4 | 5011 | EAGLE ROCK | 3 | MESA/WALNUT | 5023 | EL NIDO | I | 1964-07-01 |  | D | 1 | 42 | 2 | 54 | LOS ANGELES COUNTY | 33 | F-6 | 1051 N. ORANGE GROVE | LOS ANGELES | CA | 90046 | 34.0898 | -118.3608 | SOUTHEAST |  | NO | YES | NO
FAIRFAX | 419 | 5208 | Dupree, Daryl | 30367 | 66 | 16 | 5011 | EAGLE ROCK | 3 | MESA/WALNUT | 5023 | EL NIDO | I | 1964-07-01 |  | S | 1 | 42 | 2 | 54 | LOS ANGELES COUNTY | 33 | F-6 | 1051 N. ORANGE GROVE | LOS ANGELES | CA | 90046 | 34.0898 | -118.3608 | SOUTHEAST |  | NO | YES | NO
FAIRMONT | 1707 | 5404 |  |  | 66 | 12 | 5052 | ANTELOPE | 14 | VINCENT | 5054 | VINCENT | F | 2005-01-01 |  | P | 5 | 36 | 3 | 40 | [5 empty] | CA | [5 empty] | NO | YES | NO
FAIRVIEW | 819 | 5821 | Johnson, Bill |  | 66 | 12 | 5017 | JOHANNA | 2 | ELLIS | 5086 | ELLIS | I | 1937-01-01 |  | S | 1 | 29 | 2 | 44 | ORANGE COUNTY - 1993 | 859 | F-3 | 4111 S. MAIN ST. | SANTA ANA | CA | 92707 | 33.6937 | -117.8677 | SOUTHEAST |  | NO | YES | YES
FALLS P.T. | 1137 | 7263 |  |  | 12 | 2.4 | 8015 | INYO SCE | 15 | LUGO | 2556 | CONTROL | I | 1968-08-01 |  | A | 3 | 85 | 2 | 40 | CALIFORNIA ROAD ATLAS |  |  |  |  | CA | 93546 |  |  |  |  | NO | YES | NO
FARRELL | 1524 | 8301 | Brehaut, Paul | 14868 / 91 | 115 | 12 | 5067 | DEVERS | 6 | DEVERS | 5067 | DEVERS | I | 1968-06-01 |  | S | 3 | 79 | 4 | 13 | RIVERSIDE | 181 | C-4 | _____ EXECUTIVE DR., N/O VISTA CHINO RD | PALM SPRINGS | CA | 92262 | 33.8469 | -116.5047 | SOUTHEAST |  | YES | NO | NO
FEDERALGEN | 59 | 1065 | Apocada, Ed |  | 66 | 12 | 5074 | LAGUNA BELL | 9 | LIGHTHIPE | 5073 | LIGHTHIPE | I | 1982-11-01 |  | X | 1 | 32 | 2 | 2 | LOS ANGELES COUNTY - 1993 | 675 | J-7 | _____ 61ST ST., W/O EASTERN AVE. | COMMERCE | CA |  | 33.9823 | -118.1663 | NORTHWEST |  | NO | YES | NO
FELTON | 460 | 5244 |  | 37543 | 16 | 4 | 5023 | EL NIDO | 8 | EL NIDO | 5023 | EL NIDO | I | 1950-01-01 |  | D | 5 | 44 | 1 | 53 | LOS ANGELES | 62 | F-1 | 4837 W. 129TH ST. | HAWTHORNE | CA | 90250 | 33.916 | -118.3627 | NORTHWEST |  | NO | YES | NO
FELTON | 461 | 5244 |  | 37543 | 66 | 16 | 5023 | EL NIDO | 8 | EL NIDO | 5023 | EL NIDO | I | 1986-06-01 |  | S | 5 | 44 | 1 | 53 | LOS ANGELES | 62 | F-1 | 4837 W. 129TH ST. | HAWTHORNE | CA | 90250 | 33.916 | -118.3627 | NORTHWEST |  | YES | NO | YES
FERNCREEK | 1731 | 2558 |  |  | 33 | 12 | 8015 | INYO SCE | 15 | LUGO | 2556 | CONTROL | F | 2005-01-01 |  | P | 3 | 85 | 2 | 40 | CALIFORNIA ROAD ATLAS | 50 | C-1 |  | JUNE LAKE | CA | 23529 |  |  |  |  | NO | YES | NO
FERNWOOD | 759 | 5749 | Murray, Kevin | 37610 | 66 | 16 | 5073 | LIGHTHIPE | 9 | LIGHTHIPE | 5073 | LIGHTHIPE | I | 1947-05-01 |  | S | 1 | 32 | 2 | 57 | LOS ANGELES | 59 | A-5 | N/E C/O GRAPE ST & FERNWOOD AVE. | LYNWOOD | CA | 90262 | 33.9283 | -118.2155 | NORTHWEST |  | YES | NO | YES
FIBRE | 1954 | 6349 | Martinez, Jimi |  | 66 | 4 | 5064 | VISTA | 5 | VISTA | 5064 | VISTA | I | 1998-09-08 |  | C | 3 | 30 |  | 0 |  |  |  | BROWN AVE & AGUA MANSA RD. | RIVERSIDE | CA |  | 34.023 | -117.3766 | SOUTHEAST |  | NO | YES | NO
FIGUEROA | 1885 | 5599 |  |  | 66 | 16 | 5053 | SANTA CLARA | 12 | SANTA CLARA | 5056 | MOORPARK | F | 2005-01-01 |  | P | 5 | 39 | 2 | 60 | VENTURA COUNTY |  |  |  |  | CA | [5 empty] | NO | YES | NO
FILLMORE | 567 | 5510 | Carbone, Jim |  | 16 | 4 | 5051 | SAUGUS | 13 | SAUGUS | 5056 | MOORPARK | I | 1921-05-01 |  | D | 5 | 39 | 3 | 64 | VENTURA | 31 | E-2 | 855 'A' STREET | FILLMORE | CA | 93015 | 34.4088 | -118.9205 | NORTHWEST |  | NO | YES | NO
FILLMORE | 568 | 5510 | Carbone, Jim |  | 66 | 16 | 5051 | SAUGUS | 13 | SAUGUS | 5056 | MOORPARK | I | 1921-07-01 |  | S | 5 | 39 | 3 | 64 | VENTURA | 31 | E-2 | 855 'A' STREET | FILLMORE | CA | 93015 | 34.4088 | -118.9205 | NORTHWEST |  | YES | NO | YES
FINANCE | 1894 | 6332 | Reid, Jim |  | 66 | 12 | 5013 | RIO HONDO | 3 | MESA/WALNUT | 5014 | MESA | I | 1995-06-28 |  | C | 1 | 27 | 2 | 4 | LOS ANGELES COUNTY - 1994 | 598 | A-3 | 4900 RIVERGRADE RD. | IRWINDALE | CA | 91706 | 34.1005 | -117.9807 | SOUTHEAST |  | NO | YES | NO
FIREHOUSE | 713 | 5688 | Olson, Marty | 17836 | 66 | 12 | 5062 | CHINO | 4 | MIRA LOMA/WALNUT | 5069 | MIRA LOMA | I | 1987-06-01 |  | S | 3 | 34 | 3 | 12 | SAN BERNARDINO COUNTY | 22 | D-4 | N/E C/O FRANCIS ST. & PARCO | ONTARIO | CA | 91761 | 34.0426 | -117.6233 | SOUTHEAST |  | YES | NO | NO
FIRESTONE | 729 | 5717 |  | 17836 | 66 | 2.4 | 5074 | LAGUNA BELL | 9 | LIGHTHIPE | 5012 | MESA | O | 1950-01-01 | 1983-06-01 | C | 1 | 32 | 2 | 2 | LOS ANGELES COUNTY |  |  |  |  | CA | [5 empty] | NO | YES | NO
FISH CAMP P.T. | 1132 | 7251 |  |  | 16 | 2.4 | 5053 | SANTA CLARA | 12 | SANTA CLARA | 5056 | MOORPARK | O | 1950-01-01 | 1982-03-01 | A | 5 | 39 | 2 | 60 | VENTURA COUNTY |  |  |  |  | CA | [5 empty] | NO | YES | NO
FISH LAKE VALLEY | 175 | 2570 |  |  | 55 | 55 | 8015 | INYO SCE | 15 | LUGO | 2556 | CONTROL | I | 1950-01-01 |  | C | 3 | 85 | 2 | 92 | CALIFORNIA ROAD ATLAS | 52 | C-3 | 1 MI. S/O HWY 168., AT NEVADA BORDER | BIG PINE | CA | 93545 | 37.4608 | -117.845 | NORTHWEST |  | NO | YES | NO
FLANCO | 655 | 5616 | Martinez, Jimi |  | 12 | 4 | 1310 | ETIWANDA | 4 | MIRA LOMA/WALNUT | 5069 | MIRA LOMA | I | 1950-01-01 |  | D | 3 | 30 | 3 | 15 | SAN BERNARDINO COUNTY | 14 | C-4 | S/W C/O ORANGE WAY AND JUNIPER ST. | FONTANA | CA | 92335 | 34.0956 | -117.4405 | SOUTHEAST |  | NO | YES | NO
FLETCHER | 1023 | 6254 |  |  | 66 | 12 | 5071 | HINSON | 9 | LIGHTHIPE | 5073 | LIGHTHIPE | O | 1980-11-01 | 2001-02-06 | C | 1 | 32 | 2 | 56 | LOS ANGELES | 74 | B-2 | 24721 S. MAIN ST. | CARSON | CA | 90745 |  |  |  |  | NO | YES | NO
FLIGHTLINE | 907 | 5931 |  |  | 16 | 4 | 5053 | SANTA CLARA | 12 | SANTA CLARA | 5056 | MOORPARK | O | 1982-10-01 | 2001-08-01 | D | 5 | 39 | 1 | 30 | VENTURA COUNTY |  |  |  |  | CA | [5 empty] | NO | YES | NO
FLORADAY | 892 | 5898 | Apocada, Ed |  | 12 | 4 | 5084 | CENTER | 9 | LIGHTHIPE | 5073 | LIGHTHIPE | I | 1950-01-01 |  | D | 1 | 47 | 2 | 1 | LOS ANGELES COUNTY - 1993 | 706 | F-5 | 11301 DOLLISON RD. | DOWNEY | CA | 90241 | 33.9355 | -118.0942 | NORTHWEST |  | NO | YES | NO
FLOWIND | 30 | 1031 | Brown, Ken A. |  | 66 | 0.5 | 5052 | ANTELOPE | 14 | VINCENT | 5054 | VINCENT | I | 1985-12-01 |  | X | 5 | 36 | 4 | 22 | CENTRAL VALLEY CITIES | 23 | E-4 | 1.5 MI. N/O OAK CREEK RD., 8 MI. W/O MOJAVE | MOJAVE | CA | 93561 | 35.0732 | -118.322 | NORTHWEST |  | NO | YES | NO
FLOYD P.T. | 1574 | 7260 |  |  | 12 | 4 | 5085 | DEL AMO | 9 | LIGHTHIPE | 5073 | LIGHTHIPE | I | 1992-01-16 |  | A | 1 | 32 | 2 | 50 | LOS ANGELES COUNTY |  |  |  |  | CA | 90732 |  |  |  |  | NO | YES | NO
FLUBBER P.T. | 1133 | 7254 |  |  | 12 | 4 | 5082 | VILLA PARK | 1 | VILLA PARK | 5082 | VILLA PARK | O | 1950-01-01 | 1981-01-01 | A | 1 | 29 | 2 | 80 | ORANGE COUNTY |  |  |  |  | CA | [5 empty] | NO | YES | NO
FLYER P.T. | 1134 | 7256 |  |  | 33 | 12 | 8027 | VICTOR | 15 | LUGO | 5061 | LUGO | O | 1974-08-01 | 1987-04-01 | A | 3 | 73 | 4 | 30 | SAN BERNARDINO COUNTY |  |  |  |  | CA | [5 empty] | YES | NO | NO
FOIL | 1382 | 8144 | Brehaut, Paul |  | 115 | 4 | 5067 | DEVERS | 6 | DEVERS | 5067 | DEVERS | O | 1987-09-01 | 2000-05-08 | C | 3 | 79 | 4 | 17 | RIVERSIDE | 151 | B-6 | _____ THIRD ST., E/O BEAUMONT AVE. | BEAUMONT | CA | [5 empty] | NO | YES | NO
FONTANA P.H. | 144 | 2323 |  |  | 12 | 2.4 | 5045 | PADUA | 4 | MIRA LOMA/WALNUT | 5069 | MIRA LOMA | I | 1917-01-01 |  | H | 3 | 30 | 4 | 91 | CALIFORNIA ROAD ATLAS | 99 | B-2 | 5445 N. RIVERSIDE DR. | RIALTO | CA | 92376 | 34.1551 | -117.3961 | SOUTHEAST |  | NO | YES | NO
Foothill (MWD) | [27 empty] | 34.5141 | -118.6143 | NORTHWEST |  | NO | YES | NO
FOREIGN UTILITY | 1647 | 4000 |  |  | 500 | 220 | 4000 | FOREIGN UTILITY |  |  | 4000 | FOREIGN UTILITY | I | 1950-01-01 |  | F | 9 | 99 |  | 0 | [11 empty] | NO | YES | NO
FOREST HOME | 1387 | 8148 | Martinez, Jimi |  | 33 | 2.4 | 5064 | VISTA | 5 | VISTA | 5064 | VISTA | I | 1950-01-01 |  | D | 3 | 31 | 2 | 17 | SAN BERNARDINO COUNTY | 20B | C-5 | REAR OF FOREST FALLS POST OFFICE | FOREST HOME | CA | 92339 | 34.0866 | -116.9543 | SOUTHEAST |  | NO | YES | NO
FORGE | 1852 | 6319 | Olson, Marty |  | 66 | 12 | 1310 | ETIWANDA | 4 | MIRA LOMA/WALNUT | 5069 | MIRA LOMA | I | 1994-01-05 |  | C | 1 | 30 | 3 | 15 | SAN BERNARDINO COUNTY | 12 | E-3 | 11711 ARROW ROUTE | RANCHO CUCAMONGA | CA | 91730 | 34.0995 | -117.5508 | SOUTHEAST |  | NO | YES | NO
FORT IRWIN | 925 | 6107 |  |  | 33 | 12 | 8016 | KRAMER | 15 | LUGO | 5090 | ELDORADO | I | 1950-01-01 |  | B | 3 | 72 | 4 | 21 | SAN BERNARDINO COUNTY |  |  |  |  | CA | [5 empty] | NO | YES | NO
FORTY EIGHT ST. P.T. | 1135 | 7257 |  |  | 16 | 4 | 5029 | LA CIENEGA | 8 | EL NIDO | 5023 | EL NIDO | I | 1950-01-01 |  | A | 5 | 44 | 2 | 50 | LOS ANGELES COUNTY |  |  |  |  | CA | 90043 |  |  |  |  | NO | YES | NO
FOUNDRY | 1039 | 6274 |  |  | 66 | 12 | 5073 | LIGHTHIPE | 9 | LIGHTHIPE | 5073 | LIGHTHIPE | O | 1984-02-01 | 1987-03-01 | C | 1 | 32 | 2 | 57 | LOS ANGELES COUNTY |  |  |  |  | CA | [5 empty] | NO | YES | NO
FOUR CORNERS | 95 | 1330 |  |  | 12 | 500 | 4200 | APS SYSTEM | 16 | ELDORADO | 4000 | FOREIGN UTILITY | I | 1969-05-01 |  | F | 9 | 99 | 4 | 0 |  |  |  |  | FRUITLAND | NM | 87416 | 36.7721 | -108.4579 | Frgn Util |  | NO | YES | NO
Four Corners #2 | [27 empty] | 36.7721 | -108.4579 | Frgn Util |  | NO | YES | NO
FRANCIS | 680 | 5639 | Olson, Marty | 17841 | 66 | 12 | 5062 | CHINO | 4 | MIRA LOMA/WALNUT | 5069 | MIRA LOMA | I | 1960-07-01 |  | S | 3 | 34 | 3 | 12 | LOS ANGELES 1993 | 641 | C-4 | 11641 EAST END AVE., N/O FRANCIS AVE. | POMONA | CA | 91710 | 34.042 | -117.723 | SOUTHEAST |  | NO | YES | NO
FRAZIER PARK | 556 | 5409 | Upgrade |  | 66 | 12 | 5057 | BAILEY | 14 | VINCENT | 5054 | VINCENT | I | 1971-10-01 |  | S | 5 | 36 | 2 | 31 | VENTURA COUNTY | 3 | H-9 | _____ LOCKWOOD VALLEY RD., S/O FRAZIER MTN RD. | FRAZIER PARK | CA | 93225 | 34.8149 | -119.01 | NORTHWEST |  | NO | YES | YES
FREEDOM | 1787 | 5358 |  |  | 66 | 12 | 5033 | RECTOR | 17 | SAN JOAQUIN | 5033 | RECTOR | F | 2005-01-01 |  | P | 5 | 51 | 3 | 40 | CENTRAL VALLEY CITIES |  |  | 1801 S. CENTRAL AVE. | VISALIA | CA | 93291 |  |  |  |  | NO | YES | NO
FREEMAN | 1933 | 4231 |  |  | 66 | 12 | 5064 | VISTA | 5 | VISTA | 4000 | FOREIGN UTILITY | I | 1996-05-23 |  | F | 3 | 99 |  | 0 | RIVERSIDE COUNTY |  |  |  | RIVERSIDE | CA | [5 empty] | NO | YES | NO
FREMONT | 733 | 5720 | Murray, Kevin | 37748 | 66 | 16 | 5073 | LIGHTHIPE | 9 | LIGHTHIPE | 5073 | LIGHTHIPE | I | 1965-10-01 |  | S | 1 | 32 | 2 | 57 | LOS ANGELES COUNTY | 64 | C-3 | _____ COMPTON BLVD. E/O AVALON, | COMPTON | CA | 90220 | 33.8942 | -118.2643 | NORTHWEST |  | NO | YES | NO
FREMONT | 732 | 5720 |  | 37748 | 16 | 4 | 5073 | LIGHTHIPE | 9 | LIGHTHIPE | 5073 | LIGHTHIPE | I | 1924-10-01 |  | D | 1 | 32 | 2 | 57 | LOS ANGELES COUNTY | 64 | C-3 | _____ COMPTON BLVD. E/O AVALON, | COMPTON | CA | 90220 | 33.8942 | -118.2643 | NORTHWEST |  | YES | NO | NO
FRIENDLY HILLS | 887 | 5891 | Apocada, Ed |  | 12 | 4 | 5087 | OLINDA | 1 | VILLA PARK | 5082 | VILLA PARK | I | 1950-01-01 |  | D | 1 | 48 | 2 | 1 | LOS ANGELES COUNTY - 1993 | 707 | G-3 | 9826 COLIMA RD. | WHITTIER | CA | 90603 | 33.9483 | -118.0059 | SOUTHEAST |  | YES | NO | NO
FRUITLAND | 730 | 5718 | Apocada, Ed | 37545 / 37454 | 66 | 4 | 5074 | LAGUNA BELL | 9 | LIGHTHIPE | 5073 | LIGHTHIPE | I | 1950-01-01 |  | S | 1 | 32 | 2 | 2 | LOS ANGELES COUNTY -1994 | 674 | J-4 | 2555 E. 52ND ST. | VERNON | CA | 90058 | 33.9959 | -118.2256 | NORTHWEST |  | NO | YES | NO
FRUITLAND | 731 | 5718 | Apocada, Ed | 37545 / 37454 | 66 | 16 | 5074 | LAGUNA BELL | 9 | LIGHTHIPE | 5073 | LIGHTHIPE | I | 1961-05-01 |  | S | 1 | 32 | 2 | 2 | LOS ANGELES COUNTY -1994 | 674 | J-4 | 2555 E. 52ND ST. | VERNON | CA | 90058 | 33.9959 | -118.2256 | NORTHWEST |  | YES | NO | NO
FT. MACARTHUR | 996 | 6207 |  |  | 16 | 2.4 | 5021 | LA FRESA | 8 | EL NIDO | 5023 | EL NIDO | I | 1950-01-01 |  | B | 5 | 44 | 1 | 50 | LOS ANGELES COUNTY |  |  |  |  | CA | [5 empty] | NO | YES | NO
FUEL | 495 | 5286 | Murray, Kevin |  | 66 | 4 | 5071 | HINSON | 9 | LIGHTHIPE | 5073 | LIGHTHIPE | I | 1973-08-01 |  | C | 1 | 46 | 1 | 51 | LOS ANGELES | 74 | F-6 | 2665 W SEASIDE ST. TERMINAL ISLAND | LONG BEACH | CA |  | 33.7646 | -118.2267 | NORTHWEST |  | NO | YES | NO
FULLERTON | 820 | 5822 | Orduno, Marlo | 53931 | 66 | 4 | 5081 | BARRE | 1 | VILLA PARK | 5082 | VILLA PARK | I | 1950-01-01 |  | S | 1 | 48 | 2 | 43 | ORANGE COUNTY - 1993 | 738 | G-7 | 218 WALNUT AVE. | FULLERTON | CA | 92632 | 33.8682 | -117.9216 | SOUTHEAST |  | NO | YES | NO
FULLERTON | 821 | 5822 | Orduno, Marlo | 53931 | 66 | 12 | 5081 | BARRE | 1 | VILLA PARK | 5082 | VILLA PARK | I | 1950-01-01 |  | S | 1 | 48 | 2 | 43 | ORANGE COUNTY - 1993 | 738 | G-7 | 218 WALNUT AVE. | FULLERTON | CA | 92632 | 33.8682 | -117.9216 | SOUTHEAST |  | YES | NO | NO
FULWILLER P.T. | 1136 | 7262 |  |  | 12 | 2.4 | 5086 | ELLIS | 2 | ELLIS | 5086 | ELLIS | I | 1950-01-01 |  | A | 1 | 29 | 2 | 80 | ORANGE COUNTY |  |  |  |  | CA | 92703 |  |  |  |  | NO | YES | NO
FURNACE (HCB) | 940 | 6131 |  |  | 66 | 7 | 1310 | ETIWANDA | 4 | MIRA LOMA/WALNUT | 5069 | MIRA LOMA | I | 1950-01-01 |  | C | 3 | 30 | 3 | 15 | SAN BERNARDINO COUNTY | 13 | E-6 | 1150' W/O CHERRY AVE., 300' S/O RANDALL AVE., | FONTANA | CA | 92335 | 34.084 | -117.4923 | SOUTHEAST |  | NO | YES | NO
GAFFEY P.T. | 1139 | 7301 |  |  | 16 | 2.4 | 5021 | LA FRESA | 8 | EL NIDO | 5023 | EL NIDO | I | 1950-01-01 |  | A | 5 | 44 | 1 | 50 | LOS ANGELES COUNTY |  |  |  |  | CA | 90277 |  |  |  |  | NO | YES | NO
GAGE | 780 | 5770 | Apocada, Ed | 37751 | 16 | 4 | 5074 | LAGUNA BELL | 9 | LIGHTHIPE | 5073 | LIGHTHIPE | I | 1950-01-01 |  | D | 1 | 32 | 2 | 57 | LOS ANGELES COUNTY - 1993 | 705 | H-2 | 6207 CLARA | BELL GARDENS | CA | 90201 | 33.963 | -118.1548 | NORTHWEST |  | YES | NO | NO
GALAXY | 987 | 6193 |  |  | 66 | 12 | 5023 | EL NIDO | 8 | EL NIDO | 5023 | EL NIDO | I | 1968-10-01 |  | C | 5 | 44 | 1 | 53 | LOS ANGELES | 62 | D-3 | N/O COMPTON BLVD, W/O AVIATION | MANHATTAN BEACH | CA | 90266 | 33.8994 | -118.3826 | NORTHWEST |  | NO | YES | NO
GALAXY | 1841 | 6193 |  |  | 66 | 4 | 5023 | EL NIDO | 8 | EL NIDO | 5023 | EL NIDO | I | 1968-10-01 |  | C | 5 | 44 | 1 | 53 | LOS ANGELES | 62 | D-3 | N/O COMPTON BLVD, W/O AVIATION | MANHATTAN BEACH | CA | 90266 | 33.8994 | -118.3826 | NORTHWEST |  | NO | YES | NO
GALE | 1504 | 8283 | Manzer, Jim | 15245 | 115 | 33 | 8016 | KRAMER | 15 | LUGO | 5090 | ELDORADO | I | 1950-01-01 |  | S | 3 | 72 | 4 | 24 | SAN BERNARDINO COUNTY | 248A | B-2 | _____ NATIONAL TRAILS HWY., 1.25 MI. E/O DAGGET | DAGGETT | CA | 92327 | 34.859 | -116.8671 | NORTHWEST |  | NO | YES | NO
GALILEO P.T. | 1636 | 7323 |  |  | 33 | 12 | 8016 | KRAMER | 15 | LUGO | 5061 | LUGO | I | 1982-01-01 |  | A | 3 | 86 | 4 | 40 | CENTRAL VALLEY CITIES |  |  |  |  | CA | 93505 |  |  |  |  | NO | YES | NO
GALLATIN | 822 | 5823 | Apocada, Ed |  | 66 | 12 | 5084 | CENTER | 9 | LIGHTHIPE | 5073 | LIGHTHIPE | I | 1946-10-01 |  | S | 1 | 47 | 2 | 2 | LOS ANGELES COUNTY - 1993 | 706 | D-2 | 8823 MANZANAR AVE. | DOWNEY | CA | 90240 | 33.9613 | -118.1114 | NORTHWEST |  | YES | NO | NO
GALVANIZING (HCB) | 1013 | 6233 |  |  | 66 | 7 | 1310 | ETIWANDA | 4 | MIRA LOMA/WALNUT | 5069 | MIRA LOMA | I | 1978-04-01 |  | C | 3 | 30 | 3 | 14 | SAN BERNARDINO COUNTY | 13 | E-6 | 800' N/O SAN BERNARDINO AVE., E/S OF ALMOND AVE. | FONTANA | CA | 92335 | 34.0802 | -117.4933 | SOUTHEAST |  | NO | YES | NO
GANESHA | 656 | 5617 | Reid, Jim | 40104 | 12 | 4 | 5062 | CHINO | 4 | MIRA LOMA/WALNUT | 5069 | MIRA LOMA | I | 1950-01-01 |  | S | 3 | 26 | 3 | 6 | LOS ANGELES COUNTY - 1993 | 640 | F-2 | 1685 W. SECOND ST. | POMONA | CA | 91766 | 34.0576 | -117.7756 | SOUTHEAST |  | NO | YES | NO
GANESHA | 657 | 5617 | Reid, Jim | 40104 | 66 | 12 | 5062 | CHINO | 4 | MIRA LOMA/WALNUT | 5069 | MIRA LOMA | I | 1950-01-01 |  | S | 3 | 26 | 3 | 6 | LOS ANGELES COUNTY - 1993 | 640 | F-2 | 1685 W. SECOND ST. | POMONA | CA | 91766 | 34.0576 | -117.7756 | SOUTHEAST |  | NO | YES | NO
GARAGE P.T. | 1138 | 7300 |  |  | 16 | 2.4 | 5055 | GOLETA | 10 | GOLETA | 5056 | MOORPARK | I | 1976-01-01 |  | A | 5 | 49 | 1 | 60 | SANTA BARBARA COUNTY |  |  |  |  | CA | 93108 |  |  |  |  | NO | YES | NO
GARDEN STATE | 195 | 3003 | Reid, Jim |  | 12 | 66 | 5045 | PADUA | 4 | MIRA LOMA/WALNUT | 5069 | MIRA LOMA | I | 1967-02-01 |  | X | 1 | 26 | 3 | 6 | LOS ANGELES COUNTY - 1993 | 640 | E-2 | 2200 MT. VERNON AVE. | POMONA | CA | 91768 | 34.0596 | -117.788 | SOUTHEAST |  | NO | YES | NO
GARFIELD | 350 | 5121 | Fish, Terry | 46458 | 66 | 4 | 5012 | MESA | 3 | MESA/WALNUT | 5012 | MESA | I | 1950-01-01 |  | S | 1 | 27 | 3 | 3 | LOS ANGELES COUNTY - 1993 | 565 | H-7 | 1200 RAILROAD ST. | PASADENA | CA | 91030 | 34.1261 | -118.1493 | SOUTHEAST |  | NO | YES | NO
GARFIELD | 351 | 5121 | Fish, Terry | 46458 | 66 | 16 | 5012 | MESA | 3 | MESA/WALNUT | 5012 | MESA | I | 1950-01-01 |  | S | 1 | 27 | 3 | 3 | LOS ANGELES COUNTY - 1993 | 565 | H-7 | 1200 RAILROAD ST. | PASADENA | CA | 91030 | 34.1261 | -118.1493 | SOUTHEAST |  | YES | NO | NO
GARLOCK P.T. | 1147 | 7320 |  |  | 33 | 12 | 8016 | KRAMER | 15 | LUGO | 5061 | LUGO | I | 1975-09-01 |  | A | 3 | 86 | 4 | 40 | CENTRAL VALLEY CITIES |  |  |  |  | CA | [5 empty] | NO | YES | NO
GARNET | 1329 | 8013 | Brehaut, Paul | 14761 | 33 | 12 | 5067 | DEVERS | 6 | DEVERS | 5067 | DEVERS | I | 1950-01-01 |  | D | 3 | 79 | 4 | 13 | RIVERSIDE | 177 | F-3 | _____ GARNET AVE., E/O INDIAN AVE. | PALM SPRINGS | CA | 92258 | 33.9013 | -116.544 | SOUTHEAST |  | NO | YES | NO
GARNET | 1330 | 8013 | Brehaut, Paul | 14761 | 115 | 33 | 5067 | DEVERS | 6 | DEVERS | 5067 | DEVERS | I | 1950-01-01 |  | S | 3 | 79 | 4 | 13 | RIVERSIDE | 177 | F-3 | _____ GARNET AVE., E/O INDIAN AVE. | PALM SPRINGS | CA | 92258 | 33.9013 | -116.544 | SOUTHEAST |  | NO | YES | YES
GARVEY | 352 | 5122 | Fish, Terry |  | 16 | 4 | 5012 | MESA | 3 | MESA/WALNUT | 5012 | MESA | I | 1950-01-01 |  | D | 1 | 22 | 3 | 3 | LOS ANGELES COUNTY - 1993 | 636 | F-1 | 3023 N. SAN GABRIEL BLVD. N/O GARVEY AVE. | ROSEMEAD | CA | 91770 | 34.0641 | -118.0904 | SOUTHEAST |  | YES | NO | NO
GASGEN | 1762 | 1156 |  |  | 66 | 12 | 5021 | LA FRESA | 8 | EL NIDO | 5023 | EL NIDO | F | 2010-01-01 |  | X | 5 | 44 | 2 | 70 | LOS ANGELES COUNTY | [10 empty] | NO | YES | NO
GATX | 1030 | 6263 | Murray, Kevin |  | 66 | 12 | 5071 | HINSON | 9 | LIGHTHIPE | 5073 | LIGHTHIPE | I | 1981-07-01 |  | C | 1 | 32 | 2 | 51 | LOS ANGELES | 74 | D-1 | 2100 E. SEPULVEDA BLVD. E/O ALAMEDA | CARSON | CA | 90810 | 33.806 | -118.2307 | NORTHWEST |  | NO | YES | NO
GAVILAN | 1443 | 8219 | Caldera, Art | 18704 | 33 | 12 | 5070 | VALLEY | 7 | VALLEY | 5070 | VALLEY | I | 1968-05-01 |  | D | 3 | 77 | 4 | 16 | RIVERSIDE |  |  | S/W C/O ARRAPAHO & OSAGE RD. | PERRIS | CA | 92370 | 33.7855 | -117.2434 | SOUTHEAST |  | NO | YES | NO
GAVIOTA | 623 | 5572 | Carbone, Jim | 75224 | 66 | 16 | 5055 | GOLETA | 10 | GOLETA | 5056 | MOORPARK | I | 1961-02-01 |  | S | 5 | 49 | 1 | 63 | SANTA BARBARA COUNTY |  |  | 16900 CALLE REAL | GAVIOTA | CA | 93117 | 34.4773 | -120.204 | NORTHWEST |  | NO | YES | NO
GENAMIC | 1043 | 6279 | Olson, Marty |  | 66 | 12 | 1310 | ETIWANDA | 4 | MIRA LOMA/WALNUT | 5069 | MIRA LOMA | I | 1988-08-01 |  | C | 3 | 34 | 3 | 15 | SAN BERNARDINO COUNTY | 12 | D-5 | _____ CLEVELAND AVE., N/O 7TH. ST. | RANCHO CUCAMONGA | CA | 91730 | 34.0902 | -117.5654 | SOUTHEAST |  | YES | NO | NO
GENE | 222 | 4066 | Brady, Neil (WF) |  | 220 | 66 | 4060 | MWD SYSTEM | 6 | DEVERS | 4000 | FOREIGN UTILITY | I | 1950-01-01 |  | F | 9 | 87 | 4 | 18 | [11 empty] | NO | YES | NO
GEORGE A.F.B. | 1388 | 8149 | Manzer, Jim |  | 33 | 4 | 8027 | VICTOR | 15 | LUGO | 5061 | LUGO | I | 1950-01-01 |  | B | 3 | 73 | 4 | 23 | SAN BERNARDINO COUNTY | 400A | C-1 | S/E C/O FIRST ST. & 'D' ST. | ADELANTO | CA | 92301 | 34.5408 | -117.297 | NORTHWEST |  | NO | YES | NO
GETTY | 992 | 6199 | Carbone, Jim |  | 66 | 16 | 5053 | SANTA CLARA | 12 | SANTA CLARA | 5056 | MOORPARK | I | 1971-10-01 |  | C | 5 | 39 | 2 | 64 | VENTURA | 36 | D-6 | _____ ORCHARD RD., 1.25 MI. E/O TOWN | VENTURA | CA |  | 34.3139 | -119.2612 | NORTHWEST |  | NO | YES | NO
GIANT FOREST P.T. | 1140 | 7305 |  |  | 12 | 4 | 5033 | RECTOR | 17 | SAN JOAQUIN | 5033 | RECTOR | O | 1950-01-01 | 2000-10-13 | A | 5 | 51 | 2 | 70 | CENTRAL VALLEY CITIES |  |  |  |  | CA | [5 empty] | NO | YES | NO
GILA | 1708 | 5405 |  |  | 66 | 12 | 5052 | ANTELOPE | 14 | VINCENT | 5054 | VINCENT | F | 2005-01-01 |  | P | 5 | 36 | 3 | 30 | [5 empty] | CA | [5 empty] | NO | YES | NO
GILBERT | 832 | 5833 | Orduno, Marlo | 53971 | 66 | 12 | 5081 | BARRE | 1 | VILLA PARK | 5082 | VILLA PARK | I | 1960-10-01 |  | S | 1 | 48 | 2 | 43 | ORANGE COUNTY -1993 | 738 | B-6 | 2345 MOORE AVE. | FULLERTON | CA | 92633 | 33.8769 | -117.9729 | SOUTHEAST |  | YES | NO | NO
GISLER | 855 | 5858 | Rolf, Dave |  | 66 | 12 | 5086 | ELLIS | 2 | ELLIS | 5086 | ELLIS | I | 1972-07-01 |  | S | 1 | 33 | 1 | 42 | ORANGE COUNTY - 1993 | 858 | J-4 | 1300 GISLER AVE. | COSTA MESA | CA | 92629 | 33.6876 | -117.9169 | SOUTHEAST |  | YES | NO | YES
GLEN AVON | 1389 | 8151 | Olson, Marty |  | 33 | 4 | 5064 | VISTA | 5 | VISTA | 5069 | MIRA LOMA | O | 1950-01-01 | 1983-01-01 | D | 3 | 30 | 3 | 14 | RIVERSIDE COUNTY | 6 | B-3 | N/E C/O GALENA ST. AND TYROLITE ST. | GLEN AVON | CA | 92509 | 34.0055 | -117.4565 | SOUTHEAST |  | NO | YES | NO
GLEN AVON | 1390 | 8151 | Olson, Marty |  | 66 | 12 | 5064 | VISTA | 5 | VISTA | 5064 | VISTA | I | 1983-05-01 |  | S | 3 | 30 | 3 | 14 | RIVERSIDE COUNTY | 6 | B-3 | N/E C/O GALENA ST. AND TYROLITE ST. | GLEN AVON | CA | 92509 | 34.0055 | -117.4565 | SOUTHEAST |  | NO | YES | NO
GLEN IVY | 1391 | 8152 | Olson, Marty |  | 33 | 12 | 5070 | VALLEY | 7 | VALLEY | 5070 | VALLEY | I | 1950-01-01 |  | D | 3 | 77 | 3 | 12 | RIVERSIDE COUNTY |  |  | HWY. 71-CORONA-ELSINORE HWY., E/O GLEN IVY RD. | GLEN IVY | CA | 91720 | 33.7611 | -117.4806 | SOUTHEAST | WAS FED FROM OWENS (MIRA LOMA A-BANK) NOW FED FROM TERRA COTTA (VALLEY A-BNK) | NO | YES | NO
GLENNVILLE | 504 | 5308 | Cochran, Mike |  | 66 | 12 | 5035 | VESTAL | 17 | SAN JOAQUIN | 5033 | RECTOR | I | 1947-02-01 |  | S | 5 | 53 | 3 | 31 | CENTRAL VALLEY CITIES |  |  | HWY 155 GREENHORN RD., 1/2 MILE S/E OF TOWN | GLENNVILLE | CA | 93226 | 35.7233 | -118.6945 | NORTHWEST |  | NO | YES | NO
GOLDHILL | 1516 | 8294 | Manzer, Jim |  | 33 | 33 | 8027 | VICTOR | 15 | LUGO | 5061 | LUGO | I | 1967-11-01 |  | B | 3 | 73 | 2 | 23 | SAN BERNARDINO COUNTY | 98 | B-1 | 750' E/O HOLCOMB VALLEY RD., NEXT TO COUNTY DUMP | BIG BEAR | CA | 92314 | 34.3047 | -116.8195 | NORTHWEST |  | NO | YES | NO
GOLDSTONE | 1392 | 8154 | Manzer, Jim |  | 33 | 12 | 8016 | KRAMER | 15 | LUGO | 5090 | ELDORADO | I | 1950-01-01 |  | B | 3 | 72 | 4 | 24 | SAN BERNARDINO COUNTY |  |  | 600' W/O PICKERING RD., 35 MI. N/W OF TOWN | BARSTOW | CA |  | 35.2741 | -116.7809 | NORTHWEST |  | NO | YES | NO
GOLDTOWN | 569 | 5511 | Brown, Ken A. | 49971 | 66 | 12 | 5052 | ANTELOPE | 14 | VINCENT | 5054 | VINCENT | I | 1950-01-01 |  | S | 5 | 52 | 3 | 22 | CENTRAL VALLEY CITIES | 23 | F-4 | _____ OAK CREEK RO., 1/2 MI. W/O MOJAVE | MOJAVE | CA | 93561 | 35.0543 | -118.1863 | NORTHWEST |  | NO | YES | NO
GOLER | 1759 | 8335 |  |  | 33 | 12 | 8016 | KRAMER | 15 | LUGO | 5090 | ELDORADO | F | 2005-01-01 |  | P | 3 | 86 | 4 | 40 | CENTRAL VALLEY CITIES |  |  |  |  | CA | [5 empty] | NO | YES | NO
GOLETA | 295 | 5055 | Carbone, Jim | 75308 | 66 | 16 | 5055 | GOLETA | 10 | GOLETA | 5056 | MOORPARK | I | 1963-11-01 |  | S | 5 | 49 | 1 | 63 | SANTA BARBARA | 27 | B-3 | 1425 GLEN ANNIE RD. | GOLETA | CA | 93117 | 34.4686 | -119.8823 | NORTHWEST |  | NO | YES | NO
GOLETA | 296 | 5055 | Carbone, Jim | 75308 | 220 | 66 | 5000 | SCE SYSTEM | 10 | GOLETA | 5056 | MOORPARK | I | 1967-12-01 |  | T | 5 | 49 | 1 | 63 | SANTA BARBARA | 27 | B-3 | 1425 GLEN ANNIE RD. | GOLETA | CA | 93117 | 34.4686 | -119.8823 | NORTHWEST |  | NO | YES | YES
GONZALES | 632 | 5587 | Carbone, Jim | 70280 | 66 | 16 | 5053 | SANTA CLARA | 12 | SANTA CLARA | 5056 | MOORPARK | I | 1966-12-01 |  | S | 5 | 39 | 1 | 64 | VENTURA | 59 | E-5 | VINEYARD AVE. AND ST. MARY DR. | OXNARD | CA | 93033 | 34.2261 | -119.1758 | NORTHWEST |  | YES | NO | YES
GOODRICH | 202 | 4005 | Fish, Terry | 46710 / 70280 | 220 | 33 | 5000 | SCE SYSTEM | 3 | MESA/WALNUT | 5012 | MESA | I | 1971-01-01 |  | F | 1 | 27 | 3 | 3 | LOS ANGELES COUNTY - 1993 | 566 | F-4 | 3001 E. FOOTHILL BLVD. | PASADENA | CA | 91107 | 34.1511 | -118.0909 | SOUTHEAST |  | NO | YES | NO
GORMAN | 570 | 5512 | Upgrade |  | 66 | 12 | 5057 | BAILEY | 14 | VINCENT | 5054 | VINCENT | I | 1950-01-01 |  | S | 5 | 36 | 2 | 62 | CALIFORNIA ROAD ATLAS | 88 | E-2 | _____ LANCASTER RD. (HWY 138)., 1 MI. S/O TOWN | GORMAN | CA | 93243 | 34.7908 | -118.8271 | NORTHWEST |  | NO | YES | YES
GOSHEN | 505 | 5309 | Clark, Gerald | 49901 | 66 | 12 | 5033 | RECTOR | 17 | SAN JOAQUIN | 5033 | RECTOR | I | 1926-05-01 |  | S | 5 | 51 | 3 | 32 | CENTRAL VALLEY CITIES | 11 | G-9 | HWY. 198, AND ROAD 60., 1-1/2 MI W/O HWY 99. | GOSHEN | CA | 93227 | 36.3267 | -119.4391 | NORTHWEST |  | NO | YES | NO
GOULD | 268 | 5015 | Fish, Terry | 46704 | 66 | 16 | 5015 | GOULD | 3 | MESA/WALNUT | 5012 | MESA | I | 1968-10-01 |  | S | 1 | 27 | 3 | 5 | LOS ANGELES COUNTY - 1993 | 535 | D-1 | _____ ANGELES CREST HWY., 2 MI. N/O LA CANADA COUNTRY CLUB | LA CANADA | CA | 91011 | 34.2212 | -118.1867 | SOUTHEAST |  | NO | YES | NO
GOULD | 269 | 5015 | Fish, Terry | 46704 | 220 | 66 | 5000 | SCE SYSTEM | 3 | MESA/WALNUT | 5012 | MESA | I | 1968-06-01 |  | T | 1 | 27 | 3 | 5 | LOS ANGELES COUNTY - 1993 | 535 | D-1 | _____ ANGELES CREST HWY., 2 MI. N/O LA CANADA COUNTRY CLUB | LA CANADA | CA | 91011 | 34.2212 | -118.1867 | SOUTHEAST |  | NO | YES | NO
GRAHAM | 737 | 5725 | Murray, Kevin | 37766 | 16 | 4 | 5074 | LAGUNA BELL | 9 | LIGHTHIPE | 5073 | LIGHTHIPE | I | 1950-01-01 |  | D | 1 | 32 | 2 | 57 | LOS ANGELES | 58 | E-2 | 8644 FIR ST. | HUNTINGTON PARK | CA | 90255 | 33.9599 | -118.2378 | NORTHWEST |  | YES | NO | NO
GRANADA | 353 | 5126 | Fish, Terry |  | 16 | 4 | 5011 | EAGLE ROCK | 3 | MESA/WALNUT | 5012 | MESA | I | 1950-01-01 |  | S | 1 | 22 | 3 | 3 | LOS ANGELES COUNTY - 1993 | 596 | B-3 | 904 E. ALHAMBRA RD. C/O GRANADA AVE. | ALHAMBRA | CA | 91801 | 34.1055 | -118.1216 | SOUTHEAST |  | YES | NO | NO
GRANGEVILLE | 540 | 5342 | Clark, Gerald |  | 12 | 4 | 5033 | RECTOR | 17 | SAN JOAQUIN | 5033 | RECTOR | I | 1949-05-01 |  | D | 5 | 51 | 3 | 32 | CENTRAL VALLEY CITIES | 11 | D-9 | _____ 13TH AVE., 1/2 MI. N/O HWY. 198 | HANFORD | CA | 93230 | 36.343 | -119.6909 | NORTHWEST |  | NO | YES | NO
GRANING | 390 | 5174 |  |  | 66 | 16 | 5013 | RIO HONDO | 3 | MESA/WALNUT | 5014 | WALNUT | O | 1950-01-01 | 1980-09-01 | C | 1 | 22 | 2 | 5 | [5 empty] | CA | [5 empty] | NO | YES | NO
GRAPEVINE P.T. | 1141 | 7308 |  |  | 25 | 12 | 4020 | NEVADA POWER | 16 | ELDORADO | 5090 | ELDORADO | I | 1966-02-01 |  | A | 3 | 86 | 4 | 40 | CENTRAL VALLEY CITIES |  |  |  |  | CA | 92328 |  |  |  |  | NO | YES | NO
GRAVEL | 1709 | 6314 |  |  | 66 | 12 | 5052 | ANTELOPE | 14 | VINCENT | 5054 | VINCENT | F | 2005-01-01 |  | P | 5 | 36 | 3 | 30 |  |  |  | 90 TH EAST AND AVE. 'T', 9 MI. EAST AND 2.5 MI. S/O TOWN | PALMDALE | CA | [5 empty] | NO | YES | NO
GREAT LAKES | 612 | 5561 | Brown, Ken A. |  | 66 | 12 | 5052 | ANTELOPE | 14 | VINCENT | 5054 | VINCENT | I | 1965-04-01 |  | S | 5 | 36 | 3 | 22 | CENTRAL VALLEY CITIES | 23 | F-8 | 1 MI. S/O ROSAMOND, EAST OF R/R TRACKS | ROSAMOND | CA | 93560 | 34.8369 | -118.1553 | NORTHWEST |  | NO | YES | NO
GREEN BEAR P.T. | 1142 | 7311 |  |  | 12 | 2.4 | 5064 | VISTA | 5 | VISTA | 5064 | VISTA | I | 1950-01-01 |  | A | 3 | 40 | 2 | 40 | SAN BERNARDINO COUNTY |  |  |  |  | CA | 92382 |  |  |  |  | NO | YES | NO
GREEN VALLEY P.T. | 1143 | 7312 |  |  | 12 | 4 | 5052 | ANTELOPE | 14 | VINCENT | 5054 | VINCENT | I | 1950-01-01 |  | A | 5 | 36 | 3 | 30 | [5 empty] | CA | 91350 |  |  |  |  | NO | YES | NO
GREENHORN | 538 | 5339 | Cochran, Mike |  | 66 | 2.4 | 5035 | VESTAL | 17 | SAN JOAQUIN | 5033 | RECTOR | I | 1948-06-01 |  | S | 5 | 53 | 3 | 31 | CENTRAL VALLEY CITIES | 18 | K-2 | _____ RANCHERIA RD., W/O HWY 155, AT GREENHORN SUMMIT | WOFFORD HEIGHTS | CA | 93285 | 35.7409 | -118.5597 | NORTHWEST |  | NO | YES | NO
GREENING | 897 | 5909 | Perez, Chris | 37425 | 66 | 12 | 5085 | DEL AMO | 9 | LIGHTHIPE | 5073 | LIGHTHIPE | I | 1982-06-01 |  | S | 1 | 46 | 2 | 52 | LOS ANGELES COUNTY | 82 | D-4 | _____ 166TH ST., W/O CARMINITA | CERRITOS | CA | 90703 | 33.8815 | -118.0477 | NORTHWEST |  | YES | NO | NO
GREENSPOT | 2006 | 6368 |  |  | 33 | 33 | 1990 | SAN BERNARDINO | 5 | VISTA | 5064 | VISTA | I | 2002-06-13 |  | C | 3 | 31 | 3 | 0 | SAN BERNARDINO COUNTY |  |  |  |  | CA | [5 empty] | NO | YES | NO
GREENVIEW P.T. | 1144 | 7313 |  |  | 33 | 4 | 5070 | VALLEY | 7 | VALLEY | 5070 | VALLEY | O | 1967-07-01 | 1986-10-01 | A | 3 | 77 | 4 | 20 | [5 empty] | CA | [5 empty] | NO | YES | NO
GREENWALD | 1811 | 8339 |  |  | 115 | 12 | 5070 | VALLEY | 7 | VALLEY | 5070 | VALLEY | F | 2005-01-01 |  | P | 3 | 77 | 3 | 20 | RIVERSIDE COUNTY | 72 | C-5 | W/O CANYON LAKE DRIVE SOUTH | LAKE ELSINORE | CA | 92230 |  |  |  |  | NO | YES | NO
GREENWATER P.T. | 1995 | 7322 |  |  | 33 | 12 | 4020 | NEVADA POWER | 16 | ELDORADO | 5090 | ELDORADO | I | 1979-01-01 |  | A | 3 | 86 | 4 | 40 | CENTRAL VALLEY CITIES |  |  |  |  | CA | [5 empty] | NO | YES | NO
GREGG | 1829 | 5178 |  |  | 66 | 12 | 5014 | WALNUT | 4 | MIRA LOMA/WALNUT | 5014 | WALNUT | F | 2005-01-01 |  | P | 1 | 26 | 2 | 10 | [5 empty] | CA | [5 empty] | NO | YES | NO
GREY FOX P.T. | 1148 | 7321 |  |  | 33 | 12 | 5062 | CHINO | 4 | MIRA LOMA/WALNUT | 5069 | MIRA LOMA | O | 1978-05-01 | 1988-06-01 | A | 3 | 34 |  | 0 | [5 empty] | CA | [5 empty] | NO | YES | NO
GRIMSHAW P.T. | 1145 | 7314 |  |  | 33 | 2.4 | 4020 | NEVADA POWER | 16 | ELDORADO | 5090 | ELDORADO | I | 1963-05-01 |  | A | 3 | 72 | 4 | 30 | SAN BERNARDINO COUNTY |  |  |  |  | CA | 92389 |  |  |  |  | NO | YES | NO
GRISWOLD | 613 | 5562 | Upgrade |  | 16 | 4 | 5051 | SAUGUS | 13 | SAUGUS | 5056 | MOORPARK | I | 1958-08-01 |  | D | 5 | 59 | 3 | 62 | LOS ANGELES COUNTY | 2 | F-4 | C/O GLENOAKS BLVD. AND HARDING AVE. | SAN FERNANDO | CA | 91340 | 34.2945 | -118.4326 | NORTHWEST |  | NO | YES | NO
GROWGEN | 35 | 1036 |  |  | 66 | 12 | 5074 | LAGUNA BELL | 9 | LIGHTHIPE | 4000 | FOREIGN UTILITY | O | 1986-04-01 | 1989-07-01 | X | 9 | 60 | 2 | 2 | LOS ANGLES COUNTY |  |  | FRUITLAND AND DOWNEY | VERNON | CA | 90058 | 34.0058 | -118.209 | Frgn Util |  | NO | YES | NO
GUAVA | 1676 | 9321 |  |  | 66 | 12 | 9010 | WOODS |  |  | 9010 | WOODS | I | 1993-01-01 |  | C | 9 | 99 | 2 | 0 |  |  |  | 501 S. MARENGO AVE., T/S SIMULATOR, ALHAMBRA TRAINING FACILITY | ALHAMBRA | CA | 91801 |  |  |  |  | NO | YES | NO
GUNSITE P.T. | 1146 | 7317 |  |  | 33 | 2.4 | 5067 | DEVERS | 6 | DEVERS | 5067 | DEVERS | I | 1965-12-01 |  | A | 3 | 31 | 2 | 20 | SAN BERNARDINO COUNTY |  |  |  |  | CA | 92220 |  |  |  |  | NO | YES | NO
GUNSMOKE | 1869 | 5634 |  |  | 66 | 12 | 5062 | CHINO | 4 | MIRA LOMA/WALNUT | 5069 | MIRA LOMA | F | 2010-01-01 |  | P | 3 | 34 | 3 | 20 | RIVERSIDE COUNTY | 20 | D-4 | 9__ HAMNER AVE., S/O YUMA ST. | NORCO | CA | 91760 |  |  |  |  | NO | YES | NO
HAAGEN | 1912 | 6230 | Clark, Gerald |  | 66 | 4 | 5033 | RECTOR | 17 | SAN JOAQUIN | 5033 | RECTOR | I | 1995-12-20 |  | C | 5 | 51 | 4 | 32 | CALIFORNIA ROAD ATLAS | 68 | B-2 | 970 CONTINENTAL AVE. N/E C/O BLACKSTONE ST. | TULARE | CA | 93274 | 36.1876 | -119.3377 | NORTHWEST |  | NO | YES | NO
HAIWEE | 250 | 4191 |  |  | 115 | 33 | 4090 | LDWP SYSTEM | 15 | LUGO | 2556 | CONTROL | I | 1950-01-01 |  | F | 9 | 85 | 4 | 0 |  |  |  | E/O HWY 395, 12 MI. N/O LITTLE LAKE | LITTLE LAKE | CA |  | 36.1111 | -117.9576 | NORTHWEST |  | NO | YES | NO
HAMILTON | 823 | 5825 | Rolf, Dave | 55356 | 66 | 12 | 5086 | ELLIS | 2 | ELLIS | 5086 | ELLIS | I | 1950-01-01 |  | S | 1 | 33 | 1 | 42 | ORANGE COUNTY - 1993 | 888 | E-2 | 21202 BROOKHURST ST. | HUNTINGTON BEACH | CA | 92646 | 33.655 | -117.953 | SOUTHEAST |  | YES | NO | YES
HAMNER | 1771 | 5680 |  |  | 66 | 12 | 5069 | MIRA LOMA | 4 | MIRA LOMA/WALNUT | 5069 | MIRA LOMA | F | 2005-01-01 |  | P | 3 | 34 | 3 | 10 | SAN BERNARDINO COUNTY |  |  |  |  | CA | [5 empty] | NO | YES | NO
HANFORD | 506 | 5310 | Clark, Gerald | 49903 | 66 | 4 | 5033 | RECTOR | 17 | SAN JOAQUIN | 5033 | RECTOR | I | 1926-05-01 |  | S | 5 | 51 | 3 | 32 | CENTRAL VALLEY CITIES | 165 | D-5 | 311 W. FIFTH | HANFORD | CA | 93232 | 36.3238 | -119.649 | NORTHWEST |  | NO | YES | NO
HANFORD | 507 | 5310 | Clark, Gerald | 49903 | 66 | 12 | 5033 | RECTOR | 17 | SAN JOAQUIN | 5033 | RECTOR | I | 1926-05-01 |  | S | 5 | 51 | 3 | 32 | CENTRAL VALLEY CITIES | 165 | D-5 | 311 W. FIFTH | HANFORD | CA | 93232 | 36.3238 | -119.649 | NORTHWEST |  | YES | NO | YES
HANFORD METERING | 1394 | 8159 |  |  | 33 | 0.5 | 5064 | VISTA | 5 | VISTA | 5064 | VISTA | I | 1950-01-01 |  | B | 3 | 31 | 2 | 20 | SAN BERNARDINO COUNTY |  |  |  |  | CA | [5 empty] | NO | YES | NO
HANJIN | 1928 | 6340 | Murray, Kevin |  | 66 | 12 | 5071 | HINSON | 9 | LIGHTHIPE | 5073 | LIGHTHIPE | I | 1999-12-30 |  | C | 1 | 46 |  | 51 | LOS ANGELES COUNTY - 1995 |  |  | PIER A, E/O HENRY FORD, S/O ANAHIEM ST | LONG BEACH | CA |  | 33.7719 | -118.2314 | NORTHWEST |  | NO | YES | NO
HANNUM | 244 | 4146 |  |  | 66 | 12 | 4045 | ANHM SYSTEM | 1 | VILLA PARK | 4000 | FOREIGN UTILITY | I | 1950-01-01 |  | F | 9 | 99 |  | 0 | [11 empty] | NO | YES | NO
HARBORGEN | 19 | 1019 | Murray, Kevin | 37458 | 220 | 12 | 5000 | SCE SYSTEM | 9 | LIGHTHIPE | 5073 | LIGHTHIPE | I | 1988-10-01 |  | X | 1 | 46 | 1 | 51 | LOS ANGELES | 75 | A-4 | NEAR 9TH ST & EDISON AVE, TERMINAL ISLAND | LONG BEACH | CA |  | 33.7783 | -118.2286 | NORTHWEST |  | NO | YES | NO
HARDING | 385 | 5168 | Fish, Terry |  | 16 | 4 | 5074 | LAGUNA BELL | 9 | LIGHTHIPE | 5073 | LIGHTHIPE | I | 1949-11-01 |  | D | 1 | 32 | 2 | 2 | LOS ANGELES COUNTY - 1993 | 676 | E-1 | S/W C/O MONTEBELLO BLVD. & LINCOLN AVE. | MONTEBELLO | CA | 90640 | 34.0211 | -118.1051 | NORTHWEST |  | NO | YES | NO
HARLISS P.T. | 1160 | 7371 |  |  | 12 | 2.4 | 4090 | LDWP SYSTEM | 15 | LUGO | 2556 | CONTROL | O | 1950-01-01 | 2000-12-08 | A | 3 | 85 | 2 | 40 | CALIFORNIA ROAD ATLAS |  |  |  |  | CA | [5 empty] | NO | YES | NO
HARMON | 1887 | 5535 |  |  | 66 | 16 | 5053 | SANTA CLARA | 12 | SANTA CLARA | 5056 | MOORPARK | F | 2005-01-01 |  | P | 5 | 39 | 2 | 60 | VENTURA COUNTY | 49 | C-3 | E/O JOHNSON DR., N/O THILLE ST., ADJ TO HARMON BARRANCA | VENTURA | CA | [5 empty] | NO | YES | NO
HARNISH | 965 | 6159 |  |  | 33 | 33 | 5064 | VISTA | 5 | VISTA | 5064 | VISTA | I | 1950-01-01 |  | B | 3 | 31 | 2 | 20 | SAN BERNARDINO COUNTY |  |  |  | BIG BEAR | CA | 92314 |  |  |  |  | NO | YES | NO
HARPER LAKE | 1395 | 8160 | Manzer, Jim |  | 33 | 4.8 | 8016 | KRAMER | 15 | LUGO | 5061 | LUGO | I | 1950-01-01 |  | D | 3 | 72 | 4 | 24 | SAN BERNARDINO COUNTY | 704 | F-5 | E/O HOFFMAN RD. AND LOCKHARD RD, 32 MILES N/W OF BARSTOW | HARPER LAKE | CA | 92347 | 35.0256 | -117.3468 | NORTHWEST |  | NO | YES | NO
HARVARD | 1396 | 8161 | Manzer, Jim |  | 33 | 12 | 8016 | KRAMER | 15 | LUGO | 5090 | ELDORADO | I | 1950-01-01 |  | D | 3 | 72 | 4 | 24 | SAN BERNARDINO COUNTY | 236 | D-2 | HWY 91, 10 MI E/O YERMO & 1/2 MI W/O HARVARD OFF RAMP | HARVARD | CA | 92398 | 34.9574 | -116.6532 | NORTHWEST |  | NO | YES | NO
HASKELL | 637 | 5594 | Upgrade |  | 66 | 16 | 5051 | SAUGUS | 13 | SAUGUS | 5056 | MOORPARK | I | 1980-06-01 |  | S | 5 | 59 | 3 | 62 | LOS ANGELES COUNTY | 124 | E-6 | C/O BOUQUET CYN & HASKELL CYN RDS, 4 MI. NE/O TOWN | SAUGUS | CA | 91350 | 34.4379 | -118.5153 | NORTHWEST |  | YES | NO | NO
HATHAWAY | 738 | 5726 | Perez, Chris |  | 66 | 4 | 1410 | ALAMITOS | 9 | LIGHTHIPE | 5073 | LIGHTHIPE | I | 1930-09-01 |  | S | 1 | 46 | 2 | 51 | LOS ANGELES | 76 | B-1 | 1850 LAKEWOOD BLVD. | LONG BEACH | CA | 90815 | 33.7909 | -118.142 | NORTHWEST |  | NO | YES | NO
HATHAWAY | 739 | 5726 | Perez, Chris |  | 66 | 12 | 1410 | ALAMITOS | 9 | LIGHTHIPE | 5073 | LIGHTHIPE | I | 1930-09-01 |  | S | 1 | 46 | 2 | 51 | LOS ANGELES | 76 | B-1 | 1850 LAKEWOOD BLVD. | LONG BEACH | CA | 90815 |  |  |  |  | NO | YES | YES
HAVASU | 701 | 5665 | Brady, Neil (WF) |  | 66 | 16 | 4027 | PARKER | 6 | DEVERS | 5067 | DEVERS | I | 1950-01-01 |  | S | 3 | 87 | 4 | 21 | CALIFORNIA ROAD ATLAS | 104 | B-1 | 8 MILES N/E OF GENE PUMPING STATION | PARKER | AZ | 85344 | 34.3543 | -114.2616 | SOUTHEAST |  | NO | YES | NO
HAVASU BIA | 1548 | 8354 |  |  | 33 | 4 | 4027 | PARKER | 6 | DEVERS | 4000 | FOREIGN UTILITY | I | 1984-08-01 |  | S | 9 | 87 | 4 | 10 | [5 empty] | AZ | 92267 |  |  |  |  | NO | YES | NO
HAVEDA | 473 | 5254 |  |  | 16 | 4 | 5021 | LA FRESA | 8 | EL NIDO | 5023 | EL NIDO | I | 1950-01-01 |  | D | 5 | 44 | 2 | 56 | LOS ANGELES | 67 | E-5 | 3330 SEPULVEDA BLVD. | TORRANCE | CA | 90505 | 33.8255 | -118.344 | NORTHWEST |  | NO | YES | NO
HAVILAH | 508 | 5311 | Cochran, Mike |  | 66 | 12 | 5052 | ANTELOPE | 14 | VINCENT | 5033 | RECTOR | I | 1965-05-01 |  | S | 5 | 53 | 3 | 31 | CENTRAL VALLEY CITIES | 18 | K-8 | _____ CALIENTE-BODFISH RD., 1/2 MI. S/O TOWN | HAVILAH | CA | 93518 | 35.4841 | -118.5276 | NORTHWEST |  | NO | YES | NO
HAWES P.T. | 1150 | 7354 |  |  | 33 | 12 | 8016 | KRAMER | 15 | LUGO | 5090 | ELDORADO | O | 1966-06-01 | 1997-06-30 | A | 3 | 72 | 4 | 30 | SAN BERNARDINO COUNTY |  |  |  |  | CA | [5 empty] | NO | YES | NO
HEADLEY P.T. | 1151 | 7355 |  |  | 16 | 2.4 | 5073 | LIGHTHIPE | 9 | LIGHTHIPE | 5073 | LIGHTHIPE | I | 1950-01-01 |  | A | 1 | 32 | 2 | 50 | LOS ANGELES COUNTY |  |  |  |  | CA | 90059 |  |  |  |  | NO | YES | NO
HEADWATER P.T. | 1165 | 7380 |  |  | 33 | 12 | 5070 | VALLEY | 7 | VALLEY | 5070 | VALLEY | O | 1980-06-01 | 1986-12-01 | A | 3 | 77 | 4 | 20 | [5 empty] | CA | [5 empty] | NO | YES | NO
HEALTH | 1854 | 6321 |  |  | 66 | 12 | 1310 | ETIWANDA | 4 | MIRA LOMA/WALNUT | 5069 | MIRA LOMA | F | 2010-01-01 |  | C | 3 | 30 | 3 | 14 |  |  |  | _____ MARIGOLD AVE. | FONTANA | CA | [5 empty] | NO | YES | NO
HEDDA | 793 | 5784 | Perez, Chris |  | 12 | 4 | 5085 | DEL AMO | 9 | LIGHTHIPE | 5073 | LIGHTHIPE | I | 1948-11-01 |  | D | 1 | 46 | 2 | 52 | LOS ANGELES | 66 | D-6 | 6155 WOODRUFF AVE. | BELLFLOWER | CA | 90706 | 33.8677 | -118.1168 | NORTHWEST |  | NO | YES | YES
HELENDALE | 1397 | 8163 | Manzer, Jim |  | 33 | 12 | 8027 | VICTOR | 15 | LUGO | 5061 | LUGO | I | 1950-01-01 |  | D | 3 | 73 | 4 | 24 | SAN BERNARDINO COUNTY | 306 | A-4 | 100' W/O NAT'L TRAILS HWY & 1/2 MI. N/O VISTA RD. | ORO GRANDE | CA | 92368 | 34.7405 | -117.3237 | NORTHWEST |  | NO | YES | NO
HELIJET | 555 | 5401 | Brown, Ken A. | 41437 | 66 | 12 | 5052 | ANTELOPE | 14 | VINCENT | 5054 | VINCENT | I | 1969-06-01 |  | C | 5 | 36 | 3 | 24 | LOS ANGELES | 172 | A-5 | 1/2 MI. N/O AVE 'P' ON 10TH ST., | PALMDALE | CA | 93550 | 34.6119 | -118.1148 | NORTHWEST |  | NO | YES | NO
HELIJET | 1842 | 5401 | Brown, Ken A. | 41437 | 12 | 4 | 5052 | ANTELOPE | 14 | VINCENT | 5054 | VINCENT | I | 1969-01-01 |  | C | 5 | 36 | 3 | 24 | LOS ANGELES | 172 | A-5 | 1/2 MI. N/O AVE 'P' ON 10TH ST., | PALMDALE | CA | 93550 | 34.6119 | -118.1148 | NORTHWEST |  | NO | YES | NO
HEMET | 1398 | 8164 | Caldera, Art |  | 33 | 4.8 | 5070 | VALLEY | 7 | VALLEY | 5070 | VALLEY | I | 1950-01-01 |  | D | 3 | 77 | 4 | 16 | RIVERSIDE | 56 | C-4 | _____ GILBERT ST., S/O FLORIDA AVE. | HEMET | CA | 92343 | 33.7477 | -116.9754 | SOUTHEAST |  | NO | YES | NO
HEMET | 1399 | 8164 | Caldera, Art |  | 33 | 12 | 5070 | VALLEY | 7 | VALLEY | 5070 | VALLEY | I | 1950-01-01 |  | D | 3 | 77 | 4 | 16 | RIVERSIDE | 56 | C-4 | _____ GILBERT ST., S/O FLORIDA AVE. | HEMET | CA | 92343 | 33.7477 | -116.9754 | SOUTHEAST |  | NO | YES | NO
HERITAGE | 1888 | 5558 |  |  | 66 | 16 | 5051 | SAUGUS | 13 | SAUGUS | 5056 | MOORPARK | F | 2005-01-01 |  | P | 5 | 59 | 3 | 60 | LOS ANGELES COUNTY |  |  |  |  | CA | [5 empty] | NO | YES | NO
HERMANOS | 1725 | 5695 |  |  | 66 | 12 | 5062 | CHINO | 4 | MIRA LOMA/WALNUT | 5069 | MIRA LOMA | F | 2005-01-01 |  | P | 3 | 34 | 3 | 10 | [5 empty] | CA | [5 empty] | NO | YES | NO
HESPERIA | 1522 | 8298 | Manzer, Jim | 13365 | 115 | 12 | 8027 | VICTOR | 15 | LUGO | 5061 | LUGO | I | 1969-08-01 |  | S | 3 | 73 | 4 | 23 | SAN BERNARDINO COUNTY | 365 | E-2 | 8886 'G' AVE. | HESPERIA | CA | 92345 | 34.4128 | -117.2896 | NORTHWEST |  | NO | YES | NO
HESSION P.T. | 1153 | 7360 |  |  | 33 | 12 | 4090 | LDWP SYSTEM | 15 | LUGO | 2556 | CONTROL | I | 1965-02-01 |  | A | 3 | 85 | 2 | 40 | CALIFORNIA ROAD ATLAS |  |  |  |  | CA | 93513 |  |  |  |  | NO | YES | NO
HEXFET | 1948 | 6347 |  |  | 33 | 12 | 5070 | VALLEY | 7 | VALLEY | 5070 | VALLEY | I | 1998-07-03 |  | B | 3 | 77 | 3 | 0 | RIVERSIDE |  |  | ________ MIRA LOMA RD., N/O RANCHO VISTA DR. | TEMECULA | CA | [5 empty] | NO | YES | NO
HI DESERT | 1505 | 8284 | Brehaut, Paul | 14553 | 33 | 25 | 5067 | DEVERS | 6 | DEVERS | 5067 | DEVERS | I | 1967-01-01 |  | D | 3 | 84 | 4 | 13 | RIVERSIDE | 716 | G-2 | 7 MI. W/O 29 PALMS ON 29 PALMS HWY. | 29 PALMS | CA | 92277 | 34.136 | -116.1847 | SOUTHEAST |  | NO | YES | NO
HI DESERT | 1506 | 8284 | Brehaut, Paul | 14553 | 115 | 33 | 5067 | DEVERS | 6 | DEVERS | 5067 | DEVERS | I | 1950-01-01 |  | S | 3 | 84 | 4 | 13 | RIVERSIDE | 716 | G-2 | 7 MI. W/O 29 PALMS ON 29 PALMS HWY. | 29 PALMS | CA | 92277 | 34.136 | -116.1847 | SOUTHEAST |  | YES | NO | YES
HIGH P.T. | 1166 | 7381 |  |  | 33 | 4 | 8016 | KRAMER | 15 | LUGO | 5090 | ELDORADO | I | 1988-01-01 |  | A | 3 | 72 | 4 | 30 | SAN BERNARDINO COUNTY |  |  |  |  | CA | 92311 |  |  |  |  | NO | YES | NO
HIGH SCHOOL P.T. | 1152 | 7359 |  |  | 12 | 2.4 | 5064 | VISTA | 5 | VISTA | 5064 | VISTA | I | 1950-01-01 |  | A | 3 | 40 | 2 | 40 | SAN BERNARDINO COUNTY |  |  |  |  | CA | 92352 |  |  |  |  | NO | YES | NO
HIGHGROVE | 117 | 1960 | Martinez, Jimi | 17241 / 243 | 12 | 115 | 5064 | VISTA | 5 | VISTA | 5064 | VISTA | I | 1952-01-01 |  | G | 3 | 30 | 3 | 17 | SAN BERNARDINO COUNTY | 42 | A-1 | 12700 TAYLOR ST. | COLTON | CA | 92324 |  |  |  |  | NO | YES | NO
HIGHLAND | 659 | 5619 | Martinez, Jimi | 17322 / 17949 | 66 | 12 | 1990 | SAN BERNARDINO | 5 | VISTA | 5064 | VISTA | I | 1982-05-01 |  | S | 3 | 31 | 4 | 11 | SAN BERNARDINO COUNTY | 18 | B-2 | C/O FIFTH AND WEBSTER ST. | HIGHLAND | CA | 92346 | 34.1078 | -117.1868 | SOUTHEAST |  | YES | NO | NO
HILLGEN | 34 | 1035 | Reid, Jim |  | 66 | 12 | 5014 | WALNUT | 4 | MIRA LOMA/WALNUT | 5014 | MIRA LOMA | I | 1982-03-01 |  | X | 1 | 47 | 2 | 1 | LOS ANGELES COUNTY - 1993 | 637 | E-7 | C/O I-605 & HWY 60 | WHITTIER | CA | 90601 | 34.0211 | -118.0151 | SOUTHEAST |  | NO | YES | NO
HINKLEY | 1400 | 8167 | Manzer, Jim |  | 33 | 12 | 8016 | KRAMER | 15 | LUGO | 5090 | ELDORADO | I | 1950-01-01 |  | D | 3 | 72 | 4 | 24 | SAN BERNARDINO COUNTY | 243 | F-2 | C/O COMMUNITY BLVD & SOMERSET AVE., 6 MI. NW/O BARSTOW | HINKLEY | CA | 92347 | 34.9073 | -117.1541 | NORTHWEST |  | NO | YES | NO
HINSON | 314 | 5071 | Murray, Kevin | 37298 / 32721 | 220 | 66 | 5000 | SCE SYSTEM | 9 | LIGHTHIPE | 5073 | LIGHTHIPE | I | 1949-10-01 |  | T | 1 | 46 | 2 | 57 | LOS ANGELES | 70 | A-5 | 3390 WEBSTER AVE. | LONG BEACH | CA | 90810 | 33.8193 | -118.2225 | NORTHWEST |  | NO | YES | NO
HOBSON | 1774 | 5698 |  |  | 220 | 66 | 5000 | SCE SYSTEM | 6 | DEVERS | 5067 | DEVERS | F | 2005-01-01 |  | P | 3 | 87 | 4 | 40 | RIVERSIDE COUNTY | 723 | F-3 | _____ 16TH ST.,W/O STEPHENSON BLVD. | BLYTHE | CA | 92225 |  |  |  |  | NO | YES | NO
HOLGATE | 1541 | 8321 | Manzer, Jim | 15306 | 115 | 33 | 8016 | KRAMER | 15 | LUGO | 5061 | LUGO | I | 1981-01-01 |  | S | 3 | 86 | 4 | 24 | CENTRAL VALLEY CITIES | 24 | B-5 | ON U.S. BORAX RD. 1/4 MI N/O INTERSTATE HIGHWAY 58 | BORON | CA | 93516 | 35.0144 | -117.704 | NORTHWEST |  | NO | YES | NO
HOLGATE | 1540 | 8321 |  | 15306 | 33 | 12 | 8016 | KRAMER | 15 | LUGO | 5061 | LUGO | I | 1981-01-01 |  | D | 3 | 86 | 4 | 24 | CENTRAL VALLEY CITIES | 24 | B-5 | ON U.S. BORAX RD. 1/4 MI N/O INTERSTATE HIGHWAY 58 | BORON | CA | 93516 | 35.0144 | -117.704 | NORTHWEST |  | NO | YES | NO
HOLIDAY | 1429 | 8207 | Brehaut, Paul |  | 33 | 4 | 5067 | DEVERS | 6 | DEVERS | 5067 | DEVERS | I | 1966-08-01 |  | D | 3 | 79 | 4 | 13 | RIVERSIDE | 180 | F-4 | _____ INDIAN AVE. 1/2 BLK N/O VISTA CHINO | PALM SPRINGS | CA | 92262 | 33.8464 | -116.5448 | SOUTHEAST |  | NO | YES | NO
HOMART | 1521 | 8297 | Martinez, Jimi | 17343 | 115 | 12 | 5064 | VISTA | 5 | VISTA | 5064 | VISTA | I | 1967-04-01 |  | S | 3 | 31 | 4 | 11 | SAN BERNARDINO COUNTY | 16 | E-5 | 419 CENTURY AVE., E/O "E" ST. | SAN BERNARDINO | CA | 92409 | 34.0757 | -117.2917 | SOUTHEAST |  | YES | NO | NO
HOMELAND P.T. | 1154 | 7361 |  |  | 16 | 4 | 5029 | LA CIENEGA | 8 | EL NIDO | 5023 | EL NIDO | O | 1950-01-01 | 1997-07-01 | A | 5 | 44 | 2 | 50 | LOS ANGELES COUNTY |  |  |  |  | CA | [5 empty] | NO | YES | NO
HOMEWOOD P.T. | 1155 | 7362 |  |  | 33 | 4.8 | 8016 | KRAMER | 15 | LUGO | 5061 | LUGO | I | 1950-01-01 |  | A | 3 | 86 | 4 | 40 | CENTRAL VALLEY CITIES |  |  |  |  | CA | 93562 |  |  |  |  | NO | YES | NO
HOOK CREEK P.T. | 1156 | 7364 |  |  | 12 | 2.4 | 5064 | VISTA | 5 | VISTA | 5064 | VISTA | I | 1950-01-01 |  | A | 3 | 40 | 2 | 40 | SAN BERNARDINO COUNTY |  |  |  |  | CA | 92321 |  |  |  |  | NO | YES | NO
HOOKER P.T. | 1163 | 7377 |  |  | 33 | 12 | 8016 | KRAMER | 15 | LUGO | 5061 | LUGO | O | 1971-12-01 | 1980-10-01 | A | 3 | 86 | 4 | 40 | CENTRAL VALLEY CITIES |  |  |  |  | CA | [5 empty] | NO | YES | NO
HOOVER | 198 | 4001 |  |  | 12 | 220 | 4060 | MWD SYSTEM | 6 | DEVERS | 4000 | FOREIGN UTILITY | I | 1937-07-01 |  | F | 9 | 73 | 4 | 0 | SAN BERNARDINO COUNTY | [6 empty] | 36.0158 | -114.7376 | Frgn Util |  | NO | YES | NO
HOOVER S.C.E | 154 | 2414 |  |  | 12 | 220 | 5000 | SCE SYSTEM | 16 | ELDORADO | 5090 | ELDORADO | I | 1937-06-01 |  | G | 3 | 73 | 4 | 91 | SAN BERNARDINO COUNTY |  |  |  |  | CA |  | 35.9672 | -114.8334 | NORTHWEST |  | NO | YES | NO
HOPE | 571 | 5513 |  |  | 16 | 4 | 5055 | GOLETA | 10 | GOLETA | 5056 | MOORPARK | O | 1950-01-01 | 1997-02-18 | D | 5 | 49 | 1 | 63 | SANTA BARBARA COUNTY | 28 | F-5 | HOLLISTER & CIENEGITAS RD. | SANTA BARBARA | CA | [5 empty] | NO | YES | NO
HOPEFUL | 1859 | 6324 | Fish, Terry |  | 66 | 12 | 5013 | RIO HONDO | 3 | MESA/WALNUT | 5014 | MESA | I | 1994-09-13 |  | C | 1 | 27 | 3 | 5 | LOS ANGELES COUNTY - 1993 | 568 | A-6 | 1500 E. DURATE RD. | DUARTE | CA | 91706 | 34.1316 | -117.9726 | SOUTHEAST |  | NO | YES | NO
HORSETHIEF P.T. | 1159 | 7369 |  |  | 33 | 2.4 | 5070 | VALLEY | 7 | VALLEY | 5070 | VALLEY | I | 1984-09-01 |  | A | 3 | 77 | 4 | 20 | [5 empty] | CA | 92530 |  |  |  |  | NO | YES | NO
HOSSACK P.T. | 1157 | 7365 |  |  | 12 | 2.4 | 5034 | SPRINGVILLE | 17 | SAN JOAQUIN | 5033 | RECTOR | I | 1950-01-01 |  | A | 5 | 51 | 3 | 70 | CENTRAL VALLEY CITIES |  |  |  |  | CA | 93208 |  |  |  |  | NO | YES | NO
HOT WATER P.T. | 1158 | 7367 |  |  | 33 | 12 | 4020 | NEVADA POWER | 16 | ELDORADO | 5090 | ELDORADO | I | 1963-05-01 |  | A | 3 | 72 | 4 | 30 | SAN BERNARDINO COUNTY |  |  |  |  | CA | 92389 |  |  |  |  | NO | YES | NO
HOTEL P.T. | 1161 | 7372 |  |  | 33 | 2.4 | 1990 | SAN BERNARDINO | 5 | VISTA | 5064 | VISTA | I | 1968-08-01 |  | A | 3 | 31 | 2 | 20 | SAN BERNARDINO COUNTY |  |  |  |  | CA | 92404 |  |  |  |  | NO | YES | NO
HOWARD | 421 | 5210 |  |  | 66 | 4 | 5021 | LA FRESA | 8 | EL NIDO | 5023 | EL NIDO | I | 1964-10-01 |  | S | 5 | 44 | 2 | 53 | LOS ANGELES | 57 | E-5 | 1706 W. 121ST ST. | LOS ANGELES | CA | 90047 | 33.9225 | -118.3073 | NORTHWEST |  | YES | NO | NO
HOYT | 372 | 5151 | Fish, Terry |  | 16 | 4 | 5012 | MESA | 3 | MESA/WALNUT | 5012 | MESA | I | 1950-01-01 |  | D | 1 | 22 | 3 | 3 | LOS ANGELES COUNTY - 1993 | 637 | B-3 | 2012 EDWARDS AVE. | SO. EL MONTE | CA | 91733 | 34.0525 | -118.0479 | SOUTHEAST |  | YES | NO | NO
HUB | 700 | 5663 |  |  | 66 | 12 | 5064 | VISTA | 5 | VISTA | 5064 | VISTA | I | 1972-06-01 |  | F | 3 | 31 | 3 | 0 | SAN BERNARDINO COUNTY | 27 |  |  | COLTON | CA | 92324 | 34.0636 | -117.322 | Frgn Util |  | NO | YES | NO
HUENEME | 593 | 5540 | Manzano, John |  | 16 | 4 | 5053 | SANTA CLARA | 12 | SANTA CLARA | 5056 | MOORPARK | O | 1948-06-01 | 1998-12-01 | D | 5 | 39 | 1 | 64 | VENTURA | 78 | C-3 | 271 SEAVIEW ST. | HUENEME | CA | 93041 |  |  |  |  | NO | YES | NO
HUGHES PRODUCTS | 973 | 6174 |  |  | 12 | 4 | 5086 | ELLIS | 2 | ELLIS | 5086 | ELLIS | I | 1950-01-01 |  | B | 1 | 33 | 1 | 80 | [5 empty] | CA | [5 empty] | NO | YES | NO
HUGHESAIR | 1026 | 6258 | Dupree, Daryl |  | 66 | 12 | 5023 | EL NIDO | 8 | EL NIDO | 5023 | EL NIDO | I | 1980-12-01 |  | C | 5 | 44 | 1 | 53 | LOS ANGELES | 56 | D-6 | S/W C/O EL SEGUNDO BLVD & WASH ST. | EL SEGUNDO | CA | 90245 | 33.9127 | -118.3914 | NORTHWEST |  | NO | YES | NO
HUGHTRON | 988 | 6194 |  |  | 66 | 4 | 5021 | LA FRESA | 8 | EL NIDO | 5023 | EL NIDO | I | 1985-12-01 |  | C | 5 | 44 | 2 | 56 | LOS ANGELES | 73 | C-1 | 3100 LOMITA BLVD. | TORRANCE | CA | 90505 | 33.8103 | -118.3407 | NORTHWEST |  | NO | YES | NO
HUME P.T. | 1164 | 7378 |  |  | 16 | 4 | 5056 | MOORPARK | 11 | MOORPARK | 5056 | MOORPARK | O | 1950-01-01 | 1986-12-01 | A | 5 | 35 | 3 | 60 | [5 empty] | CA | [5 empty] | NO | YES | NO
HUNT P.D. | 1683 | 9329 |  |  | 12 | 0.5 | 9010 | WOODS |  |  | 9010 | WOODS | I | 1993-01-01 |  | A | 9 | 99 | 2 | 0 |  |  |  | 501 S. MARENGO AVE., T/S SIMULATOR, ALHAMBRA TRAINING FACILITY | ALHAMBRA | CA | 91801 |  |  |  |  | NO | YES | NO
HUNTER | 1606 | 4227 |  |  | 66 | 0.5 | 5064 | VISTA | 5 | VISTA | 5064 | VISTA | I | 1950-01-01 |  | F | 3 | 31 | 3 | 0 | RIVERSIDE COUNTY |  |  |  | RIVERSIDE | CA | [5 empty] | NO | YES | NO
HUNTINGTON BEACH | 100 | 1610 | Rolf, Dave | 37601 | 220 | 12 | 5000 | SCE SYSTEM | 2 | ELLIS | 5086 | ELLIS | I | 1958-01-01 |  | G | 1 | 33 | 1 | 42 | ORANGE COUNTY - 1993 | 888 | B-3 | 21730 NEWLAND ST. | HUNTINGTON BEACH | CA | 92646 | 33.6445 | -117.9781 | SOUTHEAST |  | NO | YES | NO
HUNTINGTON BEACH | 1629 | 1610 | Rolf, Dave | 37601 | 66 | 12 | 5086 | ELLIS | 2 | ELLIS | 5086 | ELLIS | I | 1958-01-01 |  | G | 1 | 33 | 1 | 42 | ORANGE COUNTY - 1993 | 888 | B-3 | 21730 NEWLAND ST. | HUNTINGTON BEACH | CA | 92646 | 33.6445 | -117.9781 | SOUTHEAST |  | NO | YES | NO
HUNTINGTON PARK | 741 | 5728 | Murray, Kevin | 37757 / 37427 | 16 | 4 | 5074 | LAGUNA BELL | 9 | LIGHTHIPE | 5073 | LIGHTHIPE | I | 1950-01-01 |  | D | 1 | 32 | 2 | 57 | LOS ANGELES | 52 | F-5 | 6538 RUGBY AVE. | HUNTINGTON PARK | CA | 90255 | 33.9806 | -118.2264 | NORTHWEST |  | YES | NO | NO
HUSTON | 660 | 5621 | Martinez, Jimi |  | 33 | 2.4 | 5064 | VISTA | 5 | VISTA | 5064 | VISTA | I | 1950-01-01 |  | D | 3 | 40 | 2 | 11 | SAN BERNARDINO COUNTY | 91 | E-4 | CRESTLINE VILLAGE NEAR 1000 PINES AND MANZANITA DR | CRESTLINE | CA | 92325 | 34.2427 | -117.2861 | SOUTHEAST |  | NO | YES | NO
HUSTON | 661 | 5621 | Martinez, Jimi |  | 33 | 12 | 5064 | VISTA | 5 | VISTA | 5064 | VISTA | I | 1950-01-01 |  | D | 3 | 40 | 2 | 11 | SAN BERNARDINO COUNTY | 91 | E-4 | CRESTLINE VILLAGE NEAR 1000 PINES AND MANZANITA DR | CRESTLINE | CA | 92325 | 34.2427 | -117.2861 | SOUTHEAST |  | YES | NO | NO
HUTT P.T. | 1162 | 7376 |  |  | 33 | 12 | 8016 | KRAMER | 15 | LUGO | 5061 | LUGO | I | 1969-07-01 |  | A | 3 | 72 | 4 | 30 | SAN BERNARDINO COUNTY |  |  |  |  | CA | 92347 |  |  |  |  | NO | YES | NO
HYDROX | 742 | 5729 |  |  | 66 | 4 | 5071 | HINSON | 9 | LIGHTHIPE | 5073 | LIGHTHIPE | O | 1962-08-01 | 1987-05-01 | C | 1 | 46 | 2 | 51 | LOS ANGELES COUNTY |  |  | 23320 S. ALAMEDA ST. | CARSON | CA | [5 empty] | NO | YES | NO
HYGEN | 705 | 5671 |  |  | 66 | 7 | 1310 | ETIWANDA | 4 | MIRA LOMA/WALNUT | 5069 | MIRA LOMA | I | 1961-12-01 |  | C | 3 | 30 | 3 | 14 | SAN BERNARDINO COUNTY | 24 | B-2 | _____ SLOVER ___., 1/2 MI. W/O ETIWANDA AVE. | FONTANA | CA | 92335 | 34.0631 | -117.5295 | SOUTHEAST |  | NO | YES | NO
ICE HOUSE P.T. | 1168 | 7404 |  |  | 12 | 2.4 | 5045 | PADUA | 4 | MIRA LOMA/WALNUT | 5069 | MIRA LOMA | I | 1950-01-01 |  | A | 3 | 34 | 3 | 10 | SAN BERNARDINO COUNTY |  |  |  |  | CA | 91759 |  |  |  |  | NO | YES | NO
ICEGEN | 23 | 1024 | Murray, Kevin |  | 66 | 12 | 5073 | LIGHTHIPE | 9 | LIGHTHIPE | 5073 | LIGHTHIPE | I | 1989-12-01 |  | X | 1 | 32 | 2 | 57 | LOS ANGELES | 64 | D-5 | C/O CENTRAL AVE. AND WALNUT ST. | COMPTON | CA |  | 33.8759 | -118.2496 | NORTHWEST |  | NO | YES | NO
IDYLLBROOK P.T. | 1169 | 7405 |  |  | 33 | 2.4 | 5070 | VALLEY | 7 | VALLEY | 5070 | VALLEY | I | 1965-03-01 |  | A | 3 | 77 | 4 | 20 | [5 empty] | CA | 92549 |  |  |  |  | NO | YES | NO
IDYLLWILD | 1401 | 8168 | Caldera, Art | 49935 | 33 | 2.4 | 5070 | VALLEY | 7 | VALLEY | 5070 | VALLEY | I | 1950-01-01 |  | D | 3 | 77 | 2 | 16 | RIVERSIDE | 60 | D-3 | _____ PINE CREST DR., N/W OF IDYLLWILD VILLAGE | IDYLLWILD | CA | 92349 | 33.7477 | -116.7137 | SOUTHEAST |  | NO | YES | NO
IDYLLWILD | 1402 | 8168 | Caldera, Art | 49935 | 33 | 12 | 5070 | VALLEY | 7 | VALLEY | 5070 | VALLEY | I | 1950-01-01 |  | D | 3 | 77 | 2 | 16 | RIVERSIDE | 60 | D-3 | _____ PINE CREST DR., N/W OF IDYLLWILD VILLAGE | IDYLLWILD | CA | 92349 | 33.7477 | -116.7137 | SOUTHEAST |  | NO | YES | NO
IID SYSTEM | 206 | 4015 |  |  | 220 | 115 | 4000 | FOREIGN UTILITY | 6 | DEVERS | 4000 | FOREIGN UTILITY | I | 1950-01-01 |  | F | 9 | 99 | 4 | 0 | IMPERIAL COUNTY |  |  | 1260 MAIN ST. | EL CENTRO | CA |  | 33.9166 | -116.5443 | Frgn Util |  | NO | YES | NO
IMPERIAL | 783 | 5772 | Perez, Chris | 37519 | 66 | 4 | 5084 | CENTER | 9 | LIGHTHIPE | 5073 | LIGHTHIPE | I | 1948-12-01 |  | S | 1 | 47 | 2 | 57 | LOS ANGELES | 66 | A-1 | 13140 S. LAURELDALE AVE. | DOWNEY | CA | 90242 | 33.9119 | -118.1477 | NORTHWEST |  | NO | YES | NO
IMPERIAL | 784 | 5772 | Perez, Chris | 37519 | 66 | 12 | 5084 | CENTER | 9 | LIGHTHIPE | 5073 | LIGHTHIPE | I | 1948-12-01 |  | S | 1 | 47 | 2 | 57 | LOS ANGELES | 66 | A-1 | 13140 S. LAURELDALE AVE. | DOWNEY | CA | 90242 | 33.9119 | -118.1477 | NORTHWEST |  | YES | NO | YES
INDIAN WELLS | 1404 | 8169 | Brehaut, Paul | 14769 | 115 | 12 | 5067 | DEVERS | 6 | DEVERS | 5067 | DEVERS | I | 1992-04-28 |  | S | 3 | 79 | 4 | 13 | RIVERSIDE | 214 | A-1 | 75-450 FRED WARING DR. | INDIAN WELLS | CA | 92211 | 33.7303 | -116.3478 | SOUTHEAST |  | NO | YES | NO
INDIAN WELLS | 1403 | 8169 |  | 14769 | 33 | 4.8 | 5067 | DEVERS | 6 | DEVERS | 5067 | DEVERS | O | 1950-01-01 | 1992-03-05 | D | 3 | 79 | 4 | 13 | RIVERSIDE | 214 | A-1 | 75-450 FRED WARING DR. | INDIAN WELLS | CA | 92211 | 33.7303 | -116.3478 | SOUTHEAST |  | NO | YES | NO
INDIGO | 1993 | 1159 |  |  | 115 | 115 | 5067 | DEVERS | 6 | DEVERS | 5067 | DEVERS | I | 2001-07-23 |  | C | 3 | 79 | 4 | 13 | RIVERSIDE COUNTY 1996 | 726 | D-3 | W/O N. INDIAN AVE, S/O 18TH AVE, ADJACENT TO 19TH AVE | NORTH PALM SPRINGS | CA | 92263 |  |  |  |  | NO | YES | NO
INDUSTRIAL ASPHALT | 946 | 6137 |  |  | 33 | 0.5 | 5064 | VISTA | 5 | VISTA | 5064 | VISTA | I | 1950-01-01 |  | B | 3 | 30 | 3 | 10 | SAN BERNARDINO COUNTY |  |  |  |  | CA | [5 empty] | NO | YES | NO
INDUSTRY | 403 | 5191 | Reid, Jim |  | 66 | 12 | 5014 | WALNUT | 4 | MIRA LOMA/WALNUT | 5014 | MIRA LOMA | I | 1964-08-01 |  | S | 1 | 26 | 2 | 1 | LOS ANGELES COUNTY - 1993 | 637 | J-3 | 315 N. VINELAND AVE. | INDUSTRY | CA | 91746 | 34.0514 | -117.9907 | SOUTHEAST |  | YES | NO | NO
INGLEWOOD | 422 | 5211 | Dupree, Daryl | 37528 | 66 | 4 | 5023 | EL NIDO | 8 | EL NIDO | 5023 | EL NIDO | I | 1950-01-01 |  | S | 5 | 44 | 2 | 54 | LOS ANGELES | 56 | E-1 | 201 W. FLORENCE AVE. | INGLEWOOD | CA | 90301 | 33.9659 | -118.3577 | NORTHWEST |  | NO | YES | NO
INGLEWOOD | 423 | 5211 | Dupree, Daryl | 37528 | 66 | 16 | 5023 | EL NIDO | 8 | EL NIDO | 5023 | EL NIDO | I | 1950-01-01 |  | S | 5 | 44 | 2 | 54 | LOS ANGELES | 56 | E-1 | 201 W. FLORENCE AVE. | INGLEWOOD | CA | 90301 | 33.9659 | -118.3577 | NORTHWEST |  | YES | NO | YES
INJECTION | 979 | 6183 | Perez, Chris |  | 66 | 12 | 1410 | ALAMITOS | 9 | LIGHTHIPE | 5073 | LIGHTHIPE | I | 1973-04-01 |  | C | 1 | 46 | 2 | 52 | LOS ANGELES | 75 | F-1 | W/O TEMPLE ST., 1/4 MI S/O WILLOW ST. | LONG BEACH | CA | 90806 | 33.8036 | -118.1593 | NORTHWEST |  | NO | YES | NO
INLAND CONTAINER | 967 | 6161 | Olson, Marty |  | 66 | 12 | 1310 | ETIWANDA | 4 | MIRA LOMA/WALNUT | 5069 | MIRA LOMA | I | 1985-05-01 |  | C | 3 | 34 | 3 | 14 | SAN BERNARDINO COUNTY | 23 | E-4 | 5100 JURUPA ST. & I-15 | ONTARIO | CA | 91761 | 34.0457 | -117.5399 | SOUTHEAST |  | NO | YES | NO
INYO | 235 | 4096 |  |  | 220 | 33 | 4090 | LDWP SYSTEM | 15 | LUGO | 4000 | FOREIGN UTILITY | I | 1976-12-01 |  | F | 9 | 85 | 2 | 0 | CALIFORNIA ROAD ATLAS |  |  |  |  | CA | [5 empty] | NO | YES | NO
INYO SCE | 1331 | 8015 |  |  | 220 | 115 | 5000 | SCE SYSTEM | 15 | LUGO | 2556 | CONTROL | I | 1976-12-01 |  | T | 3 | 85 | 2 | 92 | CALIFORNIA ROAD ATLAS | 51 | D-4 | 1 MI. S/O RIATA RD. | BISHOP | CA | 93514 | 37.3421 | -118.4408 | NORTHWEST |  | NO | YES | NO
INYOKERN | 1639 | 8001 | Manzer, Jim | 13542 / 736 | 33 | 12 | 8016 | KRAMER | 15 | LUGO | 5061 | LUGO | I | 1950-01-01 |  | D | 3 | 86 | 4 | 24 | CENTRAL VALLEY CITIES | 20 | B-3 | _____ INYOKERN RD., 1/4 MILE E/O HWY 395. | INYOKERN | CA | 93527 | 35.6502 | -117.7964 | NORTHWEST |  | NO | YES | NO
INYOKERN | 1325 | 8001 |  | 13542 / 736 | 115 | 33 | 8016 | KRAMER | 15 | LUGO | 5061 | LUGO | I | 1950-01-01 |  | S | 3 | 86 | 4 | 24 | CENTRAL VALLEY CITIES | 20 | B-3 | _____ INYOKERN RD., 1/4 MILE E/O HWY 395. | INYOKERN | CA | 93527 | 35.6502 | -117.7964 | NORTHWEST |  | NO | YES | YES
INYOKERN TOWN | 1406 | 8171 | Manzer, Jim |  | 33 | 4.8 | 8016 | KRAMER | 15 | LUGO | 5061 | LUGO | I | 1950-01-01 |  | D | 3 | 86 | 4 | 24 | CENTRAL VALLEY CITIES | 20 | B-3 | _____ ORCHARD AVE. | INYOKERN | CA | 93527 | 35.6488 | -117.8165 | NORTHWEST |  | NO | YES | NO
IRON MT. (MWD) | 224 | 4068 |  |  | 220 | 7 | 4060 | MWD SYSTEM | 6 | DEVERS | 4000 | FOREIGN UTILITY | I | 1950-01-01 |  | F | 3 | 87 | 4 | 13 | RIVERSIDE COUNTY | 717 | K-2 | 14 MI. N/O DESERT CENTER | DESERT CENTER | CA | 92239 |  |  |  |  | NO | YES | NO
IRON MT. (SCE) | 1670 | 4069 | Brehaut, Paul |  | 7 | 16 | 4060 | MWD SYSTEM | 6 | DEVERS | 5067 | DEVERS | I | 1950-01-01 |  | D | 9 | 87 | 4 | 13 | RIVERSIDE | 717 | K-2 | 14 MI. N/O DESERT CENTER | DESERT CENTER | CA | 92239 | 34.1463 | -115.1206 | SOUTHEAST |  | NO | YES | NO
IRRIGATION | 1893 | 6333 |  |  | 66 | 12 | 5017 | JOHANNA | 2 | ELLIS | 5086 | ELLIS | F | 2010-01-01 |  | C | 1 | 43 | 2 | 42 | ORANGE COUNTY - 1994 | 860 | A-6 | 3512 MICHELSON DR. | IRVINE | CA | 92715 |  |  |  |  | NO | YES | NO
IRVINE | 828 | 5829 | Johnson, Bill | 52005 | 66 | 12 | 5088 | SANTIAGO | 2 | ELLIS | 5086 | ELLIS | I | 1950-01-01 |  | S | 1 | 43 | 2 | 44 | ORANGE COUNTY - 1993 | 861 | B-4 | 6921 TRABUCO RD. | IRVINE | CA | 92718 | 33.6833 | -117.7423 | SOUTHEAST |  | YES | NO | NO
IRVINE PARK P.T. | 1170 | 7408 |  |  | 12 | 2.4 | 5082 | VILLA PARK | 1 | VILLA PARK | 5082 | VILLA PARK | I | 1950-01-01 |  | A | 1 | 29 | 2 | 80 | ORANGE COUNTY |  |  |  |  | CA | 92669 |  |  |  |  | NO | YES | NO
ISABELLA | 544 | 5347 | Cochran, Mike |  | 66 | 12 | 5035 | VESTAL | 17 | SAN JOAQUIN | 5033 | RECTOR | I | 1952-12-01 |  | S | 5 | 53 | 3 | 31 | CENTRAL VALLEY CITIES | 19 | A-3 | HWY 155., 1/4 MI. N/W | ISABELLA | CA | 93240 | 35.6325 | -118.4784 | NORTHWEST |  | NO | YES | NO
ISLA VISTA | 639 | 5597 | Carbone, Jim | 75321 / 76728 | 66 | 16 | 5055 | GOLETA | 10 | GOLETA | 5056 | MOORPARK | I | 1970-10-01 |  | S | 5 | 49 | 1 | 63 | SANTA BARBARA COUNTY | 27 | B-6 | 140 GLEN ANNIE RD. | GOLETA | CA | 93117 | 34.4319 | -119.8708 | NORTHWEST |  | YES | NO | NO
ISLAND A,B,C,D | 1619 | 6907 |  |  | 66 | 66 | 5071 | HINSON | 9 | LIGHTHIPE | 4000 | FOREIGN UTILITY | I | 1966-09-01 |  | C | 9 | 99 | 1 | 0 |  |  |  | LONG BEACH HARBOR, THUMS ISLANDS | LONG BEACH | CA | 90802 |  |  |  |  | NO | YES | NO
ISLAND VIEW P.T. | 1167 | 7403 |  |  | 16 | 4 | 5053 | SANTA CLARA | 12 | SANTA CLARA | 5056 | MOORPARK | O | 1974-06-01 | 1984-11-01 | A | 5 | 39 | 1 | 60 | VENTURA COUNTY |  |  |  |  | CA | [5 empty] | NO | YES | NO
IVAR | 373 | 5153 | Fish, Terry |  | 16 | 4 | 5012 | MESA | 3 | MESA/WALNUT | 5012 | MESA | I | 1950-01-01 |  | D | 1 | 22 | 3 | 3 | LOS ANGELES COUNTY - 1993 | 596 | H-6 | 4613 N. IVAR AVE., N/O MISSION DR. | ROSEMEAD | CA | 91770 | 34.0883 | -118.0745 | SOUTHEAST |  | YES | NO | NO
IVERSON P.T. | 1171 | 7409 |  |  | 16 | 2.4 | 5051 | SAUGUS | 13 | SAUGUS | 5056 | MOORPARK | I | 1975-03-01 |  | A | 5 | 35 | 3 | 60 | [5 empty] | CA | 91311 |  |  |  |  | YES | NO | NO
IVYGLEN | 1543 | 8327 | Olson, Marty |  | 115 | 12 | 5070 | VALLEY | 7 | VALLEY | 5070 | VALLEY | I | 1989-05-01 |  | S | 3 | 77 | 3 | 12 | RIVERSIDE COUNTY | 27 | C-6 | 24723 TEMESCAL CANYON RD. | GLEN IVY | CA | 91720 | 33.7602 | -117.4801 | SOUTHEAST |  | NO | YES | NO
J.P.L. | 966 | 6160 |  |  | 66 | 16 | 5015 | GOULD | 3 | MESA/WALNUT | 5012 | MESA | I | 1950-01-01 |  | C | 1 | 27 | 3 | 5 | LOS ANGELES COUNTY - 1993 | 535 | E-4 | 4800 OAK GROVE DR. | LA CANADA | CA | 91011 | 34.1976 | -118.1759 | SOUTHEAST |  | NO | YES | NO
JANET P.T. | 1172 | 7410 |  |  | 33 | 12 | 5067 | DEVERS | 6 | DEVERS | 5067 | DEVERS | O | 1982-02-01 | 1995-11-16 | A | 3 | 84 |  | 40 | SAN BERNARDINO | 164 | A-5 | _____ ROTARY WAY AND 29 PALMS HIGHWAY | JOSHUA TREE | CA | 92252 |  |  |  |  | NO | YES | NO
JAPANESE MESA | 1640 | 4332 |  |  | 138 | 12 | 4080 | SDGE SYSTEM | 2 | ELLIS | 5086 | ELLIS | I | 1950-01-10 |  | F | 1 | 43 |  | 0 | [5 empty] | CA | [5 empty] | NO | YES | NO
JAY P.T. | 1173 | 7411 |  |  | 16 | 4 | 5073 | LIGHTHIPE | 9 | LIGHTHIPE | 5073 | LIGHTHIPE | I | 1971-03-01 |  | A | 1 | 46 | 2 | 50 | LOS ANGELES COUNTY |  |  |  |  | CA | 90805 |  |  |  |  | NO | YES | NO
JEFFERSON | 1494 | 8275 | Olson, Marty | 17458 | 66 | 12 | 5069 | MIRA LOMA | 4 | MIRA LOMA/WALNUT | 5069 | MIRA LOMA | I | 1965-08-01 |  | S | 3 | 34 | 3 | 12 | RIVERSIDE COUNTY | 23 | B-2 | _____ ONTARIO AVE., W/O LINCOLN AVE. | CORONA | CA | 91720 | 33.8582 | -117.5888 | SOUTHEAST |  | YES | NO | NO
JERSEY | 786 | 5776 | Murray, Kevin |  | 66 | 16 | 5073 | LIGHTHIPE | 9 | LIGHTHIPE | 5073 | LIGHTHIPE | I | 1957-12-01 |  | S | 1 | 32 | 2 | 57 | LOS ANGELES | 69 | D-2 | 16820 CENTRAL AVE. | CARSON | CA | 90746 | 33.8796 | -118.248 | NORTHWEST |  | YES | NO | NO
JESSIE P.T. | 1179 | 7420 |  |  | 33 | 4 | 8016 | KRAMER | 15 | LUGO | 5061 | LUGO | I | 1981-07-01 |  | A | 3 | 86 | 4 | 40 | CENTRAL VALLEY CITIES |  |  |  |  | CA | 93516 |  |  |  |  | NO | YES | NO
JET F | 383 | 5166 |  |  | 66 | 4 | 5015 | GOULD | 3 | MESA/WALNUT | 5014 | WALNUT | O | 1950-01-01 | 1991-07-23 | C | 1 | 27 | 3 | 5 | [5 empty] | CA | [5 empty] | NO | YES | NO
JOB P.T. | 1175 | 7414 |  |  | 12 | 2.4 | 5064 | VISTA | 5 | VISTA | 5064 | VISTA | I | 1960-07-01 |  | A | 3 | 40 | 2 | 40 | SAN BERNARDINO COUNTY |  |  |  |  | CA | 92322 |  |  |  |  | NO | YES | NO
JOBURG P.T. | 1178 | 7419 |  |  | 33 | 2.4 | 8016 | KRAMER | 15 | LUGO | 5061 | LUGO | I | 1974-04-01 |  | A | 3 | 86 | 4 | 40 | CENTRAL VALLEY CITIES |  |  |  |  | CA | 93554 |  |  |  |  | NO | YES | NO
JOCLYN P.T. | 1174 | 7413 |  |  | 12 | 4 | 5081 | BARRE | 1 | VILLA PARK | 5082 | VILLA PARK | I | 1970-11-01 |  | A | 1 | 48 | 2 | 80 | ORANGE COUNTY |  |  | 1160 GLEN VIEW DRIVE | FULLERTON | CA | 92835 |  |  |  |  | NO | YES | NO
JOHANNA | 270 | 5017 | Johnson, Bill | 53753 | 66 | 12 | 5017 | JOHANNA | 2 | ELLIS | 5086 | ELLIS | I | 1983-05-01 |  | S | 1 | 29 | 2 | 44 | ORANGE COUNTY - 1993 | 829 | H-7 | S/W C/O GRANDE AVE. AND WARNER AVE. | SANTA ANA | CA | 92707 | 33.7152 | -117.8507 | SOUTHEAST |  | NO | YES | NO
JOHANNA | 271 | 5017 | Johnson, Bill | 53753 | 220 | 66 | 5000 | SCE SYSTEM | 2 | ELLIS | 5086 | ELLIS | I | 1989-05-01 |  | T | 1 | 29 | 2 | 44 | ORANGE COUNTY - 1993 | 829 | H-7 | S/W C/O GRANDE AVE. AND WARNER AVE. | SANTA ANA | CA | 92707 | 33.7152 | -117.8507 | SOUTHEAST |  | NO | YES | NO
JOHNAIR | 1050 | 6286 | Johnson, Bill |  | 66 | 12 | 5017 | JOHANNA | 2 | ELLIS | 5086 | ELLIS | I | 1990-04-23 |  | C | 1 | 43 | 2 | 44 | ORANGE COUNTY - 1993 | 859 | F-6 | 18601 MACARTHUR BLVD. | IRVINE | CA |  | 33.6758 | -117.8626 | SOUTHEAST |  | NO | YES | NO
JOHNS MANVILLE | 954 | 6145 |  |  | 33 | 0.5 | 5069 | MIRA LOMA | 4 | MIRA LOMA/WALNUT | 5069 | MIRA LOMA | I | 1950-01-01 |  | B | 3 | 34 | 3 | 10 | RIVERSIDE | 26 | F-1 | _____ MAGNOLIA AVE., W/O COMPTON AVE. | CORONA | CA | 91720 |  |  |  |  | NO | YES | NO
JOHNSONDALE P.T. | 1176 | 7415 |  |  | 16 | 4 | 5035 | VESTAL | 17 | SAN JOAQUIN | 5033 | RECTOR | I | 1950-01-01 |  | A | 5 | 53 | 2 | 40 | CENTRAL VALLEY CITIES |  |  |  |  | CA | 93236 |  |  |  |  | NO | YES | NO
JOHNSTON | 969 | 6163 |  |  | 66 | 4 | 5045 | PADUA | 4 | MIRA LOMA/WALNUT | 5069 | MIRA LOMA | O | 1971-08-01 | 1988-12-01 | C | 1 | 26 | 3 | 6 |  |  |  |  | SAN DIMAS | CA | [5 empty] | NO | YES | NO
JORDAN TILE | 950 | 6141 |  |  | 33 | 0.5 | 5069 | MIRA LOMA | 4 | MIRA LOMA/WALNUT | 5069 | MIRA LOMA | O | 1950-01-01 | 1992-01-02 | B | 3 | 34 | 3 | 10 | RIVERSIDE COUNTY |  |  |  | CORONA | CA | 91720 |  |  |  |  | NO | YES | NO
JOSE | 1655 | 6115 | Reid, Jim |  | 66 | 4 | 5013 | RIO HONDO | 3 | MESA/WALNUT | 5014 | MESA | I | 1992-05-27 |  | C | 1 | 47 | 2 | 4 | LOS ANGELES COUNTY - 1993 | 637 | E-5 | N/W C/O I-605 & HWY. 60, | WHITTIER | CA | 90601 | 34.0373 | -118.0256 | SOUTHEAST |  | NO | YES | NO
JOSHUA TREE | 1407 | 8172 | Brehaut, Paul |  | 33 | 12 | 5067 | DEVERS | 6 | DEVERS | 5067 | DEVERS | I | 1950-01-01 |  | D | 3 | 84 | 4 | 13 | SAN BERNARDINO | 162 | C-5 | _____ COMMERCIAL ST. 1 BLK W/O PARK BLVD & 1 BLK N/O 29 PALMS HWY | JOSHUA TREE | CA | 92256 | 34.0822 | -116.342 | SOUTHEAST |  | NO | YES | NO
JULIAN HINDS | 220 | 4063 | Brehaut, Paul |  | 220 | 4 | 4060 | MWD SYSTEM | 6 | DEVERS | 4000 | FOREIGN UTILITY | I | 1967-12-01 |  | F | 9 | 79 | 4 | 18 | RIVERSIDE | 722 | C-1 | 5 MI N/O HWY 10, 38 MI E/O INDIO, 15 MI WEST OF DESERT CENTER | DESERT CENTER | CA |  | 33.7061 | -115.6271 | SOUTHEAST |  | NO | YES | NO
JUMPER P.T. | 1177 | 7418 |  |  | 33 | 4.8 | 5070 | VALLEY | 7 | VALLEY | 5070 | VALLEY | I | 1970-06-01 |  | A | 3 | 77 | 4 | 20 | [5 empty] | CA | 92595 |  |  |  |  | NO | YES | NO
JUNCTION | 663 | 5622 | Brady, Neil (WF) |  | 33 | 33 | 4020 | NEVADA POWER | 16 | ELDORADO | 5090 | ELDORADO | I | 1963-02-01 |  | D | 9 | 86 | 4 | 21 | CALIFORNIA ROAD ATLAS | 72 | D-1 | _____ HWY 127, DEATH VALLEY JUNCTION | SHOSHONE | CA | 92384 | 36.1048 | -116.2881 | NORTHWEST |  | NO | YES | NO
JUNE LAKE | 181 | 2583 |  |  | 2.4 | 12 | 8015 | INYO SCE | 15 | LUGO | 2556 | CONTROL | I | 1916-06-01 |  | D | 3 | 85 | 2 | 92 | CALIFORNIA ROAD ATLAS | 50 | C-1 | _____ HWY 158., 3 MI.N/O JUNE LAKE VILLIAGE | JUNE LAKE | CA | 93529 |  |  |  |  | NO | YES | YES
KAGLE CANYON P.T. | 1180 | 7421 |  |  | 16 | 4 | 5051 | SAUGUS | 13 | SAUGUS | 5056 | MOORPARK | I | 1950-01-01 |  | A | 5 | 59 | 3 | 60 | LOS ANGLES COUNTY |  |  |  |  | CA | 91342 |  |  |  |  | NO | YES | NO
KAMP KILKARE | 1408 | 8174 |  |  | 33 | 2.4 | 5064 | VISTA | 5 | VISTA | 5064 | VISTA | O | 1950-01-01 | 1987-02-01 | D | 3 | 31 | 2 | 20 | SAN BERNARDINO COUNTY |  |  |  |  | CA | [5 empty] | NO | YES | NO
KATELLA | [27 empty] | 33.8042 | -117.9023 | Frgn Util |  | NO | YES | NO
KAWEAH 1 | 145 | 2324 |  | 73444 | 12 | 66 | 5033 | RECTOR | 17 | SAN JOAQUIN | 5033 | RECTOR | I | 1929-06-01 |  | H | 5 | 51 | 2 | 91 | CENTRAL VALLEY CITIES |  |  | 44511 SIERRA DR. | THREE RIVERS | CA |  | 36.4658 | -118.8609 | NORTHWEST |  | NO | YES | NO
KAWEAH 2 | 146 | 2325 |  | 73444 | 12 | 66 | 5033 | RECTOR | 17 | SAN JOAQUIN | 5033 | RECTOR | I | 1929-06-01 |  | H | 5 | 51 | 2 | 91 | CENTRAL VALLEY CITIES | 12 | E-7 | HIGHWAY 198., 1.5 MI. ABOVE THREE RIVERS | THREE RIVERS | CA |  | 36.4625 | -118.8787 | NORTHWEST |  | NO | YES | NO
KAWEAH 3 | 147 | 2326 |  | 73444 | 12 | 66 | 5033 | RECTOR | 17 | SAN JOAQUIN | 5033 | RECTOR | I | 1913-06-01 |  | H | 5 | 51 | 2 | 91 | CENTRAL VALLEY CITIES | 12 | F-6 | HIGHWAY 198., 6 MI. ABOVE THREE RIVERS | THREE RIVERS | CA |  | 36.4866 | -118.8345 | NORTHWEST |  | NO | YES | NO
KAWGEN | 38 | 1039 | Clark, Gerald |  | 66 | 12 | 5033 | RECTOR | 17 | SAN JOAQUIN | 5033 | RECTOR | I | 1990-03-01 |  | X | 5 | 51 | 3 | 32 | CENTRAL VALLEY CITIES | 12 | E-7 | _____ HWY. 198. | THREE RIVERS | CA |  | 36.4158 | -119.0068 | NORTHWEST |  | NO | YES | NO
KAYWIND | 1732 | 1157 |  |  | 115 | 12 | 5067 | DEVERS | 6 | DEVERS | 5067 | DEVERS | F | 2010-01-01 |  | P | 3 | 79 | 4 | 13 | [5 empty] | CA | [5 empty] | NO | YES | NO
KEARNEY P.T. | 1949 | 7429 |  |  | 16 | 2.4 | 5029 | LA CIENEGA | 8 | EL NIDO | 5023 | EL NIDO | I | 1998-08-01 |  | A | 1 | 42 |  | 0 |  |  |  | SUNSET BLVD. | BEVERLY HILLS | CA | 90210 |  |  |  |  | NO | YES | NO
KEELER P.T. | 1181 | 7422 |  |  | 33 | 2.4 | 4090 | LDWP SYSTEM | 15 | LUGO | 2556 | CONTROL | I | 1950-01-01 |  | A | 3 | 85 | 2 | 40 | CALIFORNIA ROAD ATLAS |  |  |  |  | CA | 93530 |  |  |  |  | NO | YES | NO
KELBAKER | 1880 | 8201 |  |  | 33 | 12 | 5090 | ELDORADO | 16 | ELDORADO | 5090 | ELDORADO | F | 2005-01-01 |  | P | 3 | 73 | 4 | 30 | SAN BERNARDINO COUNTY |  |  |  |  | CA | [5 empty] | NO | YES | NO
KELLOGG | 1726 | 5623 |  |  | 66 | 12 | 5062 | CHINO | 4 | MIRA LOMA/WALNUT | 5069 | MIRA LOMA | F | 2005-01-01 |  | P | 3 | 34 | 3 | 10 | SAN BERNARDINO COUNTY |  |  |  |  | CA | [5 empty] | NO | YES | NO
KELLPEAK P.T. | 1182 | 7423 |  |  | 12 | 4 | 5064 | VISTA | 5 | VISTA | 5064 | VISTA | I | 1950-01-01 |  | A | 3 | 40 | 2 | 40 | SAN BERNARDINO COUNTY |  |  |  |  | CA | 92382 |  |  |  |  | NO | YES | NO
KEM | 1492 | 8272 | Brehaut, Paul |  | 66 | 12 | 5040 | EAGLE MOUNTAIN | 6 | DEVERS | 5067 | DEVERS | I | 1950-01-01 |  | C | 3 | 87 | 4 | 13 | RIVERSIDE | 722 | B-0 | 2 MI. W & 6 MI. N/O DESERT CENTER | DESERT CENTER | CA | 92239 |  |  |  |  | NO | YES | NO
KEMPSTER | 1410 | 8176 | Martinez, Jimi |  | 33 | 4 | 5064 | VISTA | 5 | VISTA | 5064 | VISTA | I | 1950-01-01 |  | D | 3 | 30 | 3 | 15 | SAN BERNARDINO COUNTY | 14 | D-6 | S/E C/O SAN BERNARDINO & SIERRA AVE. | FONTANA | CA | 92335 | 34.0768 | -117.4347 | SOUTHEAST |  | NO | YES | NO
KERN | [27 empty] | 33.8619 | -115.4923 | SOUTHEAST |  | NO | YES | NO
KERN RIVER 1 | 136 | 2313 |  | 74151 / 301 | 66 | 2.4 | 5052 | ANTELOPE | 14 | VINCENT | 5054 | VINCENT | I | 1907-06-01 |  | H | 5 | 53 | 3 | 91 | CENTRAL VALLEY CITIES |  |  | 21400 KERN CANYON RD. | BAKERSFIELD | CA |  | 35.4603 | -118.7796 | NORTHWEST |  | NO | YES | NO
KERN RIVER 3 | 149 | 2328 |  | 74151 / 301 | 12 | 66 | 5035 | VESTAL | 17 | SAN JOAQUIN | 5033 | RECTOR | I | 1921-01-01 |  | H | 5 | 53 | 3 | 91 | CENTRAL VALLEY CITIES | 19 | B-1 | 15171 SIERRA WAY. | KERNVILLE | CA |  | 35.7769 | -118.4351 | NORTHWEST |  | NO | YES | NO
KERN RIVER COGEN | [27 empty] | 35.3747 | -118.9834 | Frgn Util |  | NO | YES | NO
KERNVILLE | 551 | 5356 | Cochran, Mike |  | 66 | 12 | 5035 | VESTAL | 17 | SAN JOAQUIN | 5033 | RECTOR | I | 1966-06-01 |  | S | 5 | 53 | 3 | 31 | CENTRAL VALLEY CITIES | 19 | B-0 | 2 MI. N/O KERNVILLE., 1/4 MI. S/O KR3 POWER HOUSE | KERNVILLE | CA | 93238 | 35.7733 | -118.4323 | NORTHWEST |  | NO | YES | NO
KERNVILLE | 552 | 5356 | Cochran, Mike |  | 66 | 16 | 5035 | VESTAL | 17 | SAN JOAQUIN | 5033 | RECTOR | I | 1965-12-01 |  | S | 5 | 53 | 3 | 31 | CENTRAL VALLEY CITIES | 19 | B-0 | 2 MI. N/O KERNVILLE., 1/4 MI. S/O KR3 POWER HOUSE | KERNVILLE | CA | 93238 | 35.7733 | -118.4323 | NORTHWEST |  | NO | YES | YES
KERR GLASS | 977 | 6180 |  |  | 12 | 0.5 | 5017 | JOHANNA | 2 | ELLIS | 5086 | ELLIS | I | 1950-01-01 |  | B | 1 | 29 | 2 | 80 | [5 empty] | CA | [5 empty] | NO | YES | NO
KERRGEN | 90 | 1175 |  |  | 33 | 12 | 8016 | KRAMER | 15 | LUGO | 5061 | LUGO | I | 1983-04-01 |  | X | 3 | 86 | 4 | 40 | SAN BERNARDINO COUNTY | 400 | E-4 | 83220 ARGUS. | TRONA | CA | 93562 | 35.7659 | -117.3757 | NORTHWEST |  | NO | YES | NO
KIMBALL | 1772 | 5681 |  |  | 66 | 12 | 5069 | MIRA LOMA | 4 | MIRA LOMA/WALNUT | 5069 | MIRA LOMA | F | 2005-01-01 |  | P | 3 | 34 | 3 | 20 | SAN BERNARDINO COUNTY |  |  |  |  | CA | [5 empty] | YES | NO | YES
KIMBARK | 1755 | 5019 |  |  | 220 | 66 | 5000 | SCE SYSTEM | 3 | MESA/WALNUT | 5012 | MESA | F | 2005-01-01 |  | P | 1 | 22 | 3 | 60 | [5 empty] | CA | [5 empty] | NO | YES | NO
KIMBERLY P.T. | 1185 | 7427 |  |  | 33 | 2.4 | 1990 | SAN BERNARDINO | 5 | VISTA | 5064 | VISTA | I | 1976-09-01 |  | A | 3 | 31 |  | 0 | [5 empty] | CA | 92404 |  |  |  |  | NO | YES | NO
KINDER | 1979 | 6360 | Orduno, Marlo |  | 66 | 66 | 5081 | BARRE | 1 | VILLA PARK | 5082 | VILLA PARK | I | 2000-09-25 |  | C | 1 | 48 | 2 | 45 | ORANGE COUNTY 1998 | 769 | E-7 | 1350 NORTH MAIN STREET | ORANGE | CA | 92868 |  |  | SOUTHEAST |  | NO | YES | NO
KINETIC | 970 | 6165 |  |  | 66 | 12 | 5074 | LAGUNA BELL | 9 | LIGHTHIPE | 4000 | FOREIGN UTILITY | O | 1970-08-01 | 1989-07-01 | C | 9 | 60 | 2 | 2 | LOS ANGLES COUNTY |  |  | 2300 VERNON AVE. | VERNON | CA | 90058 |  |  |  |  | YES | NO | NO
KIWI | 2000 | 6365 |  |  | 66 | 66 | 5086 | ELLIS | 2 | ELLIS | 5086 | ELLIS | F | 2003-01-31 |  | C | 1 | 33 | 2 | 42 | ORANGE COUNTY 1998 | 858 | F-3 | 10500 ELLIS AVE., C/O ELLIS & WARD | FOUNTAIN VALLEY | CA | 92708 |  |  |  |  | NO | YES | NO
KLEMM P.T. | 1186 | 7428 |  |  | 16 | 2.4 | 5074 | LAGUNA BELL | 9 | LIGHTHIPE | 5073 | LIGHTHIPE | I | 1988-12-01 |  | A | 1 | 32 | 2 | 50 | LOS ANGELES COUNTY |  |  |  |  | CA | 90201 |  |  |  |  | NO | YES | NO
KOEFLER P.T. | 1184 | 7425 |  |  | 33 | 4.8 | 8016 | KRAMER | 15 | LUGO | 5061 | LUGO | I | 1966-01-01 |  | A | 3 | 86 | 4 | 40 | CENTRAL VALLEY CITIES |  |  |  |  | CA | 93523 |  |  |  |  | NO | YES | NO
KOEHN | 939 | 6130 |  |  | 33 | 12 | 8016 | KRAMER | 15 | LUGO | 5061 | LUGO | O | 1974-04-01 | 1988-04-01 | D | 3 | 86 | 4 | 40 | CENTRAL VALLEY CITIES |  |  |  |  | CA | [5 empty] | NO | YES | NO
KOKANEE | 1187 | 7430 |  |  | 33 | 33 | 2202 | BIG CREEK SYSTEM | 17 | SAN JOAQUIN | 5033 | RECTOR | I | 1974-08-01 |  | A | 5 | 50 | 2 | 40 | CENTRAL VALLEY CITIES |  |  |  |  | CA | 93664 |  |  |  |  | NO | YES | NO
KRAMER | 1334 | 8016 | Manzer, Jim | 13351 | 220 | 115 | 8016 | KRAMER | 15 | LUGO | 5061 | LUGO | I | 1977-09-01 |  | T | 3 | 86 | 4 | 24 | SAN BERNARDINO COUNTY | 704 | D-5 | S/O HIGHWAYS 58 AND 395 | KRAMER | CA | 93516 | 34.9896 | -117.5424 | NORTHWEST |  | NO | YES | NO
KRAMER | 1332 | 8016 | Manzer, Jim | 13351 | 33 | 2.4 | 8016 | KRAMER | 15 | LUGO | 5061 | LUGO | I | 1950-01-01 |  | D | 3 | 86 | 4 | 24 | SAN BERNARDINO COUNTY | 704 | D-5 | S/O HIGHWAYS 58 AND 395 | KRAMER | CA | 93516 |  |  |  |  | NO | YES | NO
KRAMER | 1333 | 8016 | Manzer, Jim | 13351 | 115 | 33 | 8016 | KRAMER | 15 | LUGO | 5061 | LUGO | I | 1977-09-01 |  | S | 3 | 86 | 4 | 24 | SAN BERNARDINO COUNTY | 704 | D-5 | S/O HIGHWAYS 58 AND 395 | KRAMER | CA | 93516 |  |  |  |  | NO | YES | NO
KUFFEL P.T. | 1183 | 7424 |  |  | 12 | 2.4 | 5064 | VISTA | 5 | VISTA | 5064 | VISTA | I | 1963-07-01 |  | A | 3 | 40 | 2 | 40 | SAN BERNARDINO COUNTY |  |  |  |  | CA | 92352 |  |  |  |  | NO | YES | NO
L.A. BRICK 1 | 953 | 6144 |  |  | 33 | 0.5 | 5070 | VALLEY | 7 | VALLEY | 5070 | VALLEY | I | 1950-01-01 |  | B | 3 | 77 | 4 | 20 | [5 empty] | CA | [5 empty] | NO | YES | NO
L.A. BRICK 2 | 1002 | 6214 |  |  | 33 | 0.5 | 5070 | VALLEY | 7 | VALLEY | 5070 | VALLEY | I | 1950-01-01 |  | B | 3 | 77 | 4 | 20 | [5 empty] | CA | [5 empty] | NO | YES | NO
L.B. NAVY | 959 | 6151 |  |  | 12 | 4 | 5071 | HINSON | 9 | LIGHTHIPE | 5073 | LIGHTHIPE | O | 1950-01-01 | 2000-10-18 | B | 1 | 46 | 1 | 50 | LOS ANGELES COUNTY |  |  |  | LONG BEACH | CA | [5 empty] | NO | YES | NO
LA CANADA | 355 | 5130 | Fish, Terry | 37622 / 19 | 16 | 4 | 5015 | GOULD | 3 | MESA/WALNUT | 5012 | MESA | I | 1950-01-01 |  | S | 1 | 27 | 3 | 5 | LOS ANGELES COUNTY - 1993 | 535 | A-3 | 1510 W. VERDUGO BLVD. | LA CANADA | CA | 91011 | 34.2051 | -118.2081 | SOUTHEAST |  | NO | YES | NO
LA CANADA | 356 | 5130 | Fish, Terry | 37622 / 19 | 66 | 16 | 5015 | GOULD | 3 | MESA/WALNUT | 5012 | MESA | I | 1950-01-01 |  | S | 1 | 27 | 3 | 5 | LOS ANGELES COUNTY - 1993 | 535 | A-3 | 1510 W. VERDUGO BLVD. | LA CANADA | CA | 91011 | 34.2051 | -118.2081 | SOUTHEAST |  | YES | NO | NO
LA CIENEGA | 276 | 5024 | Dupree, Daryl | 33811 | 220 | 66 | 5000 | SCE SYSTEM | 8 | EL NIDO | 5023 | EL NIDO | I | 1975-05-01 |  | T | 1 | 42 | 2 | 54 | LOS ANGELES COUNTY | 50 | E-5 | 4701 LA CIENEGA BLVD. | CULVER CITY | CA | 90232 | 34.0004 | -118.3783 | NORTHWEST |  | NO | YES | NO
LA COLINA | 1609 | 4230 |  |  | 66 | 0.5 | 5064 | VISTA | 5 | VISTA | 5064 | VISTA | I | 1950-01-01 |  | F | 3 | 31 | 3 | 0 | SAN BERNARDINO COUNTY |  |  |  | RIVERSIDE | CA | [5 empty] | NO | YES | NO
LA CRESCENTA P.T. | 1953 | 7450 |  |  | 16 | 4 | 5015 | GOULD | 3 | MESA/WALNUT | 5012 | MESA | I | 1998-08-07 |  | A | 1 | 27 | 3 | 5 | LOS ANGELES COUNTY |  |  |  |  | CA | 91214 |  |  |  |  | NO | YES | NO
LA CUMBRE P.T. | 1939 | 7452 |  |  | 16 | 4 | 5055 | GOLETA | 10 | GOLETA | 5056 | MOORPARK | I | 1997-02-18 |  | A | 5 | 49 | 1 | 63 | SANTA BARBARA COUNTY | 28 | F-5 |  | SANTA BARBARA | CA | 93110 |  |  |  |  | NO | YES | NO
LA FRESA | 272 | 5021 |  | 33821 / 822 | 66 | 16 | 5021 | LA FRESA | 8 | EL NIDO | 5023 | EL NIDO | I | 1950-01-01 |  | S | 5 | 44 | 2 | 56 | LOS ANGELES | 68 | B-1 | 17680 YUKON AVE. | TORRANCE | CA | 90504 | 33.87 | -118.3322 | NORTHWEST |  | NO | YES | NO
LA FRESA | 273 | 5021 |  | 33821 / 822 | 220 | 66 | 5000 | SCE SYSTEM | 8 | EL NIDO | 5023 | EL NIDO | I | 1950-01-01 |  | T | 5 | 44 | 2 | 56 | LOS ANGELES | 68 | B-1 | 17680 YUKON AVE. | TORRANCE | CA | 90504 | 33.87 | -118.3322 | NORTHWEST |  | NO | YES | NO
LA HABRA | 831 | 5832 | Orduno, Marlo | 53303 / 945 / 934 | 66 | 12 | 5087 | OLINDA | 1 | VILLA PARK | 5082 | VILLA PARK | I | 1950-01-01 |  | S | 1 | 48 | 2 | 43 | ORANGE COUNTY - 1993 | 708 | G-6 | 1151 LAMBERT RD. | LA HABRA | CA | 90631 | 33.9253 | -117.934 | SOUTHEAST |  | YES | NO | NO
LA MIRADA | 833 | 5834 | Perez, Chris |  | 66 | 12 | 5085 | DEL AMO | 9 | LIGHTHIPE | 5073 | LIGHTHIPE | I | 1961-10-01 |  | S | 1 | 47 | 2 | 52 | LOS ANGELES | 83 | A-4 | 14800 ALONDRA BLVD. | LA MIRADA | CA | 90638 | 33.8886 | -118.0146 | NORTHWEST |  | YES | NO | NO
LA PALMA | 870 | 5873 | Orduno, Marlo | 53945 | 66 | 12 | 5081 | BARRE | 1 | VILLA PARK | 5082 | VILLA PARK | I | 1949-12-01 |  | S | 1 | 48 | 2 | 41 | ORANGE COUNTY - 1993 | 768 | A-3 | 8800 LA PALMA ST. | BUENA PARK | CA | 90620 | 33.8463 | -117.9798 | SOUTHEAST |  | YES | NO | NO
LA VETA | 834 | 5835 | Johnson, Bill |  | 66 | 12 | 5082 | VILLA PARK | 1 | VILLA PARK | 5082 | VILLA PARK | I | 1962-10-01 |  | S | 1 | 29 | 2 | 45 | ORANGE COUNTY - 1993 | 799 | G-7 | 2210 GRAND AVE. | SANTA ANA | CA | 92705 | 33.7664 | -117.8525 | SOUTHEAST |  | YES | NO | NO
LACRESTA P.T. | 1188 | 7451 |  |  | 33 | 12 | 5070 | VALLEY | 7 | VALLEY | 5070 | VALLEY | I | 1990-04-01 |  | A | 3 | 77 | 4 | 20 | [5 empty] | CA | 92562 |  |  |  |  | NO | YES | NO
LAFAYETTE | 869 | 5872 | Rolf, Dave | 53879 / 80 | 66 | 12 | 5086 | ELLIS | 2 | ELLIS | 5086 | ELLIS | I | 1967-11-01 |  | S | 1 | 33 | 1 | 42 | ORANGE COUNTY - 1993 | 888 | G-5 | 1680 MONROVIA AVE. | COSTA MESA | CA | 92627 | 33.6355 | -117.9357 | SOUTHEAST |  | YES | NO | NO
LAGUNA BEACH | 829 | 5831 | Rolf, Dave |  | 12 | 4 | 5088 | SANTIAGO | 2 | ELLIS | 5082 | VILLA PARK | O | 1950-01-01 | 1989-04-01 | D | 1 | 43 |  | 44 | ORANGE COUNTY | 950 | G-3 | 551 BROADWAY PL. | LAGUNA BEACH | CA | 92651 |  |  | SOUTHEAST |  | NO | YES | NO
LAGUNA BEACH | 830 | 5831 | Rolf, Dave |  | 12 | 12 | 5088 | SANTIAGO | 2 | ELLIS | 5082 | VILLA PARK | O | 1950-01-01 | 1989-04-01 | D | 1 | 43 |  | 44 | ORANGE COUNTY | 950 | G-3 | 551 BROADWAY PL. | LAGUNA BEACH | CA | 92651 |  |  | SOUTHEAST |  | NO | YES | NO
LAGUNA BELL | 317 | 5074 | Apocada, Ed | 37451 / 452 | 66 | 16 | 5074 | LAGUNA BELL | 9 | LIGHTHIPE | 5073 | LIGHTHIPE | I | 1950-01-01 |  | S | 1 | 32 | 2 | 2 | LOS ANGELES COUNTY - 1993 | 675 | J-7 | 6301 S. GARFIELD AVE. | COMMERCE | CA | 90040 | 33.9761 | -118.1476 | NORTHWEST |  | NO | YES | NO
LAGUNA BELL | 318 | 5074 | Apocada, Ed | 37451 / 452 | 220 | 66 | 5000 | SCE SYSTEM | 9 | LIGHTHIPE | 5073 | LIGHTHIPE | I | 1950-01-01 |  | T | 1 | 32 | 2 | 2 | LOS ANGELES COUNTY - 1993 | 675 | J-7 | 6301 S. GARFIELD AVE. | COMMERCE | CA | 90040 | 33.9761 | -118.1476 | NORTHWEST |  | YES | NO | YES
LAKE | 1411 | 8178 |  |  | 33 | 4.8 | 5070 | VALLEY | 7 | VALLEY | 5070 | VALLEY | O | 1950-01-01 | 1986-10-01 | A | 3 | 77 | 3 | 16 | RIVERSIDE COUNTY |  |  | _____ RIVERSIDE DR. | ELSINORE | CA | [5 empty] | NO | YES | NO
LAKEGEN | 1561 | 1094 |  |  | 66 | 12 | 5035 | VESTAL | 17 | SAN JOAQUIN | 5033 | RECTOR | I | 1990-12-12 |  | X | 5 | 51 | 3 | 33 | CENTRAL VALLEY CITIES |  |  | HWY 178., ON KERN RIVER | LAKE ISABELLA | CA |  | 35.6441 | -118.4815 | NORTHWEST |  | NO | YES | NO
LAKESIDE P.T. | 1189 | 7460 |  |  | 16 | 4 | 5056 | MOORPARK | 11 | MOORPARK | 5056 | MOORPARK | I | 1950-01-01 |  | A | 5 | 35 | 3 | 60 | [5 empty] | CA | 91301 |  |  |  |  | NO | YES | NO
LAKEWOOD | 745 | 5733 | Perez, Chris |  | 66 | 4 | 5085 | DEL AMO | 9 | LIGHTHIPE | 5073 | LIGHTHIPE | I | 1959-12-01 |  | S | 1 | 46 | 2 | 52 | LOS ANGELES 1993 | 765 | C-6 | 3946 N. BELLFLOWER BLVD. | LONG BEACH | CA | 90808 | 33.8304 | -118.1246 | NORTHWEST |  | NO | YES | NO
LAMBERT | 1045 | 6281 | Orduno, Marlo |  | 66 | 12 | 5087 | OLINDA | 1 | VILLA PARK | 5082 | VILLA PARK | I | 1989-01-01 |  | C | 1 | 48 | 2 | 43 | ORANGE COUNTY - 1993 | 709 | G-7 | _____ VALENCIA AVE., N/O BIRCH ST. | BREA | CA | 92621 | 33.9254 | -117.847 | SOUTHEAST |  | NO | YES | NO
LAMPSON | 867 | 5870 | Orduno, Marlo |  | 66 | 12 | 5081 | BARRE | 1 | VILLA PARK | 5082 | VILLA PARK | I | 1967-11-01 |  | S | 1 | 29 | 2 | 45 | ORANGE COUNTY - 1993 | 799 | B-6 | 12721 LEWIS ST. | GARDEN GROVE | CA | 92640 | 33.7786 | -117.8982 | SOUTHEAST |  | YES | NO | NO
LANCASTER | 572 | 5514 | Brown, Ken A. | 41418 | 12 | 4 | 5052 | ANTELOPE | 14 | VINCENT | 5054 | VINCENT | I | 1950-01-01 |  | D | 5 | 36 | 3 | 22 | LOS ANGELES | 160 | A-6 | 45053 N. FERN AVE. | LANCASTER | CA | 93534 | 34.7004 | -118.1457 | NORTHWEST |  | NO | YES | NO
LANCASTER | 573 | 5514 | Brown, Ken A. | 41418 | 66 | 12 | 5052 | ANTELOPE | 14 | VINCENT | 5054 | VINCENT | I | 1950-01-01 |  | S | 5 | 36 | 3 | 22 | LOS ANGELES | 160 | A-6 | 45053 N. FERN AVE. | LANCASTER | CA | 93534 | 34.7004 | -118.1457 | NORTHWEST |  | NO | YES | NO
LANDING | 1549 | 8355 | Brady, Neil (WF) |  | 66 | 16 | 4027 | PARKER | 6 | DEVERS | 5067 | DEVERS | I | 1985-07-01 |  | S | 3 | 87 | 4 | 21 | SAN BERNARDINO | 713 | K-5 |  | LAKE HAVASU | CA | 92363 | 34.4786 | -114.4167 | SOUTHEAST |  | NO | YES | NO
LANGFORD P.T. | 1202 | 7476 |  |  | 33 | 12 | 8016 | KRAMER | 15 | LUGO | 5090 | ELDORADO | I | 1967-01-01 |  | A | 3 | 72 | 4 | 30 | SAN BERNARDINO COUNTY |  |  |  |  | CA | 92311 |  |  |  |  | NO | YES | NO
LANPRI | 1584 | 6293 |  |  | 66 | 12 | 5052 | ANTELOPE | 14 | VINCENT | 5054 | VINCENT | I | 1991-09-30 |  | X | 5 | 36 | 3 | 22 | [5 empty] | CA |  | 34.6904 | -118.2281 | NORTHWEST |  | NO | YES | NO
LARDER | 756 | 5745 | Murray, Kevin |  | 12 | 4 | 5071 | HINSON | 9 | LIGHTHIPE | 5073 | LIGHTHIPE | I | 1928-05-01 |  | D | 1 | 46 | 1 | 51 | LOS ANGELES | 70 | A-4 | 2130 SANTA FE AVE. | LONG BEACH | CA | 90810 | 33.796 | -118.2153 | NORTHWEST |  | NO | YES | YES
LARGO | 1748 | 5797 |  |  | 66 | 4 | 5071 | HINSON | 9 | LIGHTHIPE | 5073 | LIGHTHIPE | F | 2005-01-01 |  | P | 1 | 46 | 2 | 50 | LOS ANGELES COUNTY | 75 | F-2 | _____ PALM DR., E/O HATHAWAY AVE. | SIGNAL HILL | CA | 90806 |  |  |  |  | NO | YES | NO
LARK ELLEN | 404 | 5192 | Reid, Jim | 37643 / 40 | 66 | 12 | 5013 | RIO HONDO | 3 | MESA/WALNUT | 5014 | MESA | I | 1950-01-01 |  | S | 1 | 26 | 3 | 6 | LOS ANGELES COUNTY - 1993 | 598 | G-5 | _____ BADILLO ST., W/O VINCENT AVE. | WEST COVINA | CA | 91790 | 34.0877 | -117.9263 | SOUTHEAST |  | YES | NO | NO
LAS FLORES | 424 | 5212 |  |  | 16 | 4 | 5056 | MOORPARK | 11 | MOORPARK | 5056 | MOORPARK | O | 1950-01-01 | 1983-10-01 | D | 5 | 35 | 2 | 61 | VENTURA COUNTY |  |  |  |  | CA | [5 empty] | NO | YES | NO
LAS POSAS P.T. | 1193 | 7465 |  |  | 16 | 4 | 5053 | SANTA CLARA | 12 | SANTA CLARA | 5056 | MOORPARK | O | 1965-03-01 | 1987-05-01 | A | 5 | 39 | 1 | 60 | VENTURA COUNTY |  |  |  |  | CA | [5 empty] | NO | YES | NO
LAS VIRGENES | 1779 | 5285 |  |  | 66 | 16 | 5056 | MOORPARK | 11 | MOORPARK | 5056 | MOORPARK | F | 2005-01-01 |  | P | 5 | 35 | 3 | 60 | LOS ANGELES COUNTY |  |  | 4401 LAS VIRGENES RD. | AGOURA | CA | 91301 |  |  |  |  | NO | YES | NO
LASER | 1807 | 6312 |  |  | 66 | 12 | 5051 | SAUGUS | 13 | SAUGUS | 5056 | MOORPARK | F | 2005-01-01 |  | P | 5 | 59 | 3 | 60 | LOS ANGLES COUNTY |  |  |  |  | CA | [5 empty] | NO | YES | NO
LASHER P.T. | 1191 | 7463 |  |  | 16 | 4 | 5056 | MOORPARK | 11 | MOORPARK | 5056 | MOORPARK | I | 1970-02-01 |  | A | 5 | 35 | 3 | 60 | [5 empty] | CA | 91302 |  |  |  |  | NO | YES | NO
LATCHFORD GLASS | 980 | 6185 |  |  | 16 | 0.5 | 5074 | LAGUNA BELL | 9 | LIGHTHIPE | 5073 | LIGHTHIPE | I | 1950-01-01 |  | B | 1 | 32 | 2 | 50 | LOS ANGELES COUNTY |  |  |  |  | CA | [5 empty] | NO | YES | NO
LATHROP WELLS P.T. | 1190 | 7461 |  |  | 25 | 25 | 4020 | NEVADA POWER | 16 | ELDORADO | 5090 | ELDORADO | I | 1950-01-01 |  | A | 3 | 72 | 4 | 30 | SAN BERNARDINO COUNTY |  |  |  |  | CA | 92384 |  |  |  |  | NO | YES | NO
LATIGO | 489 | 5272 | Manzano, John | 76910 / 76110 | 66 | 16 | 5056 | MOORPARK | 11 | MOORPARK | 5056 | MOORPARK | I | 1967-12-01 |  | S | 5 | 35 | 2 | 61 | LOS ANGELES COUNTY | 112 | E-4 | _____ HILLVIEW DR., .5 MI W/O LATIGO CANYON RD | MALIBU | CA | 90265 | 34.0455 | -118.7759 | NORTHWEST |  | NO | YES | YES
LAUGHLIN | 208 | 4022 |  |  | 500 | 66 | 4020 | NEVADA POWER | 16 | ELDORADO | 4000 | FOREIGN UTILITY | I | 1989-04-01 |  | F | 9 | 73 | 4 | 21 | [5 empty] | NV | [5 empty] | NO | YES | NO
LAUREL | 511 | 5315 | Clark, Gerald |  | 66 | 12 | 5033 | RECTOR | 17 | SAN JOAQUIN | 5033 | RECTOR | I | 1925-01-01 |  | S | 5 | 51 | 3 | 32 | CENTRAL VALLEY CITIES | 14 | G-1 | C/O AVE 248 & ROAD 44. | TULARE | CA | 93274 | 36.2398 | -119.4751 | NORTHWEST |  | NO | YES | NO
LAWLESS P.T. | 1194 | 7466 |  |  | 33 | 4 | 5070 | VALLEY | 7 | VALLEY | 5070 | VALLEY | O | 1965-07-01 | 1986-11-01 | A | 3 | 77 | 4 | 20 | [5 empty] | CA | [5 empty] | NO | YES | NO
LAWNDALE | 452 | 5238 |  | 37534 | 16 | 4 | 5023 | EL NIDO | 8 | EL NIDO | 5023 | EL NIDO | I | 1950-01-01 |  | D | 5 | 44 | 1 | 53 | LOS ANGELES | 63 | A-3 | 4605 W. COMPTON BLVD. | LAWNDALE | CA | 90260 | 33.8952 | -118.357 | NORTHWEST |  | NO | YES | NO
LAYFAIR | 686 | 5645 | Reid, Jim | 40105 / 17436 | 66 | 4 | 5045 | PADUA | 4 | MIRA LOMA/WALNUT | 5069 | MIRA LOMA | I | 1950-01-01 |  | S | 1 | 26 | 3 | 6 | LOS ANGELES COUNTY - 1993 | 600 | G-4 | _____ MILLER ST., E/O 'E' ST. | LA VERNE/POMONA | CA | 91750 | 34.0897 | -117.7699 | SOUTHEAST |  | NO | YES | NO
LAYFAIR | 687 | 5645 | Reid, Jim | 40105 / 17436 | 66 | 12 | 5045 | PADUA | 4 | MIRA LOMA/WALNUT | 5069 | MIRA LOMA | I | 1950-01-01 |  | S | 1 | 26 | 3 | 6 | LOS ANGELES COUNTY - 1993 | 600 | G-4 | _____ MILLER ST., E/O 'E' ST. | LA VERNE/POMONA | CA | 91750 | 34.0897 | -117.7699 | SOUTHEAST |  | YES | NO | NO
LB.UG. NET.1 | 1195 | 7467 |  |  | 12 | 4 | 5071 | HINSON | 9 | LIGHTHIPE | 5073 | LIGHTHIPE | O | 1950-01-01 | 1984-04-01 | A | 1 | 46 | 1 | 50 | LOS ANGELES COUNTY |  |  |  |  | CA | [5 empty] | NO | YES | NO
LB.UG. NET.1 | 1196 | 7467 |  |  | 12 | 12 | 5071 | HINSON | 9 | LIGHTHIPE | 5073 | LIGHTHIPE | O | 1950-01-01 | 1990-04-01 | A | 1 | 46 | 1 | 50 | LOS ANGELES COUNTY |  |  |  |  | CA | [5 empty] | NO | YES | NO
LDWP SYSTEM | 230 | 4090 |  |  | 220 | 220 | 4090 | LDWP SYSTEM | 15 | LUGO | 4000 | FOREIGN UTILITY | I | 1950-01-01 |  | F | 9 | 99 |  | 0 | [11 empty] | NO | YES | NO
LEANDRO | 1877 | 5841 |  |  | 66 | 12 | 5017 | JOHANNA | 2 | ELLIS | 5086 | ELLIS | F | 2005-01-01 |  | P | 1 | 29 | 2 | 80 | ORANGE COUNTY | 29 | A-6 | 17191 YALE AVE. | IRVINE | CA | 92712 |  |  |  |  | NO | YES | NO
LEBEC | 1997 | 6363 |  |  | 12 | 220 | 5000 | SCE SYSTEM | 17 | SAN JOAQUIN | 5033 | RECTOR | I | 2002-09-17 |  | C | 5 | 59 | 3 | 40 | CALIFORNIA ROAD ATLAS | 88 | D-1 | 39790 EDMONSTON PUMPING PLANT ROAD | LEBEC | CA | 93243 |  |  |  |  | NO | YES | NO
LEE VINING | 172 | 2561 |  | 13709 | 55 | 2.4 | 8015 | INYO SCE | 15 | LUGO | 2556 | CONTROL | I | 1924-06-01 |  | H | 3 | 85 | 2 | 92 | CALIFORNIA ROAD ATLAS | 43 | C-5 | _____ HWY 120., C/O HWY 395 | LEE VINING | CA | 93541 | 37.952 | -119.1163 | NORTHWEST |  | NO | YES | NO
LEE VINING | 173 | 2561 |  | 13709 | 115 | 55 | 8015 | INYO SCE | 15 | LUGO | 2556 | CONTROL | I | 1924-06-01 |  | S | 3 | 85 | 2 | 92 | CALIFORNIA ROAD ATLAS | 43 | C-5 | _____ HWY 120., C/O HWY 395 | LEE VINING | CA | 93541 | 37.952 | -119.1163 | NORTHWEST |  | NO | YES | NO
LEGRANDE HOSPITAL | 1685 | 9931 |  |  | 12 | 4 | 9010 | WOODS |  |  | 9010 | WOODS | I | 1993-01-01 |  | A | 9 | 99 | 2 | 0 |  |  |  | 501 S. MARENGO AVE., T/S SIMULATOR, ALHAMBRA TRAINING FACILITY | ALHAMBRA | CA | 91801 |  |  |  |  | NO | YES | NO
LEHMAN | 1696 | 6191 | Carbone, Jim |  | 66 | 12 | 5053 | SANTA CLARA | 12 | SANTA CLARA | 5056 | MOORPARK | I | 1993-02-02 |  | C | 5 | 39 | 1 | 64 | VENTURA COUNTY |  |  |  |  | CA |  | 34.16 | -119.2106 | NORTHWEST |  | NO | YES | NO
LEMON COVE | 512 | 5316 | Clark, Gerald |  | 66 | 12 | 5033 | RECTOR | 17 | SAN JOAQUIN | 5033 | RECTOR | I | 1946-08-01 |  | S | 5 | 51 | 3 | 32 | CENTRAL VALLEY CITIES |  |  | AVENUE 330, 100 YARDS W/O 198. | LEMON COVE | CA | 93244 | 36.3873 | -119.0264 | NORTHWEST |  | NO | YES | NO
LEMON HTS P.T. | 1198 | 7469 |  |  | 12 | 2.4 | 5082 | VILLA PARK | 1 | VILLA PARK | 5082 | VILLA PARK | O | 1950-01-01 | 1989-01-01 | A | 1 | 29 | 2 | 80 | ORANGE COUNTY |  |  |  |  | CA | [5 empty] | NO | YES | NO
LENNOX | 425 | 5213 | Dupree, Daryl | 37540 | 16 | 4 | 5023 | EL NIDO | 8 | EL NIDO | 5023 | EL NIDO | I | 1950-01-01 |  | D | 5 | 44 | 2 | 53 | LOS ANGELES COUNTY - 1998 | 703 | D-5 | 4128 W. 103ND ST. (W/O PRAIRIE AVE & S/O CENTURY BLVD) | INGLEWOOD | CA | 90304 | 33.9424 | -118.3465 | NORTHWEST |  | NO | YES | NO
LENNOX | 426 | 5213 | Dupree, Daryl | 37540 | 66 | 16 | 5023 | EL NIDO | 8 | EL NIDO | 5023 | EL NIDO | I | 1966-12-01 |  | S | 5 | 44 | 2 | 53 | LOS ANGELES COUNTY - 1998 | 703 | D-5 | 4128 W. 103ND ST. (W/O PRAIRIE AVE & S/O CENTURY BLVD) | INGLEWOOD | CA | 90304 | 33.9424 | -118.3465 | NORTHWEST |  | YES | NO | YES
LEONIS | 909 | 5972 |  | 37420 | 66 | 7 | 5074 | LAGUNA BELL | 9 | LIGHTHIPE | 4000 | FOREIGN UTILITY | O | 1950-01-01 | 1989-07-01 | F | 9 | 60 | 2 | 2 | LOS ANGLES COUNTY |  |  | 3350 E. 50TH ST. | VERNON | CA | 90058 |  |  |  |  | NO | YES | NO
LEONIS | 910 | 5972 |  | 37420 | 66 | 16 | 5074 | LAGUNA BELL | 9 | LIGHTHIPE | 4000 | FOREIGN UTILITY | O | 1950-01-01 | 1989-07-01 | F | 9 | 60 | 2 | 2 | LOS ANGLES COUNTY |  |  | 3350 E. 50TH ST. | VERNON | CA | 90058 |  |  |  |  | NO | YES | NO
LEVY | 603 | 5552 |  | 76734 / 01 | 16 | 4 | 5053 | SANTA CLARA | 12 | SANTA CLARA | 5056 | MOORPARK | O | 1960-04-01 | 1982-10-01 | D | 5 | 39 | 1 | 64 | VENTURA | 70 | A-6 | _____ HWY 1 ALT AND CHANNEL ISLAND RD, 3 MI S/O TOWM | OXNARD | CA | 93033 | 34.1736 | -119.1565 | NORTHWEST |  | NO | YES | NO
LEVY | 604 | 5552 |  | 76734 / 01 | 66 | 16 | 5053 | SANTA CLARA | 12 | SANTA CLARA | 5056 | MOORPARK | I | 1955-01-01 |  | S | 5 | 39 | 1 | 64 | VENTURA | 70 | A-6 | _____ HWY 1 ALT AND CHANNEL ISLAND RD, 3 MI S/O TOWM | OXNARD | CA | 93033 | 34.1736 | -119.1565 | NORTHWEST |  | YES | NO | NO
LEWIS | 277 | 5030 | Orduno, Marlo | 53739 | 220 | 220 | 5000 | SCE SYSTEM | 1 | VILLA PARK | 5082 | VILLA PARK | I | 1974-12-01 |  | T | 1 | 29 | 2 | 45 | ORANGE COUNTY - 1993 | 799 | B16 | 920 E. CERRITOS AVE. | ANAHEIM | CA | 92805 | 33.8106 | -117.8981 | SOUTHEAST |  | NO | YES | NO
LEWIS |  |  | Manzano, John | [24 empty] | 33.8106 | -117.8981 | SOUTHEAST |  | NO | YES | NO
LEWIS (ANAHEIM) | 245 | 4147 | Orduno, Marlo | 53739 | 220 | 66 | 4045 | ANHM SYSTEM | 1 | VILLA PARK | 4000 | FOREIGN UTILITY | I | 1974-12-01 |  | F | 9 | 99 | 2 | 0 | ORANGE COUNTY - 1993 | 799 | B-1 | 920 E. CERRITOS AVE. | ANAHEIM | CA | 92805 |  |  | SOUTHEAST |  | NO | YES | NO
LIBERTY | 509 | 5312 | Clark, Gerald | 49905 | 66 | 12 | 5033 | RECTOR | 17 | SAN JOAQUIN | 5033 | RECTOR | I | 1968-06-01 |  | S | 5 | 51 | 3 | 32 | CENTRAL VALLEY CITIES | 173 | C-5 | ROAD 108 AND AVENUE 272. | VISALIA | CA | 93277 | 36.2831 | -119.3322 | NORTHWEST |  | NO | YES | NO
LIGHTFOOT P.T. | 1204 | 7478 |  |  | 12 | 4 | 5015 | GOULD | 3 | MESA/WALNUT | 5014 | WALNUT | O | 1969-05-01 | 1992-06-03 | A | 1 | 27 | 3 | 10 | [5 empty] | CA | [5 empty] | NO | YES | NO
LIGHTHIPE | 315 | 5073 | Murray, Kevin | 37001 / 002 | 66 | 12 | 5073 | LIGHTHIPE | 9 | LIGHTHIPE | 5073 | LIGHTHIPE | I | 1972-07-01 |  | S | 1 | 46 | 2 | 57 | LOS ANGELES | 65 | D-4 | 6900 ORANGE AVE. | LONG BEACH | CA | 90805 | 33.8802 | -118.1753 | NORTHWEST |  | NO | YES | NO
LIGHTHIPE | 316 | 5073 | Murray, Kevin | 37001 / 002 | 220 | 66 | 5000 | SCE SYSTEM | 9 | LIGHTHIPE | 5073 | LIGHTHIPE | I | 1950-01-01 |  | T | 1 | 46 | 2 | 57 | LOS ANGELES | 65 | D-4 | 6900 ORANGE AVE. | LONG BEACH | CA | 90805 | 33.8802 | -118.1753 | NORTHWEST |  | NO | YES | YES
LIMCO | 1739 | 6261 |  |  | 66 | 12 | 1310 | ETIWANDA | 4 | MIRA LOMA/WALNUT | 5069 | MIRA LOMA | F | 2010-01-01 |  | C | 3 | 30 | 3 | 20 | SAN BERNARDINO COUNTY |  |  |  |  | CA | [5 empty] | NO | YES | NO
LIME ROCK | 947 | 6138 |  |  | 33 | 0.5 | 8027 | VICTOR | 15 | LUGO | 5061 | LUGO | I | 1950-01-01 |  | B | 3 | 73 | 4 | 23 | SAN BERNARDINO | 316 | E-5 | 17092 'D' ST. | VICTORVILLE | CA | 92392 |  |  |  |  | NO | YES | NO
LIMESTONE | 902 | 5921 | Pepper, Steve | 52009 / 37605 | 66 | 12 | 5088 | SANTIAGO | 2 | ELLIS | 5086 | ELLIS | I | 1972-12-01 |  | S | 1 | 43 | 2 | 46 | ORANGE COUNTY - 1993 | 891 | J-2 | 25411 TRABUCO RD. | EL TORO | CA | 92630 | 33.6502 | -117.6884 | SOUTHEAST |  | YES | NO | YES
LINCOLN | 1413 | 8180 |  |  | 33 | 4 | 5062 | CHINO | 4 | MIRA LOMA/WALNUT | 5069 | MIRA LOMA | O | 1950-01-01 | 1994-03-03 | D | 3 | 34 | 3 | 12 | RIVERSIDE COUNTY | 26 | B-4 | _____ LINCOLN AVE., N/O CHASE DR. | CORONA | CA | 91720 |  |  |  |  | NO | YES | NO
LINDE AIR | 692 | 5650 | Olson, Marty |  | 66 | 7 | 1310 | ETIWANDA | 4 | MIRA LOMA/WALNUT | 5069 | MIRA LOMA | I | 1962-08-01 |  | C | 3 | 30 | 3 | 14 | SAN BERNARDINO COUNTY | 24 | B-3 | _____ SLOVER AVE., E/O ETIWANDA AVE. | FONTANA | CA | 92335 | 34.0644 | -117.5178 | SOUTHEAST |  | NO | YES | NO
LINDEN | 746 | 5734 | Murray, Kevin |  | 12 | 4 | 5073 | LIGHTHIPE | 9 | LIGHTHIPE | 5073 | LIGHTHIPE | I | 1929-11-01 |  | D | 1 | 46 | 1 | 57 | LOS ANGELES | 70 | D-1 | 5700 LINDEN AVE. | LONG BEACH | CA | 90805 | 33.8588 | -118.1848 | NORTHWEST |  | NO | YES | NO
LINDQUIST P.T. | 1197 | 7468 |  |  | 33 | 12 | 5070 | VALLEY | 7 | VALLEY | 5070 | VALLEY | O | 1971-01-01 | 1993-07-27 | A | 3 | 77 | 4 | 20 | [5 empty] | CA | [5 empty] | NO | YES | NO
LINDSAY | 513 | 5317 | Clark, Gerald | 74226 / 49907 | 66 | 4 | 5034 | SPRINGVILLE | 17 | SAN JOAQUIN | 5033 | RECTOR | I | 1900-01-01 |  | S | 5 | 51 | 3 | 33 | CENTRAL VALLEY CITIES | 190 | D-4 | 288 N. SWEETBRIER AVE. | LINDSAY | CA | 93247 | 36.2044 | -119.092 | NORTHWEST |  | NO | YES | NO
LINDSAY | 514 | 5317 | Clark, Gerald |  | 66 | 12 | 5034 | SPRINGVILLE | 17 | SAN JOAQUIN | 5033 | RECTOR | I | 1950-01-01 |  | S | 5 | 51 | 3 | 33 | CENTRAL VALLEY CITIES | 190 | D-4 | 288 N. SWEETBRIER AVE. | LINDSAY | CA | 93247 | 36.2044 | -119.092 | NORTHWEST |  | NO | YES | NO
LINE CREEK | 548 | 5352 |  |  | 33 | 4 | 2202 | BIG CREEK SYSTEM | 17 | SAN JOAQUIN | 5033 | RECTOR | I | 1957-05-01 |  | D | 5 | 50 | 2 | 32 | CENTRAL VALLEY CITIES |  |  | CEDAR CREST, HUNTINGTON LAKE | LAKESHORE | CA | 93634 | 37.2477 | -119.1856 | NORTHWEST |  | NO | YES | NO
LIPSETT | 911 | 5973 |  |  | 66 | 4 | 5074 | LAGUNA BELL | 9 | LIGHTHIPE | 5012 | MESA | O | 1963-02-01 | 1983-01-01 | C | 9 | 60 | 2 | 2 | LOS ANGLES |  |  |  | VERNON | CA | 90058 |  |  |  |  | NO | YES | NO
LIQUID | 1018 | 6245 | Reid, Jim |  | 66 | 4 | 5013 | RIO HONDO | 3 | MESA/WALNUT | 5014 | MESA | I | 1979-09-01 |  | C | 1 | 26 | 3 | 4 | LOS ANGELES COUNTY - 1993 | 598 | F-2 | 16125 ORNELAS AVE. | IRWINDALE | CA | 91706 | 34.1122 | -117.9314 | SOUTHEAST |  | NO | YES | NO
LITTLE LAKE | 185 | 2588 | Manzer, Jim |  | 33 | 12 | 4090 | LDWP SYSTEM | 15 | LUGO | 2556 | CONTROL | I | 1950-01-01 |  | D | 3 | 86 | 4 | 24 | CALIFORNIA ROAD ATLAS | 70 | B-2 | _____ HWY 395., 17 MI. N/O TOWN | LITTLE LAKE | CA | 93542 | 36.1743 | -117.9737 | NORTHWEST |  | NO | YES | NO
LITTLE P.T. | 1572 | 7479 |  |  | 12 | 4 | 5073 | LIGHTHIPE | 9 | LIGHTHIPE | 5073 | LIGHTHIPE | I | 1992-01-15 |  | A | 1 | 32 | 2 | 50 | LOS ANGELES COUNTY |  |  |  |  | CA | 90723 |  |  |  |  | NO | YES | NO
LITTLE ROCK | 574 | 5518 | Brown, Ken A. | 49963 | 66 | 12 | 5052 | ANTELOPE | 14 | VINCENT | 5054 | VINCENT | I | 1950-01-01 |  | S | 5 | 36 | 3 | 25 | LOS ANGELES COUNTY | 173 | G-4 | 90TH ST. EAST AND "O" ST. (N/E CORNER) | PALMDALE | CA | 93550 | 34.6157 | -117.9679 | NORTHWEST |  | YES | NO | NO
LITTLE TUJUNGA P.T. | 1199 | 7470 |  |  | 16 | 4 | 5051 | SAUGUS | 13 | SAUGUS | 5056 | MOORPARK | I | 1950-01-01 |  | A | 5 | 59 | 3 | 60 | LOS ANGLES COUNTY |  |  |  |  | CA | 91342 |  |  |  |  | NO | YES | NO
LIVE OAK | 648 | 5611 | Reid, Jim | 17450 | 66 | 12 | 5045 | PADUA | 4 | MIRA LOMA/WALNUT | 5069 | MIRA LOMA | I | 1965-06-01 |  | S | 1 | 26 | 3 | 6 | LOS ANGELES COUNTY - 1993 | 570 | B-7 | _____ BASELINE RD., W/O MOUNTAIN AVE. | CLAREMONT | CA | 91711 | 34.1209 | -117.7325 | SOUTHEAST |  | YES | NO | NO
LIZARD P.T. | 1192 | 7464 |  |  | 12 | 4.8 | 5067 | DEVERS | 6 | DEVERS | 5067 | DEVERS | I | 1974-10-01 |  | A | 3 | 79 | 4 | 20 | [5 empty] | CA | 92260 |  |  |  |  | NO | YES | NO
LLANO | 1711 | 5363 |  |  | 66 | 12 | 5052 | ANTELOPE | 14 | VINCENT | 5054 | VINCENT | F | 2005-01-01 |  | P | 5 | 36 | 3 | 40 | [5 empty] | CA | [5 empty] | NO | YES | NO
LOBSTER P.T. | 1205 | 7483 |  |  | 16 | 2.4 | 5021 | LA FRESA | 8 | EL NIDO | 5023 | EL NIDO | I | 1975-01-01 |  | A | 5 | 44 | 1 | 50 | LOS ANGELES COUNTY | 822 | J-4 | SEACOVE DR S/S 20' W/O CLIPPER RD | RANCHO PALOS VERDES | CA | 90275 |  |  |  |  | NO | YES | NO
LOCKHEED | 619 | 5568 | Upgrade |  | 66 | 12 | 5051 | SAUGUS | 13 | SAUGUS | 5056 | MOORPARK | I | 1960-04-01 |  | C | 5 | 59 | 3 | 62 | LOS ANGELES COUNTY |  |  | _____ RYE CYN., 2.5 MI. NE/O WEIGH STA RD, | SAUGUS | CA | 91355 | 34.4575 | -118.5793 | NORTHWEST |  | NO | YES | NO
LOCKHEED | 1946 | 5568 | Upgrade |  | 66 | 16 | 5051 | SAUGUS | 13 | SAUGUS | 5056 | MOORPARK | I | 1998-04-28 |  | D | 5 | 59 | 3 | 62 | LOS ANGELES COUNTY |  |  | _____ RYE CYN., 2.5 MI. NE/O WEIGH STA RD, | SAUGUS | CA | 91355 |  |  |  |  | NO | YES | NO
LOCUST | 747 | 5735 | Murray, Kevin |  | 12 | 4 | 5071 | HINSON | 9 | LIGHTHIPE | 5073 | LIGHTHIPE | I | 1926-11-01 |  | D | 1 | 46 | 1 | 51 | LOS ANGELES | 75 | C-2 | 1331 LOCUST AVE. | LONG BEACH | CA | 90813 | 33.7832 | -118.1913 | NORTHWEST |  | NO | YES | YES
LOMA LINDA HOSP. | 936 | 6127 |  |  | 12 | 0.5 | 1990 | SAN BERNARDINO | 5 | VISTA | 5064 | VISTA | I | 1950-01-01 |  | B | 3 | 31 | 3 | 20 | SAN BERNARDINO COUNTY |  |  |  |  | CA |  | 34.0047 | -117.5573 | SOUTHEAST |  | NO | YES | NO
LOMA VISTA P.T. | 1206 | 7486 |  |  | 16 | 2.4 | 5053 | SANTA CLARA | 12 | SANTA CLARA | 5056 | MOORPARK | I | 1971-02-01 |  | A | 5 | 39 | 1 | 60 | VENTURA COUNTY |  |  |  |  | CA | 93003 |  |  |  |  | NO | YES | NO
LOMAX | 1721 | 5177 |  |  | 66 | 12 | 5084 | CENTER | 9 | LIGHTHIPE | 5073 | LIGHTHIPE | F | 2005-01-01 |  | P | 1 | 47 | 2 | 80 | LOS ANGELES COUNTY |  |  |  | WHITTIER | CA | [5 empty] | NO | YES | NO
LONG BEACH | 86 | 1113 | Murray, Kevin | 38222 / 37669 | 220 | 12 | 5000 | SCE SYSTEM | 9 | LIGHTHIPE | 5073 | LIGHTHIPE | I | 1928-01-01 |  | G | 1 | 46 | 1 | 51 | LOS ANGELES | 79 | B-4 | 2665 W. SEASIDE BLVD. TERMINAL ISLAND, | LONG BEACH | CA | 90822 | 33.7655 | -118.2251 | NORTHWEST |  | NO | YES | NO
LONG BEACH | 1620 | 1113 | Murray, Kevin | 38222 / 37669 | 66 | 12 | 5071 | HINSON | 9 | LIGHTHIPE | 5073 | LIGHTHIPE | I | 1926-01-01 |  | G | 1 | 46 | 1 | 51 | LOS ANGELES | 79 | B-4 | 2665 W. SEASIDE BLVD. TERMINAL ISLAND, | LONG BEACH | CA | 90822 | 33.7655 | -118.2251 | NORTHWEST |  | NO | YES | NO
LONG BEACH | 1988 | 1113 | Murray, Kevin | 38222 / 37669 | 12 | 66 | 5071 | HINSON | 9 | LIGHTHIPE | 5073 | LIGHTHIPE | I | 1950-01-01 |  | S | 1 | 46 | 1 | 51 | LOS ANGELES | 79 | B-4 | 2665 W. SEASIDE BLVD. TERMINAL ISLAND, | LONG BEACH | CA | 90822 | 33.7655 | -118.2251 | NORTHWEST |  | NO | YES | NO
LONG BEACH 2 | 85 | 1112 |  | 38222 / 37669 | 66 | 12 | 5071 | HINSON | 9 | LIGHTHIPE | 5073 | LIGHTHIPE | I | 1926-01-01 |  | G | 1 | 46 |  | 51 | LOS ANGELES 1993 | 824 | J-2 | 2665 W. SEASIDE BLVD. TERMINAL ISLAND, | LONG BEACH | CA | 90822 | 33.7655 | -118.2251 | NORTHWEST |  | NO | YES | NO
LONG BEACH S.S. | 748 | 5736 |  | 38222 / 37669 | 12 | 66 | 5071 | HINSON | 9 | LIGHTHIPE | 5073 | LIGHTHIPE | O | 1950-01-01 | 2001-01-17 | S | 1 | 46 |  | 51 | LOS ANGELES 1993 | 824 | J-2 | 2665 W. SEASIDE BLVD. TERMINAL ISLAND, | LONG BEACH | CA | 90822 |  |  |  |  | NO | YES | NO
LONGDON | 785 | 5774 | Murray, Kevin |  | 16 | 4 | 5073 | LIGHTHIPE | 9 | LIGHTHIPE | 5073 | LIGHTHIPE | I | 1947-11-01 |  | D | 1 | 32 | 2 | 57 | LOS ANGELES COUNTY |  |  | 2500 GREENLEAF | COMPTON | CA | 90805 | 33.8817 | -118.1957 | NORTHWEST |  | NO | YES | NO
LONGDON | 1768 | 5774 | Murray, Kevin |  | 66 | 16 | 5073 | LIGHTHIPE | 9 | LIGHTHIPE | 5073 | LIGHTHIPE | F | 2010-01-01 |  | S | 1 | 32 | 2 | 57 | LOS ANGELES COUNTY |  |  | 2500 GREENLEAF | COMPTON | CA | 90805 | 33.8817 | -118.1957 | NORTHWEST |  | NO | YES | NO
LOOK OUT P.T. | 1201 | 7473 |  |  | 12 | 2.4 | 5052 | ANTELOPE | 14 | VINCENT | 5033 | RECTOR | I | 1950-01-01 |  | A | 5 | 53 | 3 | 40 | CENTRAL VALLEY CITIES |  |  |  |  | CA | [5 empty] | NO | YES | NO
LORAINE | 515 | 5318 | Cochran, Mike |  | 66 | 12 | 5052 | ANTELOPE | 14 | VINCENT | 5033 | RECTOR | I | 1950-01-01 |  | S | 5 | 52 | 3 | 31 | CENTRAL VALLEY CITIES | 18 | K-9 | _____ CALIENTE CREEK RD., 13 MI. N/E CALIENTE | LORAINE | CA | 93518 | 35.3083 | -118.4248 | NORTHWEST |  | NO | YES | NO
LOS CERRITOS | 749 | 5738 | Perez, Chris |  | 12 | 4 | 5071 | HINSON | 9 | LIGHTHIPE | 5073 | LIGHTHIPE | I | 1923-11-01 |  | D | 1 | 46 | 2 | 51 | LOS ANGELES | 75 | C-1 | 219 CANTON AVE. | LONG BEACH | CA | 90806 | 33.8112 | -118.1902 | NORTHWEST |  | NO | YES | NO
LOS CERRITOS | 750 | 5738 | Perez, Chris |  | 66 | 12 | 5071 | HINSON | 9 | LIGHTHIPE | 5073 | LIGHTHIPE | I | 1972-07-01 |  | S | 1 | 46 | 2 | 51 | LOS ANGELES | 75 | C-1 | 219 CANTON AVE. | LONG BEACH | CA | 90806 | 33.8112 | -118.1902 | NORTHWEST |  | YES | NO | YES
LOS HIGOS | 380 | 5163 |  |  | 16 | 4 | 5012 | MESA | 3 | MESA/WALNUT | 5012 | MESA | O | 1950-01-01 | 1985-10-01 | D | 1 | 22 | 3 | 5 | [5 empty] | CA | [5 empty] | NO | YES | NO
LOST P.T. | 1203 | 7477 |  |  | 16 | 4 | 5051 | SAUGUS | 13 | SAUGUS | 5056 | MOORPARK | O | 1968-12-01 | 1994-04-26 | A | 5 | 35 | 3 | 60 | [5 empty] | CA | [5 empty] | NO | YES | NO
LOSULFUR | 1009 | 6221 | Dupree, Daryl | 36087 / 37691 | 66 | 12 | 6007 | CHEVMAIN | 8 | EL NIDO | 5023 | EL NIDO | I | 1975-08-01 |  | C | 5 | 44 | 1 | 53 | LOS ANGELES COUNTY | 56 | C-6 | S/O EL SEGUNDO BLVD., 1 MI. W/O SEPULVEDA BLVD. | EL SEGUNDO | CA | 90245 | 33.9159 | -118.4099 | NORTHWEST |  | NO | YES | NO
LOUCKS P.T. | 1207 | 7487 |  |  | 16 | 12 | 5051 | SAUGUS | 13 | SAUGUS | 5056 | MOORPARK | O | 1989-05-01 | 1995-11-30 | A | 5 | 59 | 3 | 60 | LOS ANGLES COUNTY |  |  |  |  | CA | [5 empty] | NO | YES | NO
LOURICH | 1044 | 6280 | Clark, Gerald |  | 66 | 4 | 5033 | RECTOR | 17 | SAN JOAQUIN | 5033 | RECTOR | I | 1988-12-01 |  | C | 5 | 51 | 2 | 32 | CENTRAL VALLEY CITIES | 14 | J-3 | W/S OF HIGHWAY 99., N/O AVE 184 | TULARE | CA |  | 36.1309 | -119.3278 | NORTHWEST |  | NO | YES | NO
LOX | [27 empty] | 34.2386 | -118.6829 | NORTHWEST |  | NO | YES | NO
LSP | 1632 | 4251 |  |  | 220 | 220 | 8016 | KRAMER | 15 | LUGO | 5061 | LUGO | I | 1989-12-01 |  | X | 3 | 86 | 4 | 0 | [5 empty] | CA | [5 empty] | NO | YES | NO
LUCAS | 781 | 5771 | Perez, Chris | 37458 | 66 | 4 | 5085 | DEL AMO | 9 | LIGHTHIPE | 5073 | LIGHTHIPE | I | 1950-10-01 |  | S | 1 | 46 | 2 | 52 | LOS ANGELES | 71 | D-3 | 5704 ARBOR RD. | LAKEWOOD | CA | 90713 | 33.8423 | -118.1187 | NORTHWEST |  | NO | YES | NO
LUCAS | 782 | 5771 | Perez, Chris | 37458 | 66 | 12 | 5085 | DEL AMO | 9 | LIGHTHIPE | 5073 | LIGHTHIPE | I | 1950-01-01 |  | S | 1 | 46 | 2 | 52 | LOS ANGELES | 71 | D-3 | 5704 ARBOR RD. | LAKEWOOD | CA | 90713 | 33.8423 | -118.1187 | NORTHWEST |  | YES | NO | YES
LUCERNE | 1415 | 8183 | Manzer, Jim |  | 33 | 12 | 8027 | VICTOR | 15 | LUGO | 5061 | LUGO | I | 1967-08-01 |  | D | 3 | 73 | 4 | 23 | SAN BERNARDINO COUNTY | 726 | C-3 | N/W C/O BARSTOW RD. AND OLD WOMAN SPRINGS RD. | LUCERNE VALLEY | CA | 92356 | 34.4583 | -116.9447 | NORTHWEST |  | NO | YES | NO
LUGO (500kV Carr Prot) | 301 | 5061 | Manzer, Jim | 15921 / 922 | 500 | 220 | 5000 | SCE SYSTEM | 15 | LUGO | 5061 | LUGO | I | 1968-08-01 |  | T | 3 | 73 | 3 | 23 | SAN BERNARDINO COUNTY |  |  | 6655 ESCONDIDO ST. | HESPERIA | CA | 92345 | 34.3667 | -117.3688 | NORTHWEST |  | NO | YES | NO
LUGO (except 500kV Carr Prot) | 301 | 5061 | Manzer, Jim | 15921 / 922 | 500 | 220 | 5000 | SCE SYSTEM | 15 | LUGO | 5061 | LUGO | I | 1968-08-01 |  | T | 3 | 73 | 3 | 23 | SAN BERNARDINO COUNTY |  |  | 6655 ESCONDIDO ST. | HESPERIA | CA | 92345 | 34.3667 | -117.3688 | NORTHWEST |  | NO | YES | NO
LULU INDUSTRIES | 1686 | 9966 |  |  | 12 | 0.5 | 9010 | WOODS |  |  | 9010 | WOODS | I | 1993-01-01 |  | A | 9 | 99 | 2 | 0 |  |  |  | 501 S. MARENGO AVE., T/S SIMULATOR, ALHAMBRA TRAINING FACILITY | ALHAMBRA | CA | 91801 |  |  |  |  | NO | YES | NO
LUNADA | 474 | 5255 |  |  | 16 | 4 | 5021 | LA FRESA | 8 | EL NIDO | 5023 | EL NIDO | I | 1950-01-01 |  | D | 5 | 44 | 1 | 56 | LOS ANGELES COUNTY | 72 | D-6 | _____ HIGH RIDGE RD., .25 MI. N/O CREST DR. | PALOS VERDES | CA | 90274 | 33.7608 | -118.3776 | NORTHWEST |  | YES | NO | NO
LUNAR | 553 | 5360 |  |  | 33 | 12 | 2202 | BIG CREEK SYSTEM | 17 | SAN JOAQUIN | 5033 | RECTOR | I | 1981-08-01 |  | D | 5 | 50 | 2 | 32 | CENTRAL VALLEY CITIES | 8 | K-2 | _____ KAISER PASS ROAD, 1/4 MI. E/O HUNTINGTON LAKE RD. | LAKESHORE | CA | 93629 | 37.2575 | -119.1612 | NORTHWEST |  | NO | YES | NO
LUNDY | 171 | 2560 |  |  | 55 | 16 | 8015 | INYO SCE | 15 | LUGO | 2556 | CONTROL | I | 1950-01-01 |  | D | 3 | 85 | 2 | 92 | CALIFORNIA ROAD ATLAS | 43 | B-4 | 2 MI. NW/O HWY 395 AND HWY 167 | LEE VINING | CA | 93541 | 38.043 | -119.1715 | NORTHWEST |  | NO | YES | YES
LUNDY P.H. | 155 | 2501 |  |  | 2.4 | 55 | 8015 | INYO SCE | 15 | LUGO | 2556 | CONTROL | I | 1950-01-01 |  | H | 3 | 85 | 2 | 92 | CALIFORNIA ROAD ATLAS | 43 | B-4 | 2 MI. NW/O HWY 395 AND HWY 167 | LEE VINING | CA | 93541 | 38.043 | -119.1711 | NORTHWEST |  | NO | YES | NO
LURING P.T. | 1200 | 7472 |  |  | 12 | 2.4 | 5064 | VISTA | 5 | VISTA | 5064 | VISTA | I | 1963-05-01 |  | A | 3 | 40 | 2 | 40 | SAN BERNARDINO COUNTY |  |  |  |  | CA | 92382 |  |  |  |  | NO | YES | NO
LYNWOOD | 743 | 5731 | Murray, Kevin | 37704 | 16 | 4 | 5073 | LIGHTHIPE | 9 | LIGHTHIPE | 5073 | LIGHTHIPE | I | 1924-01-01 |  | D | 1 | 32 | 2 | 57 | LOS ANGELES | 59 | A-5 | FERNWOOD AVE.AND COURT ST. | LYNWOOD | CA | 90262 | 33.9273 | -118.2119 | NORTHWEST |  | YES | NO | YES
LYTLE CREEK P.H. | 143 | 2320 |  |  | 12 | 2.4 | 5045 | PADUA | 4 | MIRA LOMA/WALNUT | 5069 | MIRA LOMA | I | 1904-06-01 |  | H | 3 | 30 | 4 | 91 | SAN BERNARDINO COUNTY | 48 | C-5 | _____ LYTLE CREEK ROAD, 1 1/4 MI. N/O NEELEY CORNER | RIALTO | CA | 92376 | 34.2044 | -117.4457 | SOUTHEAST |  | NO | YES | NO
MACARTHUR | 871 | 5874 | Pepper, Steve | 37567 | 66 | 12 | 5088 | SANTIAGO | 2 | ELLIS | 5086 | ELLIS | I | 1969-11-01 |  | S | 1 | 33 | 1 | 44 | ORANGE COUNTY - 1993 | 859 | F-3 | 1155 CAMEL BACK ST. | NEWPORT BEACH | CA | 92625 | 33.6385 | -117.866 | SOUTHEAST |  | YES | NO | NO
MACHADO P.T. | 1208 | 7505 |  |  | 33 | 4.8 | 5070 | VALLEY | 7 | VALLEY | 5070 | VALLEY | O | 1986-10-01 | 2000-02-29 | A | 3 | 77 | 4 | 20 | [5 empty] | CA | [5 empty] | NO | YES | NO
MACNEIL | 602 | 5551 | Upgrade | 30349 | 66 | 16 | 5011 | EAGLE ROCK | 3 | MESA/WALNUT | 5012 | MESA | I | 1950-01-01 |  | S | 5 | 59 | 3 | 62 | LOS ANGELES COUNTY - 1993 | 563 | C-1 | C/O CHANDLER BLVD. AND CORDOVA ST. | BURBANK | CA |  | 34.1723 | -118.3473 | SOUTHEAST |  | NO | YES | NO
MADRID | 428 | 5215 |  |  | 16 | 4 | 5021 | LA FRESA | 8 | EL NIDO | 5023 | EL NIDO | I | 1950-01-01 |  | D | 5 | 44 | 2 | 56 | LOS ANGELES | 68 | C-4 | 1218 MADRID AVE. | TORRANCE | CA | 90501 | 33.8364 | -118.324 | NORTHWEST |  | YES | NO | NO
MAEVA | 45 | 1046 |  |  | 115 | 12 | 5067 | DEVERS | 6 | DEVERS | 5067 | DEVERS | O | 1984-01-01 | 1987-10-01 | C | 3 | 79 | 4 | 13 | [5 empty] | CA | [5 empty] | NO | YES | NO
MAGMAGEN | 64 | 1072 |  |  | 33 | 4 | 8015 | INYO SCE | 15 | LUGO | 2556 | CONTROL | I | 1984-06-01 |  | X | 3 | 85 | 2 | 92 | CALIFORNIA ROAD ATLAS | 50 | D-2 | 1 MI. E/O HWY 395 AND MAMMOTH RD. | MAMMOTH LAKES | CA | 93546 |  |  |  |  | NO | YES | NO
MAGNESITE P.T. | 1212 | 7513 |  |  | 33 | 4 | 5070 | VALLEY | 7 | VALLEY | 5070 | VALLEY | O | 1972-04-01 | 1992-05-19 | A | 3 | 77 | 4 | 20 | [5 empty] | CA | [5 empty] | NO | YES | NO
MAGNOLIA | 1769 | 5748 |  |  | 66 | 12 | 5073 | LIGHTHIPE | 9 | LIGHTHIPE | 5073 | LIGHTHIPE | F | 2005-01-01 |  | P | 1 | 46 | 1 | 50 | LOS ANGELES COUNTY |  |  |  |  | CA | [5 empty] | NO | YES | NO
MAGUNDEN | 278 | 5031 | Cochran, Mike | 74413 | 220 | 220 | 5000 | SCE SYSTEM | 17 | SAN JOAQUIN | 5033 | RECTOR | I | 1950-01-01 |  | F | 5 | 51 | 3 | 31 | CENTRAL VALLEY CITIES | 228 | C-4 | 7500 MILLS DR. | BAKERSFIELD | CA | 93306 | 35.3611 | -118.9219 | NORTHWEST |  | NO | YES | NO
MALIBU | 575 | 5519 | Manzano, John | 76937 / 76137 | 66 | 16 | 5056 | MOORPARK | 11 | MOORPARK | 5056 | MOORPARK | I | 1966-02-01 |  | S | 5 | 35 | 2 | 61 | LOS ANGELES COUNTY | 100A | A-4 | _____ KANAN RD. AND FRONTAGE RD. | AGOURA | CA | 91301 | 34.1477 | -118.7616 | NORTHWEST |  | NO | YES | NO
MAMMOTH | 134 | 2238 |  |  | 12 | 220 | 2202 | BIG CREEK SYSTEM | 17 | SAN JOAQUIN | 5033 | RECTOR | I | 1960-07-01 |  | G | 5 | 50 | 2 | 90 | CENTRAL VALLEY CITIES |  |  | _____ SAN JOAQUINE RD., 1 MI. ABOVE BC-8 | AUBERRY | CA |  | 37.221 | -119.3381 | NORTHWEST |  | NO | YES | NO
MANANA P.T. | 1216 | 7524 |  |  | 12 | 2.4 | 3002 | CATALINA | 9 | LIGHTHIPE | 5073 | LIGHTHIPE | O | 1968-11-01 | 1986-10-01 | A | 1 | 61 | 1 | 50 | LOS ANGELES | 5923 |  | SANTA CATALINA ISLAND |  | CA | 90704 |  |  |  |  | NO | YES | NO
MANDALAY | 1611 | 1710 | Carbone, Jim | 70201 | 220 | 12 | 5000 | SCE SYSTEM | 12 | SANTA CLARA | 5056 | MOORPARK | I | 1959-01-01 |  | G | 5 | 39 | 1 | 64 | VENTURA COUNTY | 68 | E-2 | 393 N. HARBOR BLVD. | OXNARD | CA | 93035 | 34.2083 | -119.2478 | NORTHWEST |  | NO | YES | NO
MANDALAY | 102 | 1710 |  | 70201 | 66 | 12 | 5053 | SANTA CLARA | 12 | SANTA CLARA | 5056 | MOORPARK | I | 1959-01-01 |  | S | 5 | 39 | 1 | 64 | VENTURA COUNTY | 68 | E-2 | 393 N. HARBOR BLVD. | OXNARD | CA | 93035 | 34.2083 | -119.2478 | NORTHWEST |  | NO | YES | NO
MANHATTAN | 429 | 5216 |  |  | 16 | 4 | 5021 | LA FRESA | 8 | EL NIDO | 5023 | EL NIDO | I | 1950-01-01 |  | D | 5 | 44 | 1 | 53 | LOS ANGELES CO. 1998 | 732 | G-7 | 215 S. DIANTHUS ST. N/W C/O DIANTHUS & DUNCAN ST. | MANHATTAN BEACH | CA | 90266 | 33.8794 | -118.3984 | NORTHWEST |  | YES | NO | NO
MARASCHINO | 1528 | 8305 | Martinez, Jimi | 49934 | 115 | 12 | 5064 | VISTA | 5 | VISTA | 5064 | VISTA | I | 1969-12-01 |  | S | 3 | 31 | 3 | 17 | RIVERSIDE COUNTY | 151 | B-6 | C/O FOURTH ST. AND MINNESOTA AVE. | BEAUMONT | CA | 92223 | 33.9256 | -116.9861 | SOUTHEAST |  | YES | NO | NO
MARCH A.F.B. | 1416 | 8186 |  |  | 33 | 33 | 5070 | VALLEY | 7 | VALLEY | 5070 | VALLEY | I | 1950-01-01 |  | B | 3 | 77 | 4 | 20 | [5 empty] | CA | [5 empty] | NO | YES | NO
MARGARTH P.T. | 1209 | 7508 |  |  | 33 | 4.8 | 5070 | VALLEY | 7 | VALLEY | 5070 | VALLEY | I | 1970-01-01 |  | A | 3 | 77 | 4 | 20 | [5 empty] | CA | 92570 |  |  |  |  | NO | YES | NO
MARICOPA P.T. | 1558 | 7509 |  |  | 33 | 12 | 8027 | VICTOR | 15 | LUGO | 5061 | LUGO | O | 1990-12-11 | 1995-03-31 | A | 3 | 73 | 4 | 30 | SAN BERNARDINO COUNTY |  |  |  |  | CA | [5 empty] | NO | YES | NO
MARINA P.T. | 1210 | 7511 |  |  | 12 | 4 | 1410 | ALAMITOS | 9 | LIGHTHIPE | 5073 | LIGHTHIPE | I | 1976-03-01 |  | A | 1 | 46 | 1 | 50 | LOS ANGELES COUNTY |  |  |  |  | CA | 90803 |  |  |  |  | NO | YES | NO
MARINE | 430 | 5217 | Dupree, Daryl | 30365 / 37385 | 66 | 16 | 5029 | LA CIENEGA | 8 | EL NIDO | 5023 | EL NIDO | I | 1950-01-01 |  | S | 5 | 42 | 1 | 54 | LOS ANGELES COUNTY | 49 | C-2 | 1425 MARINE ST. | SANTA MONICA | CA | 90405 | 34.0071 | -118.4661 | NORTHWEST |  | NO | YES | YES
MARION | 863 | 5866 | Rolf, Dave | 53994 | 66 | 12 | 5081 | BARRE | 1 | VILLA PARK | 5082 | VILLA PARK | I | 1966-11-01 |  | S | 1 | 48 | 2 | 41 | ORANGE COUNTY - 1993 | 797 | E-1 | 6045 BALL RD. | CYPRESS | CA | 90630 | 33.8175 | -118.0268 | SOUTHEAST |  | YES | NO | NO
MARIPOSA | 516 | 5319 | Cochran, Mike |  | 66 | 12 | 5035 | VESTAL | 17 | SAN JOAQUIN | 5033 | RECTOR | I | 1945-06-01 |  | S | 5 | 51 | 3 | 33 | CENTRAL VALLEY CITIES | 15 | 9 | ROAD 184 AND AVENUE EIGHT, | RICHGROVE | CA | 93261 | 35.8056 | -119.1606 | NORTHWEST |  | NO | YES | NO
MARKETPLACE (WALC) | 1921 | 4100 |  |  | 500 | 500 | 4000 | FOREIGN UTILITY | 15 | LUGO | 4000 | FOREIGN UTILITY | I | 1998-06-15 |  | F | 9 | 73 | 4 | 0 | CALIFORNIA ROAD ATLAS |  |  | 13 MILES N/W OF MEAD SUB. | BOULDER CITY | NV | [5 empty] | NO | YES | NO
MARLOW P.T. | 1214 | 7517 |  |  | 16 | 4 | 5053 | SANTA CLARA | 12 | SANTA CLARA | 5056 | MOORPARK | O | 1973-01-01 | 1990-12-01 | A | 5 | 39 | 2 | 60 | VENTURA COUNTY |  |  |  |  | CA | [5 empty] | NO | YES | NO
MARS | 931 | 6120 |  |  | 33 | 4 | 8016 | KRAMER | 15 | LUGO | 5090 | ELDORADO | I | 1966-10-01 |  | B | 3 | 72 | 4 | 30 | SAN BERNARDINO COUNTY |  |  |  |  | CA | [5 empty] | NO | YES | NO
MARTINI | 1881 | 8202 |  |  | 33 | 12 | 5070 | VALLEY | 7 | VALLEY | 5070 | VALLEY | F | 2005-01-01 |  | P | 3 | 77 | 4 | 20 | RIVERSIDE COUNTY | 74 | D-3 | N/W C/O OLIVE AVE. AND RICE RD. | WINCHESTER | CA | 92396 |  |  |  |  | NO | YES | NO
MARYMOUNT | 492 | 5275 |  |  | 66 | 16 | 5021 | LA FRESA | 8 | EL NIDO | 5023 | EL NIDO | I | 1972-06-01 |  | S | 5 | 44 | 1 | 56 | LOS ANGELES | 77 | D-2 | N/O TARRAGON RD. W/O BARKENTINE RD. | PALOS VERDES | CA | 90275 | 33.7473 | -118.3885 | NORTHWEST |  | NO | YES | YES
MAXWELL | 1409 | 8175 | Caldera, Art | 17526 | 115 | 12 | 5064 | VISTA | 7 | VALLEY | 5070 | VALLEY | I | 1981-05-01 |  | S | 3 | 77 | 4 | 16 | RIVERSIDE | 15 | C-4 | N/E C/O IRONWOOD AND HEACOCK | SUNNYMEAD | CA | 92388 | 33.9472 | -117.2433 | SOUTHEAST |  | YES | NO | NO
MAYBERRY | 1341 | 8101 | Caldera, Art | 17547 | 115 | 12 | 5070 | VALLEY | 7 | VALLEY | 5070 | VALLEY | I | 1973-06-01 |  | S | 3 | 77 | 4 | 16 | RIVERSIDE | 57 | B-5 | S/W C/O SOBOBA ST. AND WHITTIER AVE. | HEMET | CA | 92343 | 33.7363 | -116.9198 | SOUTHEAST |  | YES | NO | NO
MAYFLOWER | 384 | 5167 | Fish, Terry | 37613 | 16 | 4 | 5013 | RIO HONDO | 3 | MESA/WALNUT | 5014 | MESA | I | 1950-01-01 |  | D | 1 | 27 | 3 | 3 | LOS ANGELES COUNTY - 1993 | 597 | F-1 | 320 W. JEFFERIES AVE. | ARCADIA | CA | 91006 | 34.1191 | -118.0073 | SOUTHEAST |  | YES | NO | NO
MAYWOOD | 744 | 5732 | Apocada, Ed | 37701 | 16 | 4 | 5074 | LAGUNA BELL | 9 | LIGHTHIPE | 5073 | LIGHTHIPE | I | 1950-01-01 |  | D | 1 | 32 | 2 | 57 | LOS ANGELES COUNTY - 1993 | 675 | D-1 | _____ WOODWARD AVE., BETWEEN RANDOLPH AND GAGE | BELL | CA | 90201 | 33.9802 | -118.1851 | NORTHWEST |  | YES | NO | NO
MC CALL P.T. | 1215 | 7520 |  |  | 33 | 4.8 | 5070 | VALLEY | 7 | VALLEY | 5070 | VALLEY | I | 1966-12-01 |  | A | 3 | 77 | 4 | 20 | [5 empty] | CA | 92587 |  |  |  |  | NO | YES | NO
MC CLARY P.T. | 1211 | 7512 |  |  | 33 | 4 | 8027 | VICTOR | 15 | LUGO | 5061 | LUGO | I | 1975-05-01 |  | A | 3 | 73 | 4 | 30 | SAN BERNARDINO COUNTY |  |  |  |  | CA | 92342 |  |  |  |  | NO | YES | NO
MCAUTO | 1719 | 6264 |  |  | 66 | 12 | 5081 | BARRE | 1 | VILLA PARK | 5082 | VILLA PARK | F | 2010-01-01 |  | C | 1 | 48 | 2 | 50 | [5 empty] | CA | [5 empty] | NO | YES | NO
MCCLENNY P.T. | 1227 | 7546 |  |  | 12 | 2.4 | 5035 | VESTAL | 17 | SAN JOAQUIN | 5033 | RECTOR | I | 1985-04-01 |  | A | 5 | 53 | 3 | 40 | CENTRAL VALLEY CITIES |  |  |  |  | CA | 92386 |  |  |  |  | NO | YES | NO
MCCREA | 1876 | 5593 |  |  | 66 | 16 | 5056 | MOORPARK | 11 | MOORPARK | 5056 | MOORPARK | F | 2005-01-01 |  | P | 5 | 35 | 3 | 60 | VENTURA COUNTY | 64 | C-4 | E/O MOORPARK RD., APPROX 1000' N/O SANTA ROSA RD. | MOORPARK | CA | 93021 |  |  |  |  | NO | YES | NO
MCCULLOUGH | 231 | 4091 |  |  | 500 | 220 | 4090 | LDWP SYSTEM | 15 | LUGO | 4000 | FOREIGN UTILITY | I | 1970-10-01 |  | F | 9 | 99 | 4 | 0 | [11 empty] | NO | YES | NO
MCGEN | 22 | 1023 | Manzer, Jim | 13341 | 115 | 12 | 8016 | KRAMER | 15 | LUGO | 5061 | LUGO | I | 1989-12-01 |  | X | 3 | 86 | 4 | 24 | SAN BERNARDINO COUNTY | 400A | C-1 | 82770 FIRST ST. | TRONA | CA | 93562 | 35.7663 | -117.3833 | NORTHWEST |  | NO | YES | NO
MCGRATH | 1796 | 5415 |  |  | 66 | 16 | 5053 | SANTA CLARA | 12 | SANTA CLARA | 5056 | MOORPARK | F | 2005-01-01 |  | P | 5 | 39 | 1 | 60 | VENTURA COUNTY | 62 | C-2 | VICINITY OF NORTH & WEST RDS, BTWN OXNARD AND MANDALAY STEAM | OXNARD | CA | [5 empty] | NO | YES | NO
MCKEVETT P.T. | 1630 | 7510 |  |  | 16 | 4 | 5053 | SANTA CLARA | 12 | SANTA CLARA | 5056 | MOORPARK | I | 1990-05-22 |  | A | 5 | 39 | 1 | 60 | VENTURA COUNTY |  |  |  |  | CA | 93060 |  |  |  |  | NO | YES | NO
MEAD | 334 | 5091 |  |  | 220 | 220 | 4060 | MWD SYSTEM | 6 | DEVERS | 4000 | FOREIGN UTILITY | I | 1969-06-01 |  | F | 9 | 73 | 4 | 0 | CALIFORNIA ROAD ATLAS |  |  | 4 MI. E/O HWY 95., S/O BOULDER CITY | BOULDER CITY | NV |  | 35.9261 | -114.832 | Frgn Util |  | NO | YES | NO
MEBANE P.T. | 1220 | 7530 |  |  | 2.4 | 12 | 5052 | ANTELOPE | 14 | VINCENT | 5054 | VINCENT | I | 1969-10-01 |  | A | 5 | 53 | 3 | 40 | CENTRAL VALLEY CITIES |  |  |  |  | CA | 93301 |  |  |  |  | NO | YES | NO
MENTONE | 1442 | 8218 | Martinez, Jimi |  | 115 | 12 | 5064 | VISTA | 5 | VISTA | 5064 | VISTA | I | 1988-06-01 |  | S | 3 | 31 | 4 | 17 | SAN BERNARDINO COUNTY | 30 | B-2 | 2167 COLTON AVE., C/O CRAFTON | MENTONE | CA | 92359 | 34.0632 | -117.1209 | SOUTHEAST |  | NO | YES | NO
MERCED | 405 | 5193 | Reid, Jim | 37784 | 66 | 12 | 5014 | WALNUT | 4 | MIRA LOMA/WALNUT | 5014 | MIRA LOMA | I | 1959-08-01 |  | S | 1 | 26 | 3 | 6 | LOS ANGELES COUNTY - 1993 | 638 | J-3 | S/E C/O AZUSA AVE. & FRANCISQUITO AVE. | WEST COVINA | CA | 91790 | 34.0496 | -117.9052 | SOUTHEAST |  | YES | NO | NO
MERMAID P.T. | 1219 | 7529 |  |  | 12 | 4 | 5088 | SANTIAGO | 2 | ELLIS | 5082 | VILLA PARK | O | 1989-04-01 | 1995-01-01 | A | 1 | 43 | 1 | 80 | ORANGE COUNTY |  |  |  |  | CA | [5 empty] | NO | YES | NO
MERRIWOOD P.T. | 1213 | 7514 |  |  | 12 | 4 | 5070 | VALLEY | 7 | VALLEY | 5070 | VALLEY | O | 1972-10-01 | 1990-02-01 | A | 3 | 77 | 4 | 20 | [5 empty] | CA | [5 empty] | NO | YES | NO
MESA | 261 | 5012 | Fish, Terry | 45744 / 745 | 66 | 16 | 5012 | MESA | 3 | MESA/WALNUT | 5012 | MESA | I | 1973-05-01 |  | S | 1 | 22 | 2 | 3 | LOS ANGELES COUNTY - 1993 | 636 | D-5 | 700 E. POTRERO GRANDE DR. | MONTEREY PARK | CA | 91754 | 34.0363 | -118.1109 | SOUTHEAST |  | NO | YES | NO
MESA | 262 | 5012 | Fish, Terry | 45744 / 745 | 220 | 66 | 5000 | SCE SYSTEM | 3 | MESA/WALNUT | 5012 | MESA | I | 1950-01-01 |  | T | 1 | 22 | 2 | 3 | LOS ANGELES COUNTY - 1993 | 636 | D-5 | 700 E. POTRERO GRANDE DR. | MONTEREY PARK | CA | 91754 | 34.0363 | -118.1109 | SOUTHEAST |  | NO | YES | NO
MESA SDGE | 249 | 4183 |  |  | 138 | 12 | 4080 | SDGE SYSTEM | 2 | ELLIS | 4000 | FOREIGN UTILITY | I | 1950-01-01 |  | F | 9 | 99 |  | 0 | [11 empty] | NO | YES | NO
MESCALERO P.T. | 1224 | 7542 |  |  | 33 | 4.8 | 5067 | DEVERS | 6 | DEVERS | 5067 | DEVERS | I | 1969-01-01 |  | A | 3 | 84 |  | 40 | SAN BERNARDINO | 185 | C-4 | 100' N/O HIGHWAY 62., W/O SENILIS AVE. | MORONGO VALLEY | CA | 92256 |  |  |  |  | NO | YES | NO
METAL | 978 | 6181 |  |  | 66 | 16 | 5011 | EAGLE ROCK | 3 | MESA/WALNUT | 5012 | MESA | O | 1972-08-01 | 1984-11-01 | C | 1 | 22 | 2 | 3 | [5 empty] | CA | [5 empty] | NO | YES | NO
METALCAN | 1858 | 6323 | Olson, Marty |  | 66 | 12 | 5069 | MIRA LOMA | 4 | MIRA LOMA/WALNUT | 5069 | MIRA LOMA | I | 1994-07-21 |  | C | 3 | 30 | 3 | 14 | RIVERSIDE COUNTY | 1 | 2-B | S/E C/O ETIWANDA AVE, AND PHILADELPHIA | MIRA LOMA | CA | 91752 | 34.0332 | -117.5235 | SOUTHEAST |  | NO | YES | NO
MICHILLINDA | 357 | 5133 | Fish, Terry |  | 16 | 4 | 5012 | MESA | 3 | MESA/WALNUT | 5012 | MESA | I | 1950-01-01 |  | D | 1 | 27 | 3 | 3 | LOS ANGELES COUNTY - 1993 | 566 | J-7 | 9185 E. FAIRVIEW AVE. | ARCADIA | CA | 91006 | 34.1283 | -118.0673 | SOUTHEAST |  | YES | NO | NO
Middle Ranch | [27 empty] | 33.3544 | -118.4393 | NORTHWEST |  | NO | YES | NO
MIDWAY | 215 | 4032 | Cochran, Mike |  | 500 | 220 | 4030 | PGAE SYSTEM | 14 | VINCENT | 4000 | FOREIGN UTILITY | I | 1950-01-01 |  | F | 9 | 99 | 3 | 0 | CALIFORNIA ROAD ATLAS | 78 | A-3 | HWY 58, 1 MI. E/O BUTTONWILLOW | BUTTONWILLOW | CA | 93206 | 35.4044 | -119.4501 | Frgn Util |  | NO | YES | NO
MIDWIND | 60 | 1066 | Brown, Ken A. |  | 66 | 12 | 5052 | ANTELOPE | 14 | VINCENT | 5054 | VINCENT | I | 1987-09-01 |  | X | 5 | 52 | 4 | 22 | CENTRAL VALLEY CITIES | 23 | C-4 | 1 MI. E/O TEHACHAPI-WILLOW SPR. RD.,1/4 MI. N/O OAK SPRINGS RD. | TEHACHAPI | CA | 93561 | 35.0561 | -118.3482 | NORTHWEST |  | NO | YES | NO
MIKISKA P.T. | 1225 | 7544 |  |  | 25 | 12 | 5067 | DEVERS | 6 | DEVERS | 5067 | DEVERS | O | 1970-09-01 | 1999-07-23 | A | 3 | 84 |  | 40 | SAN BERNARDINO | 727 | F-6 | _____ ACOMA TRAIL. 1 1/2 MILES E/O OLD WOMAN SPRINGS (HWY 247) | LANDERS | CA | 92284 |  |  |  |  | NO | YES | NO
MILITARY | 1591 | 6294 | Manzer, Jim |  | 33 | 12 | 8016 | KRAMER | 15 | LUGO | 5090 | ELDORADO | I | 1991-08-28 |  | B | 3 | 72 | 4 | 24 | SAN BERNARDINO COUNTY |  |  |  |  | CA |  | 35.2608 | -116.6898 | NORTHWEST |  | NO | YES | NO
MILL CREEK NO.1 | 141 | 2318 |  | 16758 | 0.5 | 12 | 5064 | VISTA | 5 | VISTA | 5064 | VISTA | I | 1935-06-01 |  | H | 3 | 31 | 3 | 91 | SAN BERNARDINO | 30 | C-1 | HWY. 38, 3.5 MI. E/O MENTONE | MENTONE | CA | 92359 | 34.078 | -117.0673 | SOUTHEAST |  | NO | YES | NO
MILL CREEK NO.2,3 | 142 | 2319 |  | 16758 | 0.5 | 12 | 1990 | SAN BERNARDINO | 5 | VISTA | 5064 | VISTA | I | 1904-06-01 |  | H | 3 | 31 | 3 | 91 | SAN BERNARDINO | 30 | C-1 | HWY. 38, 5.5 MI. E/O MENTONE | MENTONE | CA | 92359 | 34.0886 | -117.0387 | SOUTHEAST |  | NO | YES | NO
MILLIKEN | 1698 | 5694 | Olson, Marty | 17835 | 66 | 12 | 5069 | MIRA LOMA | 4 | MIRA LOMA/WALNUT | 5069 | MIRA LOMA | I | 1993-05-25 |  | S | 3 | 34 | 3 | 14 | SAN BERNARDINO COUNTY | 23 | D-3 | 1600 COMMERCE PARKWAY., | ONTARIO | CA | 91761 | 34.0471 | -117.5681 | SOUTHEAST |  | NO | YES | NO
MILLPOND | 1681 | 1999 |  |  | 220 | 66 | 9000 | T/S SIMULATOR SYSTEM |  |  | 9012 | BORDER | I | 1993-01-01 |  | G | 9 | 99 | 2 | 0 | LOS ANGELES COUNTY 1996 | 595 | J-6 | 501 S. MARENGO AVE., T/S SIMULATOR, ALHAMBRA TRAINING FACILITY | ALHAMBRA | CA | 91801 |  |  |  |  | NO | YES | NO
MINARET | 192 | 2601 |  |  | 33 | 12 | 8015 | INYO SCE | 15 | LUGO | 2556 | CONTROL | I | 1966-10-01 |  | D | 3 | 85 | 2 | 92 | CALIFORNIA ROAD ATLAS | 50 | D-2 | _____ HWY 203., 5 MI. NW/O MAMMOTH VILLAGE | MAMMOTH LAKES | CA | 93546 |  |  |  |  | NO | YES | NO
MINNEOLA | 1418 | 8190 | Manzer, Jim |  | 33 | 12 | 8016 | KRAMER | 15 | LUGO | 5090 | ELDORADO | I | 1983-05-01 |  | D | 3 | 72 | 4 | 24 |  |  |  | 2 MI. E/O COOL WATER GEN STA & 1/4 MI. W/O DWP T/L RD. | DAGGETT | CA | 92365 | 34.8651 | -116.8166 | NORTHWEST |  | NO | YES | NO
MINNEOLA | 1417 | 8190 |  |  | 33 | 4 | 8016 | KRAMER | 15 | LUGO | 5090 | ELDORADO | O | 1950-01-01 | 1983-01-01 | D | 3 | 72 | 4 | 24 |  |  |  | 2 MI. E/O COOL WATER GEN STA & 1/4 MI. W/O DWP T/L RD. | DAGGETT | CA | 92365 | 34.8651 | -116.8166 | NORTHWEST |  | NO | YES | NO
MINNESOTA MINING | 956 | 6148 |  |  | 33 | 0.5 | 5069 | MIRA LOMA | 4 | MIRA LOMA/WALNUT | 5069 | MIRA LOMA | I | 1950-01-01 |  | B | 3 | 34 | 3 | 10 | RIVERSIDE COUNTY | 27 | C-3 | END OF MINNESOTA RD., 2.5 MI. N/O TEMESCAL CYN. RD. | CORONA | CA | 91720 |  |  |  |  | YES | NO | YES
MIRA LOMA (220kV) | 1969 | 5069 | Olson, Marty | 17804 / 805 | 220 | 66 | 5069 | MIRA LOMA | 4 | MIRA LOMA/WALNUT | 5069 | MIRA LOMA | I | 1999-07-01 |  | S | 3 | 34 | 3 | 14 | SAN BERNARDINO COUNTY | 35 | D-1 | 13568 MILLIKEN AVE., S/O RIVERSIDE DR. | ONTARIO | CA | 91760 | 34.0084 | -117.5651 | SOUTHEAST |  | NO | YES | NO
MIRA LOMA (500kV&AAetc) | 310 | 5069 | Olson, Marty | 17804 / 805 | 500 | 220 | 5000 | SCE SYSTEM | 4 | MIRA LOMA/WALNUT | 5069 | MIRA LOMA | I | 1970-05-01 |  | T | 3 | 34 | 3 | 14 | SAN BERNARDINO COUNTY | 35 | D-1 | 13568 MILLIKEN AVE., S/O RIVERSIDE DR. | ONTARIO | CA | 91760 | 34.0084 | -117.5651 | SOUTHEAST |  | NO | YES | NO
MIRA LOMA (66kV) | 1969 | 5069 | Olson, Marty | 17804 / 805 | 220 | 66 | 5069 | MIRA LOMA | 4 | MIRA LOMA/WALNUT | 5069 | MIRA LOMA | I | 1999-07-01 |  | S | 3 | 34 | 3 | 14 | SAN BERNARDINO COUNTY | 35 | D-1 | 13568 MILLIKEN AVE., S/O RIVERSIDE DR. | ONTARIO | CA | 91760 | 34.0084 | -117.5651 | SOUTHEAST |  | NO | YES | NO
MIRAGE | 1328 | 8012 | Brehaut, Paul | 14740 | 220 | 115 | 5000 | SCE SYSTEM | 6 | DEVERS | 5067 | DEVERS | I | 1986-06-01 |  | T | 3 | 79 | 4 | 13 | RIVERSIDE | 190 | F-2 | N/E OF RAMON RD. & VISTA DE ORO ST., E/O I-10 | THOUSAND PALMS | CA | 92276 | 33.8181 | -116.3708 | SOUTHEAST |  | NO | YES | NO
MIRAGE | 1599 | 8012 | Brehaut, Paul | 14740 | 115 | 92 | 5067 | DEVERS | 6 | DEVERS | 5067 | DEVERS | I | 1985-05-28 |  | T | 3 | 79 | 4 | 13 | RIVERSIDE | 190 | F-2 | N/E OF RAMON RD. & VISTA DE ORO ST., E/O I-10 | THOUSAND PALMS | CA | 92276 | 33.8181 | -116.3708 | SOUTHEAST |  | NO | YES | NO
MIRIAH | 1733 | 6304 |  |  | 115 | 33 | 5067 | DEVERS | 6 | DEVERS | 5067 | DEVERS | F | 2010-01-01 |  | P | 3 | 79 | 4 | 10 | [5 empty] | CA | [5 empty] | NO | YES | NO
MISSILE | 1797 | 6310 | Manzano, John |  | 66 | 16 | 5053 | SANTA CLARA | 12 | SANTA CLARA | 5056 | MOORPARK | I | 1995-01-18 |  | C | 5 | 39 | 1 | 64 | VENTURA COUNTY | 80A | A-1 | _____ LAS POSAS RD., AND HWY 1. | POINT MUGU | CA |  | 34.1157 | -119.0861 | NORTHWEST |  | NO | YES | NO
MISSION | 226 | 4081 |  |  | 220 | 138 | 4080 | SDGE SYSTEM | 2 | ELLIS | 4000 | FOREIGN UTILITY | I | 1971-06-01 |  | F | 9 | 99 | 2 | 0 | [5 empty] | CA | [5 empty] | NO | YES | NO
MOAB P.T. | 1222 | 7534 |  |  | 12 | 4 | 5045 | PADUA | 4 | MIRA LOMA/WALNUT | 5069 | MIRA LOMA | I | 1968-12-01 |  | A | 1 | 26 |  | 10 | [5 empty] | CA | 91711 |  |  |  |  | NO | YES | NO
MOBGEN | 15 | 1015 |  |  | 66 | 12 | 5021 | LA FRESA | 8 | EL NIDO | 5023 | EL NIDO | I | 1988-06-01 |  | X | 5 | 44 | 1 | 56 | LOS ANGELES COUNTY |  |  |  |  | CA |  | 33.853 | -118.3356 | NORTHWEST |  | NO | YES | NO
MOBILOIL | 441 | 5229 |  | 33960 | 66 | 12 | 5021 | LA FRESA | 8 | EL NIDO | 5023 | EL NIDO | I | 1966-05-01 |  | C | 5 | 44 | 2 | 56 | LOS ANGELES COUNTY - 1993 | 763 | E-3 | 3700 W. 190TH ST. | TORRANCE | CA | 90503 | 33.8567 | -118.3324 | NORTHWEST |  | NO | YES | NO
MOCHA P.T. | 1666 | 7535 |  |  | 33 | 12 | 5067 | DEVERS | 6 | DEVERS | 5067 | DEVERS | O | 1992-08-17 | 1993-01-12 | A | 3 | 79 | 4 | 20 | [5 empty] | CA | [5 empty] | NO | YES | NO
MOCKINGBIRD P.T. | 1226 | 7545 |  |  | 33 | 12 | 5067 | DEVERS | 6 | DEVERS | 5067 | DEVERS | I | 1973-02-01 |  | A | 3 | 84 |  | 40 | SAN BERNARDINO | 185 | C-4 | 100' N/O HIGHWAY 62., E/O HESS BLVD. | MORONGO VALLEY | CA | 92256 |  |  |  |  | NO | YES | NO
MODENA | 802 | 5802 | Orduno, Marlo | 55725 | 66 | 12 | 5082 | VILLA PARK | 1 | VILLA PARK | 5082 | VILLA PARK | I | 1965-11-01 |  | S | 1 | 29 | 2 | 45 | ORANGE COUNTY - 1993 | 800 | D-4 | 4725 E. CHAPMAN AVE. | ORANGE | CA | 92669 | 33.788 | -117.8035 | SOUTHEAST |  | YES | NO | YES
MODERN GIN | 945 | 6136 |  |  | 33 | 0.5 | 4025 | BLYTHE (WALC) | 6 | DEVERS | 5067 | DEVERS | O | 1950-01-01 | 1981-09-01 | B | 3 | 87 | 4 | 40 | RIVERSIDE COUNTY |  |  |  |  | CA | [5 empty] | NO | YES | NO
MODOC | 576 | 5520 | Carbone, Jim |  | 16 | 4 | 5055 | GOLETA | 10 | GOLETA | 5056 | MOORPARK | I | 1950-01-01 |  | D | 5 | 49 | 1 | 63 | SANTA BARBARA COUNTY | 19 | D-1 | 11 W. MISSION ST. W/O STATE ST. | SANTA BARBARA | CA | 93101 | 34.4308 | -119.7143 | NORTHWEST |  | YES | NO | YES
MOENKOPI | 335 | 5092 |  |  | 500 | 220 | 4200 | APS SYSTEM | 16 | ELDORADO | 4000 | FOREIGN UTILITY | I | 1969-05-01 |  | F | 9 | 99 |  | 0 | [7 empty] | 35.8311 | -111.4473 | Frgn Util |  | NO | YES | NO
MOGEN | 1638 | 1092 |  |  | 115 | 12 | 8016 | KRAMER | 15 | LUGO | 5061 | LUGO | I | 1990-08-01 |  | X | 3 | 86 | 4 | 24 | SAN BERNARDINO COUNTY |  |  |  |  | CA | [5 empty] | NO | YES | NO
MOHAVE | 94 | 1320 | Brady, Neil (WF) | 19201 | 12 | 500 | 5000 | SCE SYSTEM | 16 | ELDORADO | 5090 | ELDORADO | I | 1970-01-01 |  | G | 3 | 73 | 4 | 21 |  |  |  | 2700 EDISON WAY | LAUGHLIN | NV |  | 35.1483 | -114.5915 | NORTHWEST |  | NO | YES | NO
MOJAVE SIPHON (CDWR) | 1916 | 4009 |  |  | 12 | 115 | 5064 | VISTA | 5 | VISTA | 5064 | VISTA | I | 1995-05-09 |  | X | 3 | 40 | 2 | 17 | SAN BERNARDINO |  |  | DEVIL CANION RD. |  | CA |  | 34.3042 | -117.3211 | Frgn Util |  | NO | YES | NO
MONACO U.G.S. | 1218 | 7528 |  |  | 16 | 4 | 5021 | LA FRESA | 8 | EL NIDO | 5023 | EL NIDO | I | 1967-12-01 |  | A | 5 | 44 | 1 | 50 | LOS ANGELES COUNTY |  |  |  |  | CA | 90275 |  |  |  |  | NO | YES | NO
MONETA | 431 | 5218 |  |  | 16 | 4 | 5021 | LA FRESA | 8 | EL NIDO | 5023 | EL NIDO | I | 1950-01-01 |  | D | 5 | 44 | 2 | 53 | 7OS ANGELES | 63 | D-4 | MANHATTAN AND 162ND STREETS, | GARDENA | CA | 90247 | 33.8839 | -118.3093 | NORTHWEST |  | YES | NO | NO
MONO | 187 | 2591 |  |  | 55 | 7 | 8015 | INYO SCE | 15 | LUGO | 2556 | CONTROL | O | 1950-01-01 | 2000-10-25 | D | 3 | 85 | 2 | 92 | CALIFORNIA ROAD ATLAS | 43 | C-5 | 4 MI. S/O HWY 395 AND HWY 167. | LEE VINING | CA | 93541 |  |  |  |  | NO | YES | NO
MONOLITH | 577 | 5521 | Brown, Ken A. | 41477 | 66 | 12 | 5052 | ANTELOPE | 14 | VINCENT | 5054 | VINCENT | I | 1950-01-01 |  | C | 5 | 52 | 3 | 22 | CENTRAL VALLEY CITIES | 23 | C-3 | 3 MI. E/O TEHACHAPI BLVD., 1 MI. W/O CEMENT PLANT | MONOLITH | CA | 93561 | 35.1235 | -118.3796 | NORTHWEST |  | YES | NO | NO
MONOLITH CEMENT 1 | 578 | 5522 |  |  | 66 | 2.4 | 5052 | ANTELOPE | 14 | VINCENT | 5054 | VINCENT | O | 1950-01-01 | 1987-06-01 | C | 5 | 36 | 3 | 22 | [5 empty] | CA | [5 empty] | NO | YES | NO
MONROVIA | 358 | 5134 | Fish, Terry |  | 16 | 4 | 5013 | RIO HONDO | 3 | MESA/WALNUT | 5014 | MESA | I | 1950-01-01 |  | D | 1 | 27 | 3 | 5 | LOS ANGELES COUNTY - 1993 | 567 | G-4 | 818 S. PRIMROSE AVE. | MONROVIA | CA | 91010 | 34.1439 | -118.0023 | SOUTHEAST |  | YES | NO | NO
MONTAVLO | 1798 | 5417 |  |  | 66 | 16 | 5055 | GOLETA | 10 | GOLETA | 5056 | MOORPARK | F | 2005-01-01 |  | P | 5 | 49 | 1 | 60 | SANTA BARBARA COUNTY |  |  |  |  | CA | [5 empty] | NO | YES | NO
MONTEBELLO | 359 | 5135 | Fish, Terry |  | 16 | 4 | 5074 | LAGUNA BELL | 9 | LIGHTHIPE | 5073 | LIGHTHIPE | I | 1927-12-01 |  | D | 1 | 32 | 2 | 2 | LOS ANGELES COUNTY - 1993 | 676 | E-3 | 601 S. VAIL AVE., C/O MINES AVE. | MONTEBELLO | CA | 90640 | 34.0066 | -118.1209 | NORTHWEST |  | NO | YES | NO
MONTECITO | 579 | 5524 | Carbone, Jim | 76719 | 16 | 4 | 5055 | GOLETA | 10 | GOLETA | 5056 | MOORPARK | I | 1950-01-01 |  | D | 5 | 49 | 1 | 63 | SANTA BARBARA COUNTY | 20 | F-1 | 1449 SCHOOLHOUSE RD. W/O SAN YSIDRO RD. | SANTA BARBARA | CA | 93108 | 34.4341 | -119.632 | NORTHWEST |  | YES | NO | YES
MOOG | 1922 | 6339 |  |  | 66 | 12 | 5021 | LA FRESA | 8 | EL NIDO | 5023 | EL NIDO | I | 1995-12-27 |  | C | 5 | 44 | 1 | 56 | LOS ANGELES COUNTY - 1995 | 763 | J-4 | 20263 WESTERN AVE. | TORRANCE | CA | 90501 | 33.8483 | -118.3106 | NORTHWEST |  | NO | YES | NO
MOONEY | 537 | 5338 | Clark, Gerald |  | 12 | 4 | 5033 | RECTOR | 17 | SAN JOAQUIN | 5033 | RECTOR | I | 1948-07-01 |  | D | 5 | 51 | 3 | 32 | CENTRAL VALLEY CITIES |  |  | 1320 S. CENTRAL AVE. | VISALIA | CA | 93277 | 36.3186 | -119.3118 | NORTHWEST |  | NO | YES | NO
MOONSHINE P.T. | 1217 | 7527 |  |  | 16 | 4 | 5055 | GOLETA | 10 | GOLETA | 5056 | MOORPARK | O | 1968-03-01 | 1983-02-01 | A | 5 | 49 | 1 | 60 | SANTA BARBARA COUNTY |  |  |  |  | CA | [5 empty] | NO | YES | NO
MOORPARK | 297 | 5056 | Manzano, John | 76927 | 66 | 16 | 5056 | MOORPARK | 11 | MOORPARK | 5056 | MOORPARK | I | 1968-01-01 |  | S | 5 | 35 | 2 | 61 | VENTURA COUNTY | 53 | F-6 | 5027 GABBERT RD. C/O LOS ANGELES AVE. | MOORPARK | CA | 93021 | 34.2812 | -118.9032 | NORTHWEST |  | NO | YES | NO
MOORPARK | 298 | 5056 | Manzano, John | 76927 | 220 | 66 | 5000 | SCE SYSTEM | 11 | MOORPARK | 5056 | MOORPARK | I | 1968-01-01 |  | S | 5 | 35 | 2 | 61 | VENTURA COUNTY | 53 | F-6 | 5027 GABBERT RD. C/O LOS ANGELES AVE. | MOORPARK | CA | 93021 | 34.2812 | -118.9032 | NORTHWEST |  | NO | YES | YES
MORAGA | 1367 | 8127 | Caldera, Art | 18944 / 18484 | 115 | 12 | 5070 | VALLEY | 7 | VALLEY | 5070 | VALLEY | I | 1968-08-01 |  | S | 3 | 77 | 3 | 16 | RIVERSIDE | 125 | F-3 | ______ MIRA LOMA RD., N/O RANCHO VISTA DR. | TEMECULA | CA | 92390 | 33.5039 | -117.1406 | SOUTHEAST |  | NO | YES | NO
MORAGA | 1368 | 8127 | Caldera, Art | 18944 / 18484 | 33 | 33 | 5070 | VALLEY | 7 | VALLEY | 5070 | VALLEY | I | 1968-08-01 |  | D | 3 | 77 | 3 | 16 | RIVERSIDE | 125 | F-3 | ______ MIRA LOMA RD., N/O RANCHO VISTA DR. | TEMECULA | CA | 92390 | 33.5039 | -117.1406 | SOUTHEAST |  | NO | YES | NO
MORAGA | 1978 | 8127 | Caldera, Art | 18944 / 18484 | 115 | 115 | 5070 | VALLEY | 7 | VALLEY | 5070 | VALLEY | I | 1998-07-03 |  | S | 3 | 77 | 3 | 16 | RIVERSIDE | 125 | F-3 | ______ MIRA LOMA RD., N/O RANCHO VISTA DR. | TEMECULA | CA | 92390 | 33.5039 | -117.1406 | SOUTHEAST |  | YES | NO | NO
MORENO | 1571 | 8193 | Caldera, Art |  | 115 | 12 | 5070 | VALLEY | 7 | VALLEY | 5070 | VALLEY | I | 1988-06-01 |  | S | 3 | 77 | 3 | 16 | RIVERSIDE | 15A | D-4 | 28122 IRONWOOD | MORENO | CA | 92388 | 33.947 | -117.1723 | SOUTHEAST |  | NO | YES | NO
MORGAN | 937 | 6128 |  |  | 55 | 12 | 8015 | INYO SCE | 15 | LUGO | 2556 | CONTROL | I | 1968-08-01 |  | D | 3 | 85 | 2 | 92 | CALIFORNIA ROAD ATLAS | 51 | B-4 | _____ PINE CREEK RD., 7 MI. W/O HWY 395 | BISHOP | CA | 93541 | 37.3598 | -118.7019 | NORTHWEST |  | NO | YES | NO
MORNINGSIDE | 432 | 5219 | Dupree, Daryl | 37531 | 16 | 4 | 5023 | EL NIDO | 8 | EL NIDO | 5023 | EL NIDO | I | 1950-01-01 |  | D | 5 | 44 | 2 | 53 | LOS ANGELES | 57 | C-1 | 3359 W. MANCHESTER AVE. | INGLEWOOD | CA | 90305 | 33.9608 | -118.3307 | NORTHWEST |  | YES | NO | YES
MORONGO | 1734 | 8194 |  |  | 115 | 12 | 5067 | DEVERS | 6 | DEVERS | 5067 | DEVERS | F | 2005-01-01 |  | P | 3 | 79 | 4 | 10 | SAN BERNARDINO COUNTY | 188 | E-2 | N/O TWENTYNINE PALMS HWY 660 FT E/O NORTH STAR TRAIL | MORONGO VALLEY | CA | 92256 |  |  |  |  | NO | YES | NO
MORRO | 835 | 5836 | Pepper, Steve | 37573 | 66 | 12 | 5088 | SANTIAGO | 2 | ELLIS | 5086 | ELLIS | I | 1960-06-01 |  | S | 1 | 43 | 1 | 46 | ORANGE COUNTY - 1993 | 950 | H-1 | 22501 LAGUNA CANYON RD. | LAGUNA BEACH | CA | 92651 | 33.5519 | -117.7789 | SOUTHEAST |  | YES | NO | NO
MORWIND | 61 | 1068 | Brown, Ken A. |  | 66 | 0.5 | 5052 | ANTELOPE | 14 | VINCENT | 5054 | VINCENT | I | 1986-03-01 |  | X | 5 | 52 | 4 | 22 | CENTRAL VALLEY CITIES | 23 | E-4 | 1 MI. N/O OAK CREEK RD., 5 MI. W/O MOJAVE | MOJAVE | CA | 93561 | 35.0587 | -118.27 | NORTHWEST |  | NO | YES | NO
MOULTON | 843 | 5845 | Pepper, Steve | 52015 / 18 / 37601 | 66 | 12 | 5088 | SANTIAGO | 2 | ELLIS | 5086 | ELLIS | I | 1965-12-01 |  | S | 1 | 43 | 2 | 46 | ORANGE COUNTY - 1993 | 891 | H-7 | 24731 BRIDGER RD. | EL TORO | CA | 92630 | 33.6094 | -117.6987 | SOUTHEAST |  | YES | NO | NO
MOUNTAIN PASS | 1507 | 8285 | Brady, Neil (WF) | 49930 | 33 | 12 | 5090 | ELDORADO | 16 | ELDORADO | 5090 | ELDORADO | I | 1950-01-01 |  | D | 3 | 72 | 4 | 21 | SAN BERNARDINO COUNTY | 703 | C-6 | 5 MI. N/O I-15 & BAILEY RD. | MOUNTAIN PASS | CA | 92366 | 35.4997 | -115.5606 | NORTHWEST |  | NO | YES | NO
MOUNTAIN PASS | 1508 | 8285 | Brady, Neil (WF) | 49930 | 115 | 33 | 5090 | ELDORADO | 16 | ELDORADO | 5090 | ELDORADO | I | 1968-05-01 |  | S | 3 | 72 | 4 | 21 | SAN BERNARDINO COUNTY | 703 | C-6 | 5 MI. N/O I-15 & BAILEY RD. | MOUNTAIN PASS | CA | 92366 | 35.4997 | -115.5606 | NORTHWEST |  | NO | YES | NO
MOUNTAIN VIEW | 1608 | 4229 |  |  | 66 | 0.5 | 5064 | VISTA | 5 | VISTA | 5064 | VISTA | I | 1950-01-01 |  | F | 3 | 31 | 3 | 0 | RIVERSIDE COUNTY |  |  |  | RIVERSIDE | CA |  | 34.0793 | -117.241 | SOUTHEAST |  | NO | YES | NO
MOUNTWIND | 1985 | 1069 | Brehaut, Paul |  | 115 | 115 | 5067 | DEVERS | 6 | DEVERS | 5067 | DEVERS | I | 2001-03-26 |  | X | 3 | 79 | 4 | 13 | RIVERSIDE CO. 1996 | 726 | D-5 | GARNET RD W/O INDIAN AV, ADJACENT TO ALTWIND SUB | GARNET | CA | 92262 |  |  |  |  | NO | YES | NO
MOVIE | 466 | 5248 | Dupree, Daryl | 37546 | 66 | 16 | 5029 | LA CIENEGA | 8 | EL NIDO | 5023 | EL NIDO | I | 1987-06-01 |  | S | 5 | 42 | 2 | 54 | LOS ANGELES COUNTY - 1993 | 563 | B-6 | _____ PLAYA ST., W/O HANNUM AVE. | CULVER CITY | CA | 90232 | 33.9902 | -118.3944 | NORTHWEST |  | YES | NO | NO
MOYNIER P.T. | 1223 | 7536 |  |  | 16 | 4 | 5029 | LA CIENEGA | 8 | EL NIDO | 5023 | EL NIDO | I | 1965-06-01 |  | A | 5 | 42 | 2 | 60 | LOS ANGLES COUNTY |  |  |  |  | CA | 90232 |  |  |  |  | NO | YES | NO
MT. DAVID P.T. | 1221 | 7532 |  |  | 12 | 2.4 | 5064 | VISTA | 5 | VISTA | 5064 | VISTA | O | 1950-01-01 | 1983-05-01 | A | 3 | 31 | 3 | 20 | SAN BERNARDINO COUNTY |  |  |  |  | CA | [5 empty] | NO | YES | NO
MT. GIVENS P.T. | 1228 | 7547 |  |  | 12 | 2.4 | 2202 | BIG CREEK SYSTEM | 17 | SAN JOAQUIN | 5033 | RECTOR | I | 1981-08-01 |  | A | 5 | 50 | 2 | 40 | CENTRAL VALLEY CITIES |  |  |  |  | CA | 93629 |  |  |  |  | NO | YES | NO
MT. TOM | 191 | 2598 |  |  | 55 | 12 | 8015 | INYO SCE | 15 | LUGO | 2556 | CONTROL | I | 1966-07-01 |  | D | 3 | 85 | 2 | 92 | CALIFORNIA ROAD ATLAS | 51 | C-4 | _____ HWY 168., 5 MI. W/O TOWN | BISHOP | CA | 93541 | 37.3491 | -118.4665 | NORTHWEST |  | NO | YES | NO
MT. VERNON | 683 | 5641 | Martinez, Jimi |  | 33 | 4 | 5064 | VISTA | 5 | VISTA | 5064 | VISTA | I | 1967-09-01 |  | D | 3 | 31 | 4 | 11 | SAN BERNARDINO COUNTY | 16 | C-1 | _____ ORANGE ST. S/O BASELINE ST., E/O GARNER AVE. | SAN BERNARDINO | CA | 92402 | 34.1209 | -117.3104 | SOUTHEAST |  | NO | YES | NO
MT. WILSON | 374 | 5157 | Fish, Terry |  | 16 | 4 | 5012 | MESA | 3 | MESA/WALNUT | 5012 | MESA | I | 1950-01-01 |  | D | 1 | 27 | 2 | 5 | LOS ANGELES COUNTY - 1993 | 506 | J-7 | 1/4 BLOCK S/O GATE, MT WILSON (START ON OLD TOLL RD) | MT. WILSON | CA | 91023 | 34.2255 | -118.064 | SOUTHEAST |  | NO | YES | NO
MURPHY | 810 | 5812 | Apocada, Ed |  | 66 | 12 | 5084 | CENTER | 9 | LIGHTHIPE | 5073 | LIGHTHIPE | I | 1966-09-01 |  | S | 1 | 47 | 2 | 1 | LOS ANGELES COUNTY - 1993 | 707 | C-3 | 13300 MULBERRY AVE. W/O PAINTER AVE. | WHITTIER | CA | 90602 | 33.9543 | -118.0428 | NORTHWEST |  | YES | NO | NO
MURRIETTA 1 | 1422 | 8196 | Caldera, Art |  | 33 | 2.4 | 5070 | VALLEY | 7 | VALLEY | 5070 | VALLEY | O | 1950-01-01 | 1994-07-20 | D | 3 | 77 | 3 | 16 | RIVERSIDE | 113 | E-2 | C/O KALMIA AND ADAMS ST. | MURRIETTA | CA | 92362 |  |  |  |  | NO | YES | NO
MURRIETTA 2 | 1421 | 8195 | Caldera, Art | 17542 | 33 | 12 | 5070 | VALLEY | 7 | VALLEY | 5070 | VALLEY | I | 1950-01-01 |  | D | 3 | 77 | 3 | 16 | RIVERSIDE | 114 | A-4 | _____ FIG ST. BETWEEN JEFFERSON AND ADAMS ST. | MURRIETTA | CA | 92362 | 33.54 | -117.1873 | SOUTHEAST |  | NO | YES | NO
MURRIETTA HOT SPRING | 1423 | 8197 |  |  | 33 | 2.4 | 5070 | VALLEY | 7 | VALLEY | 5070 | VALLEY | I | 1968-03-01 |  | B | 3 | 77 | 4 | 16 | [5 empty] | CA | [5 empty] | NO | YES | NO
MUSCOY | 1424 | 8198 | Martinez, Jimi |  | 33 | 4 | 5064 | VISTA | 5 | VISTA | 5064 | VISTA | I | 1950-01-01 |  | D | 3 | 31 | 3 | 11 | SAN BERNARDINO | 6 | F-2 | _____ NOLAN ST. N/O KERN, 1 BLOCK W/O CAJON BLVD. | MUSCOY | CA | 92405 | 34.1574 | -117.3391 | SOUTHEAST |  | NO | YES | NO
MWD | 1547 | 8353 |  |  | 33 | 2.4 | 4027 | PARKER | 6 | DEVERS | 5067 | DEVERS | I | 1984-08-01 |  | F | 3 | 87 | 4 | 40 | [7 empty] | 33.9249 | -117.9545 | Frgn Util |  | NO | YES | NO
MWD CORONA | 47 | 1048 |  |  | 4 | 12 | 5069 | MIRA LOMA | 4 | MIRA LOMA/WALNUT | 5069 | MIRA LOMA | I | 1983-07-01 |  | X | 3 | 34 | 3 | 20 | RIVERSIDE COUNTY | 25D | F-2 | AVENIDA DEL VISTA S/S BTWN YUCCA DR. & RED DAWN VIEW CIRCLE | CORONA | CA | 91720 | 33.8568 | -117.6066 | SOUTHEAST |  | NO | YES | NO
MWD COYOTE CREEK | 26 | 1027 |  |  | 66 | 4 | 5087 | OLINDA | 1 | VILLA PARK | 5082 | VILLA PARK | I | 1984-05-01 |  | X | 1 | 48 | 2 | 41 | ORANGE COUNTY |  |  |  |  | CA | [5 empty] | NO | YES | NO
MWD ETIWANDA | 1892 | 1100 |  |  | 66 | 12 | 1310 | ETIWANDA | 4 | MIRA LOMA/WALNUT | 5069 | MIRA LOMA | I | 1994-06-14 |  | F | 3 | 30 | 3 | 0 | [5 empty] | CA | [5 empty] | NO | YES | NO
MWD FOOTHILL | 24 | 1025 |  |  | 4 | 66 | 5051 | SAUGUS | 13 | SAUGUS | 5056 | MOORPARK | I | 1981-01-01 |  | X | 5 | 59 | 3 | 62 | LOS ANGLES COUNTY |  |  |  |  | CA | [5 empty] | NO | YES | NO
MWD LAKE MATHEWS | 44 | 1045 |  |  | 4 | 33 | 5069 | MIRA LOMA | 4 | MIRA LOMA/WALNUT | 5069 | MIRA LOMA | I | 1980-07-01 |  | X | 3 | 34 | 3 | 20 | RIVERSIDE COUNTY | 28 | C-3 | EL SOBRANTE RD. & LA SIERRA AVE., N/S OF LAKE MATHEWS, | CORONA | CA | [5 empty] | NO | YES | NO
MWD PERRIS | 48 | 1049 |  |  | 33 | 4 | 5070 | VALLEY | 7 | VALLEY | 5070 | VALLEY | I | 1983-03-01 |  | X | 3 | 77 | 4 | 10 | [5 empty] | CA | [5 empty] | NO | YES | NO
MWD RED MOUNTAIN | 36 | 1037 |  |  | 33 | 2.4 | 5070 | VALLEY | 7 | VALLEY | 5070 | VALLEY | I | 1985-06-01 |  | X | 3 | 77 | 4 | 10 | [5 empty] | CA |  | 33.679 | -117.0724 | SOUTHEAST |  | NO | YES | NO
MWD RIO HONDO | 50 | 1051 |  |  | 4 | 12 | 5084 | CENTER | 9 | LIGHTHIPE | 5073 | LIGHTHIPE | I | 1984-02-01 |  | X | 1 | 47 | 2 | 1 | [5 empty] | CA | [5 empty] | NO | YES | NO
MWD SAN DIMAS | 39 | 1040 | Apocada, Ed |  | 4 | 66 | 5045 | PADUA | 4 | MIRA LOMA/WALNUT | 5069 | MIRA LOMA | I | 1981-05-01 |  | X | 3 | 26 | 3 | 4 | LOS ANGELES COUNTY - 1993 | 600 | B-1 | S/W C/O ALLEN AND SAN DIMAS AVE. | SAN DIMAS | CA | 91773 | 34.1179 | -117.8074 | SOUTHEAST |  | NO | YES | NO
MWD SYSTEM | 219 | 4060 |  |  | 220 | 220 | 4000 | FOREIGN UTILITY | 6 | DEVERS | 4000 | FOREIGN UTILITY | I | 1950-01-01 |  | F | 9 | 99 |  | 0 | [11 empty] | NO | YES | NO
MWD TEMESCAL | 52 | 1055 |  |  | 4 | 33 | 5069 | MIRA LOMA | 4 | MIRA LOMA/WALNUT | 5069 | MIRA LOMA | I | 1983-06-01 |  | X | 3 | 34 | 3 | 20 | RIVERSIDE | 27 | C-6 | _____ EAGLE CANYON RD., 1 MI. E/O TEMESCAL CANYON RD. | CORONA | CA | [5 empty] | NO | YES | NO
MWD VALLEY VIEW | 51 | 1052 |  |  | 12 | 12 | 5087 | OLINDA | 1 | VILLA PARK | 5082 | VILLA PARK | I | 1985-08-01 |  | X | 1 | 48 | 2 | 41 | ORANGE COUNTY |  |  |  |  | CA | [5 empty] | NO | YES | NO
MWD VENICE | 49 | 1050 |  |  | 66 | 4 | 5029 | LA CIENEGA | 8 | EL NIDO | 5023 | EL NIDO | I | 1982-06-01 |  | X | 5 | 42 | 2 | 30 | LOS ANGLES COUNTY |  |  | W/S 405 FWY, S/O VENICE BLVD. |  | CA | [5 empty] | NO | YES | NO
MWD YORBA LINDA | 29 | 1030 |  |  | 4 | 66 | 5082 | VILLA PARK | 1 | VILLA PARK | 5082 | VILLA PARK | I | 1981-10-01 |  | X | 1 | 48 | 2 | 45 | ORANGE COUNTY |  |  |  |  | CA | [5 empty] | NO | YES | NO
N.W.C. | 960 | 6152 |  |  | 33 | 0.5 | 8016 | KRAMER | 15 | LUGO | 5061 | LUGO | I | 1964-07-01 |  | B | 3 | 86 | 4 | 40 | SAN BERNARDINO COUNTY |  |  |  |  | CA | [5 empty] | NO | YES | NO
NAOMI | 789 | 5780 | Murray, Kevin |  | 16 | 4 | 5074 | LAGUNA BELL | 9 | LIGHTHIPE | 5073 | LIGHTHIPE | I | 1947-12-01 |  | D | 1 | 32 | 2 | 57 | LOS ANGELES | 52 | D-5 | 1450 E. 71TH ST. | HUNTINGTON PARK | CA | 90255 | 33.9761 | -118.2483 | NORTHWEST |  | YES | NO | NO
NAPLES | 752 | 5740 | Perez, Chris |  | 12 | 4 | 1410 | ALAMITOS | 9 | LIGHTHIPE | 5073 | LIGHTHIPE | I | 1930-11-01 |  | D | 1 | 46 | 1 | 51 | LOS ANGELES | 76 | B-6 | 300 NIETRO AVE. | LONG BEACH | CA | 90814 | 33.7686 | -118.1319 | NORTHWEST |  | YES | NO | YES
NARCISSA P.T. | 1232 | 7580 |  |  | 16 | 2.4 | 5021 | LA FRESA | 8 | EL NIDO | 5023 | EL NIDO | O | 1975-06-01 | 1985-08-01 | A | 5 | 44 | 1 | 50 | LOS ANGELES COUNTY |  |  |  |  | CA | [5 empty] | NO | YES | NO
NAROD | 690 | 5648 | Olson, Marty | 17219 | 66 | 12 | 5062 | CHINO | 4 | MIRA LOMA/WALNUT | 5069 | MIRA LOMA | I | 1950-01-01 |  | S | 3 | 34 | 3 | 12 | SAN BERNARDINO COUNTY | 21 | F-1 | 1465 S. OAKS AVE. | ONTARIO | CA | 91762 | 34.0469 | -117.6755 | SOUTHEAST |  | NO | YES | YES
NARROWS | 838 | 5838 | Apocada, Ed | 45397 | 66 | 12 | 5012 | MESA | 3 | MESA/WALNUT | 5012 | MESA | I | 1950-01-01 |  | S | 1 | 22 | 2 | 1 | LOS ANGELES COUNTY - 1993 | 676 | J-2 | 9900 BEVERLY BLVD. | PICO RIVERA | CA | 90660 | 34.0055 | -118.068 | SOUTHEAST |  | YES | NO | NO
NATIONAL SUPPLY | 451 | 5237 |  |  | 66 | 16 | 5021 | LA FRESA | 8 | EL NIDO | 5023 | EL NIDO | O | 1950-01-01 | 1985-12-01 | C | 5 | 44 | 2 | 56 | LOS ANGELES COUNTY |  |  |  |  | CA | [5 empty] | NO | YES | NO
NAUTILUS | 1749 | 5798 |  |  | 66 | 12 | 5073 | LIGHTHIPE | 9 | LIGHTHIPE | 5073 | LIGHTHIPE | F | 2005-01-01 |  | P | 1 | 46 | 1 | 50 | LOS ANGELES COUNTY |  |  |  |  | CA | [5 empty] | NO | YES | NO
NAVAJO | 255 | 4201 |  |  | 25 | 500 | 4000 | FOREIGN UTILITY | 6 | DEVERS | 4000 | FOREIGN UTILITY | I | 1974-05-01 |  | G | 9 | 99 |  | 0 |  |  |  |  | COCONINO COUNTY | AZ |  | 36.9002 | -111.3759 | Frgn Util |  | NO | YES | NO
NAVAJO (SRP) | 96 | 1335 |  |  | 12 | 500 | 4000 | FOREIGN UTILITY | 6 | DEVERS | 4000 | FOREIGN UTILITY | I | 1974-05-01 |  | F | 9 | 99 |  | 0 | [11 empty] | NO | YES | NO
NAVY HOUSING P.T. | 1235 | 7583 |  |  | 16 | 4 | 5021 | LA FRESA | 8 | EL NIDO | 5023 | EL NIDO | I | 1963-01-01 |  | A | 5 | 44 | 1 | 50 | LOS ANGELES COUNTY |  |  |  |  | CA | 90275 |  |  |  |  | NO | YES | NO
NAVY MOLE | 984 | 6189 | Murray, Kevin |  | 66 | 12 | 5071 | HINSON | 9 | LIGHTHIPE | 5073 | LIGHTHIPE | I | 1969-12-01 |  | C | 1 | 46 | 1 | 51 | LOS ANGELES 1993 | 824 | H-3 | LONG BEACH NAVAL BASE, TERMINAL ISLAND | LONG BEACH | CA | 90822 | 33.7438 | -118.2236 | NORTHWEST |  | NO | YES | NO
NAVY ONE | 985 | 6190 | Murray, Kevin |  | 66 | 12 | 5071 | HINSON | 9 | LIGHTHIPE | 5073 | LIGHTHIPE | O | 1969-09-01 | 2000-10-18 | C | 1 | 46 | 1 | 51 | LOS ANGELES | 824 | H-3 | LONG BEACH NAVAL BASE TERMINAL ISLAND | LONG BEACH | CA | 90822 |  |  |  |  | NO | YES | NO
NEENACH | 608 | 5556 | Brown, Ken A. |  | 66 | 12 | 5052 | ANTELOPE | 14 | VINCENT | 5054 | VINCENT | I | 1950-01-01 |  | S | 5 | 36 | 3 | 22 | CALIFORNIA ROAD ATLAS | 89 | B-2 | 210 ST. WEST., AND AVE."D", BTWN LANCASTER & GORMAN ON HWY. 138 | NEENACH | CA | 93536 | 34.7748 | -118.5012 | NORTHWEST |  | NO | YES | YES
NELSON | 1519 | 8296 | Caldera, Art |  | 115 | 12 | 5070 | VALLEY | 7 | VALLEY | 5070 | VALLEY | I | 1967-10-01 |  | S | 3 | 77 | 4 | 16 | RIVERSIDE | 45 | A-6 | S/E C/O LYON AVE. & ESPLANADA AVE., 4 MI. N/W OF HEMET | HEMET | CA | 92343 | 33.7725 | -116.9882 | SOUTHEAST |  | NO | YES | NO
NELSON | 1520 | 8296 | Caldera, Art |  | 115 | 33 | 5070 | VALLEY | 7 | VALLEY | 5070 | VALLEY | I | 1972-06-01 |  | S | 3 | 77 | 4 | 16 | RIVERSIDE | 45 | A-6 | S/E C/O LYON AVE. & ESPLANADA AVE., 4 MI. N/W OF HEMET | HEMET | CA | 92343 | 33.7725 | -116.9882 | SOUTHEAST |  | YES | NO | NO
NEPTUNE | 790 | 5781 |  |  | 66 | 4 | 5071 | HINSON | 9 | LIGHTHIPE | 5073 | LIGHTHIPE | I | 1962-09-01 |  | S | 1 | 32 | 2 | 56 | LOS ANGELES | 69 | B-5 | BETWEEN GRACE AND RAVENDA AVENUES, S/O 220TH STREET | CARSON | CA | 90745 | 33.8274 | -118.2684 | NORTHWEST |  | NO | YES | NO
NEPTUNE | 791 | 5781 |  |  | 66 | 12 | 5071 | HINSON | 9 | LIGHTHIPE | 5073 | LIGHTHIPE | I | 1962-09-01 |  | S | 1 | 32 | 2 | 56 | LOS ANGELES | 69 | B-5 | BETWEEN GRACE AND RAVENDA AVENUES, S/O 220TH STREET | CARSON | CA | 90745 | 33.8274 | -118.2684 | NORTHWEST |  | YES | NO | NO
NEVADA POWER | 1838 | 4020 | Brady, Neil (WF) |  | 66 | 12 | 4000 | FOREIGN UTILITY | 16 | ELDORADO | 5090 | ELDORADO | I | 1970-01-01 |  | F | 9 | 99 |  | 0 | [7 empty] | 35.1603 | -114.5874 | NORTHWEST |  | NO | YES | NO
NEVADA POWER | 207 | 4020 | Brady, Neil (WF) |  | 25 | 25 | 4000 | FOREIGN UTILITY | 16 | ELDORADO | 4000 | FOREIGN UTILITY | I | 1950-01-01 |  | F | 9 | 99 |  | 0 | [7 empty] | 35.1603 | -114.5874 | NORTHWEST |  | NO | YES | NO
NEWBURY | 609 | 5557 | Manzano, John | 76909 | 66 | 16 | 5056 | MOORPARK | 11 | MOORPARK | 5056 | MOORPARK | I | 1962-07-01 |  | S | 5 | 35 | 2 | 61 | LOS ANGELES COUNTY |  |  | 1295 LAWRENCE DR. (REAR OF TILE TRENDS CO.) | CONEJO | CA | 91320 | 34.1951 | -118.931 | NORTHWEST |  | YES | NO | NO
NEWCOMB | 1535 | 8315 | Caldera, Art |  | 115 | 12 | 5070 | VALLEY | 7 | VALLEY | 5070 | VALLEY | I | 1990-06-04 |  | S | 3 | 77 | 3 | 16 | RIVERSIDE | 72 | F-5 | _____ MURRIETA RD., 670 FT N/O NEWPORT RD. | PERRIS | CA | 92370 | 33.6871 | -117.2071 | SOUTHEAST |  | YES | NO | YES
NEWHALL | 625 | 5576 | Upgrade |  | 66 | 16 | 5051 | SAUGUS | 13 | SAUGUS | 5056 | MOORPARK | I | 1968-03-01 |  | S | 5 | 59 | 3 | 62 | LOS ANGELES COUNTY | 27 | A-4 | 24211 LYONS AVE. | NEWHALL | CA | 91321 | 34.3792 | -118.5591 | NORTHWEST |  | NO | YES | NO
NEWMARK | 360 | 5136 | Fish, Terry | 45783 | 66 | 4 | 5012 | MESA | 3 | MESA/WALNUT | 5012 | MESA | I | 1950-01-01 |  | S | 1 | 22 | 2 | 3 | LOS ANGELES COUNTY - 1993 | 636 | B-4 | 1319 S. GARFIELD AVE. | MONTEREY PARK | CA | 91754 | 34.0456 | -118.1297 | SOUTHEAST |  | NO | YES | NO
NEWMARK | 361 | 5136 | Fish, Terry | 45783 | 66 | 16 | 5012 | MESA | 3 | MESA/WALNUT | 5012 | MESA | I | 1950-01-01 |  | S | 1 | 22 | 2 | 3 | LOS ANGELES COUNTY - 1993 | 636 | B-4 | 1319 S. GARFIELD AVE. | MONTEREY PARK | CA | 91754 | 34.0456 | -118.1297 | SOUTHEAST |  | YES | NO | NO
NEWPORT | 839 | 5839 | Pepper, Steve |  | 12 | 4 | 5086 | ELLIS | 2 | ELLIS | 5086 | ELLIS | I | 1950-01-01 |  | D | 1 | 33 | 1 | 42 | ORANGE COUNTY - 1993 | 918 | J-1 | 1516 BALBOA BLVD. | NEWPORT BEACH | CA | 92663 | 33.6073 | -117.9217 | SOUTHEAST |  | NO | YES | NO
NIDEVER P.T. | 1230 | 7576 |  |  | 16 | 2.4 | 5055 | GOLETA | 10 | GOLETA | 5056 | MOORPARK | I | 1950-01-01 |  | A | 5 | 49 | 1 | 60 | SANTA BARBARA COUNTY |  |  |  |  | CA | 93013 |  |  |  |  | NO | YES | NO
NIELSON P.T. | 1233 | 7581 |  |  | 33 | 12 | 8027 | VICTOR | 15 | LUGO | 5061 | LUGO | O | 1981-06-01 | 1987-07-01 | A | 3 | 73 | 4 | 30 | SAN BERNARDINO COUNTY |  |  |  |  | CA | [5 empty] | NO | YES | NO
NIETOS | 1559 | 6289 | Apocada, Ed |  | 66 | 12 | 5084 | CENTER | 9 | LIGHTHIPE | 5073 | LIGHTHIPE | I | 1990-11-30 |  | C | 1 | 47 | 2 | 4 | LOS ANGELES COUNTY - 1993 | 707 | A-5 | 10906 ROMANDEL, E/O BLOOMFIELD AVE., S/O TELEGRAPH RD. | SANTA FE SPRINGS | CA |  | 33.9374 | -118.0587 | NORTHWEST |  | NO | YES | NO
NIGUEL | 883 | 5887 | Pepper, Steve | 37579 | 66 | 12 | 5088 | SANTIAGO | 2 | ELLIS | 5086 | ELLIS | I | 1969-06-01 |  | S | 1 | 43 | 1 | 46 | ORANGE COUNTY - 1993 | 921 | A-4 | 27482 EL LAZO RD. | LAGUNA NIGUEL | CA | 92677 | 33.5626 | -117.7151 | SOUTHEAST |  | YES | NO | NO
NILAND (IID) | 239 | 4118 |  |  | 161 | 161 | 4015 | IID SYSTEM | 6 | DEVERS | 4000 | FOREIGN UTILITY | I | 1950-01-01 |  | F | 9 | 87 | 4 | 0 | RIVERSIDE COUNTY |  |  | USBR BLYTHE-WEST MESA, 5 MI.WO TOWN | BLYTHE | CA | [5 empty] | NO | YES | NO
NIPPON | 1781 | 5290 |  |  | 66 | 16 | 5056 | MOORPARK | 11 | MOORPARK | 5056 | MOORPARK | F | 2005-01-01 |  | P | 5 | 35 | 3 | 60 | [5 empty] | CA | [5 empty] | NO | YES | NO
NOBLE P.T. | 1229 | 7575 |  |  | 33 | 12 | 8016 | KRAMER | 15 | LUGO | 5090 | ELDORADO | I | 1967-07-01 |  | A | 3 | 72 | 4 | 30 | SAN BERNARDINO COUNTY |  |  |  |  | CA | 92311 |  |  |  |  | NO | YES | NO
NOGAL P.T. | 1237 | 7585 |  |  | 16 | 4 | 5055 | GOLETA | 10 | GOLETA | 5056 | MOORPARK | I | 1989-05-01 |  | A | 5 | 49 | 1 | 60 | SANTA BARBARA COUNTY |  |  |  |  | CA | 93110 |  |  |  |  | NO | YES | NO
NOGALES | 694 | 5655 | Reid, Jim | 53965 | 66 | 12 | 5014 | WALNUT | 4 | MIRA LOMA/WALNUT | 5014 | MIRA LOMA | I | 1961-11-01 |  | S | 1 | 26 | 2 | 6 | LOS ANGELES COUNTY - 1993 | 679 | F-2 | N/E C/O LEMON RD. & CURRIER RD. | WALNUT | CA | 91789 | 34.007 | -117.8552 | SOUTHEAST |  | YES | NO | NO
NOLA | 774 | 5763 |  |  | 66 | 16 | 5073 | LIGHTHIPE | 9 | LIGHTHIPE | 5073 | LIGHTHIPE | I | 1984-06-01 |  | S | 1 | 32 | 2 | 56 | LOS ANGELES COUNTY | 69 | B-1 | S/W C/O GRIFFITH AND MAIN | CARSON | CA | 90746 | 33.8596 | -118.276 | NORTHWEST |  | YES | NO | NO
NORCO | 664 | 5624 | Olson, Marty |  | 12 | 4 | 5069 | MIRA LOMA | 4 | MIRA LOMA/WALNUT | 5069 | MIRA LOMA | I | 1950-01-01 |  | D | 3 | 34 | 3 | 12 | RIVERSIDE COUNTY | 10 | E-5 | _____ SIERRA AVE., BETWEEN 5TH & 6TH ST. | NORCO | CA | 91760 | 33.9314 | -117.5559 | SOUTHEAST |  | NO | YES | NO
NORLAND | 1864 | 8341 |  |  | 115 | 12 | 5070 | VALLEY | 7 | VALLEY | 5070 | VALLEY | F | 2005-01-01 |  | P | 3 | 77 | 3 | 20 |  |  |  | C/O POTTER RD. AND RAMONA BLVD. | SAN JACINTO | CA | [5 empty] | NO | YES | NO
NORSEAL | 868 | 5871 | Perez, Chris |  | 66 | 12 | 1410 | ALAMITOS | 9 | LIGHTHIPE | 5073 | LIGHTHIPE | I | 1967-01-01 |  | C | 1 | 33 | 1 | 0 | ORANGE COUNTY | 826 | G-2 | _____ WESTMINISTER AVE. | SEAL BEACH | CA | 90740 | 33.7556 | -118.087 | NORTHWEST |  | NO | YES | NO
NORTECK | 1764 | 6253 |  |  | 66 | 12 | 5021 | LA FRESA | 8 | EL NIDO | 5023 | EL NIDO | F | 2010-01-01 |  | C | 5 | 44 | 1 | 70 | LOS ANGELES COUNTY |  |  |  |  | CA | [5 empty] | NO | YES | NO
NORTH BAY P.T. | 1231 | 7578 |  |  | 12 | 2.4 | 5064 | VISTA | 5 | VISTA | 5064 | VISTA | I | 1950-01-01 |  | A | 3 | 40 | 2 | 40 | SAN BERNARDINO COUNTY |  |  |  |  | CA | 92352 |  |  |  |  | NO | YES | NO
NORTH INTAKE | 1427 | 8205 | Brady, Neil (WF) |  | 33 | 12 | 4025 | BLYTHE (WALC) | 6 | DEVERS | 5067 | DEVERS | I | 1950-01-01 |  | D | 3 | 87 | 4 | 13 | RIVERSIDE | 723 | H-0 | HWY 95, 10 MI. N/O BLYTHE, .25 MI. W/O PALO VERDE | BLYTHE | CA | 92225 | 33.7322 | -114.5201 | SOUTHEAST |  | NO | YES | NO
NORTH MUROC | 1428 | 8206 | Manzer, Jim |  | 33 | 12 | 8016 | KRAMER | 15 | LUGO | 5061 | LUGO | I | 1950-01-01 |  | D | 3 | 86 | 4 | 24 | CENTRAL VALLEY CITIES | 24 | A-5 | .25 MI. N/O HWY 58, AT EDWARDS AFB ENTRANCE RD. | NORTH EDWARDS | CA | 93523 | 35.0239 | -117.8359 | NORTHWEST |  | NO | YES | NO
NORTH OAKS | 550 | 5354 | Upgrade |  | 66 | 16 | 5051 | SAUGUS | 13 | SAUGUS | 5056 | MOORPARK | I | 1971-07-01 |  | S | 5 | 59 | 3 | 62 | LOS ANGELES | 125 | A-9 | 18306 SOLEDAD CANYON RD. | SAUGUS | CA | 91350 | 34.4166 | -118.4518 | NORTHWEST |  | NO | YES | NO
NORTHEAST CITY | 1425 | 8203 |  |  | 33 | 4.8 | 4025 | BLYTHE (WALC) | 6 | DEVERS | 5067 | DEVERS | O | 1950-01-01 | 1998-12-11 | D | 3 | 87 | 4 | 13 | RIVERSIDE | 300 | C-4 | _____ FIFTH ST., 1 BLK N/O HOBSON WAY. | BLYTHE | CA | 92225 |  |  |  |  | NO | YES | NO
NORTHROP | 1898 | 6229 |  | 33962 | 66 | 4 | 5021 | LA FRESA | 8 | EL NIDO | 5023 | EL NIDO | I | 1994-12-18 |  | C | 5 | 44 | 1 | 50 | LOS ANGELES COUNTY - 1994 |  |  | ONE NORTHROP AVE. | HAWTHORNE | CA |  | 33.9212 | -118.336 | NORTHWEST |  | NO | YES | NO
NORTHSTAR P.T. | 1234 | 7582 |  |  | 33 | 12 | 5067 | DEVERS | 6 | DEVERS | 5067 | DEVERS | I | 1981-09-01 |  | A | 3 | 84 |  | 40 | SAN BERNARDINO | 188 | E-2 | 50' N/O HIGHWAY 62., ON NORTHSTAR RD. | MORONGA VALLEY | CA | 92256 |  |  |  |  | NO | YES | NO
NORTHWIND | 62 | 1070 | Brown, Ken A. |  | 66 | 12 | 5052 | ANTELOPE | 14 | VINCENT | 5054 | VINCENT | I | 1982-12-01 |  | X | 5 | 52 | 3 | 22 | CENTRAL VALLEY CITIES | 23 | C-4 | 3 MI E/O TEHACHAPI-WILLOW SPRINGS RD., 2 MI. N/O OAK CREEK RD. | TEHACHAPI | CA | 93561 | 35.0731 | -118.3709 | NORTHWEST |  | NO | YES | NO
NORTON A.F.B. | 1430 | 8208 |  |  | 33 | 33 | 5064 | VISTA | 5 | VISTA | 5064 | VISTA | I | 1950-01-01 |  | B | 3 | 31 | 3 | 20 | SAN BERNARDINO COUNTY |  |  |  |  | CA | [5 empty] | NO | YES | NO
NORWELD | 1021 | 6249 | Orduno, Marlo |  | 66 | 12 | 5087 | OLINDA | 1 | VILLA PARK | 5082 | VILLA PARK | I | 1979-04-01 |  | C | 1 | 48 | 2 | 43 | ORANGE COUNTY - 1993 | 708 | J-7 | 1225 W. IMPERIAL HWY. | BREA | CA | 92621 | 33.9193 | -117.9184 | SOUTHEAST |  | NO | YES | NO
NUEVO | 1431 | 8209 | Caldera, Art |  | 33 | 12 | 5070 | VALLEY | 7 | VALLEY | 5070 | VALLEY | I | 1950-01-01 |  | D | 3 | 77 | 3 | 16 | RIVERSIDE | 40A | F-2 | C/O LAKEVIEW AND RAMONA EXPRESSWAY | LAKEVIEW | CA | 92353 | 33.838 | -117.1226 | SOUTHEAST |  | NO | YES | NO
NUGGET | 1477 | 8258 | Brehaut, Paul |  | 33 | 25 | 5067 | DEVERS | 6 | DEVERS | 5067 | DEVERS | I | 1973-02-01 |  | D | 3 | 84 | 4 | 13 | SAN BERNARDINO | 143 | D-2 | S/E C/O YUCCA MESA RD. & LA BRISA DR. (5 MI. N/O 29 PALMS HWY) | LANDERS | CA | 92284 | 34.2074 | -116.369 | SOUTHEAST |  | NO | YES | YES
NUTWOOD P.T. | 1236 | 7584 |  |  | 16 | 4 | 5023 | EL NIDO | 8 | EL NIDO | 5023 | EL NIDO | O | 1984-12-01 | 1996-12-31 | A | 5 | 44 | 1 | 50 | LOS ANGELES COUNTY |  |  |  |  | CA | [5 empty] | NO | YES | NO
OAK GROVE | 536 | 5337 | Clark, Gerald | 49906 | 66 | 12 | 5033 | RECTOR | 17 | SAN JOAQUIN | 5033 | RECTOR | I | 1948-05-01 |  | S | 5 | 51 | 2 | 32 | CENTRAL VALLEY CITIES | 11 | H-9 | C/O AVE 304 & ROAD 92, (SHIRK RD & GOSHEN AVE) | VISALIA | CA | 93277 | 36.3417 | -119.3672 | NORTHWEST |  | NO | YES | NO
OAK KNOLL P.T. | 1240 | 7612 |  |  | 12 | 2.4 | 5064 | VISTA | 5 | VISTA | 5064 | VISTA | I | 1964-12-01 |  | A | 3 | 40 | 2 | 40 | SAN BERNARDINO COUNTY |  |  |  |  | CA | 92341 |  |  |  |  | NO | YES | NO
OAK PARK | 494 | 5282 | Manzano, John | 76972 | 66 | 16 | 5056 | MOORPARK | 11 | MOORPARK | 5056 | MOORPARK | I | 1984-06-01 |  | S | 5 | 35 | 2 | 61 | VENTURA COUNTY | 75 | D-5 | OFF OF KANAN RD. NEAR LINDERO CANYON RD. | THOUSAND OAKS | CA | 91377 | 34.1858 | -118.7843 | NORTHWEST |  | YES | NO | NO
OAK SPRINGS P.T. | 1537 | 8318 |  |  | 33 | 12 | 8027 | VICTOR | 15 | LUGO | 5061 | LUGO | I | 1977-11-01 |  | A | 3 | 73 | 4 | 30 | SAN BERNARDINO COUNTY |  |  |  |  | CA | 92372 |  |  |  |  | NO | YES | NO
OAKTREE P.T. | 1244 | 7617 |  |  | 16 | 2.4 | 5015 | GOULD | 3 | MESA/WALNUT | 5012 | MESA | I | 1988-10-19 |  | A | 1 | 27 | 3 | 10 | [5 empty] | CA | 91011 |  |  |  |  | NO | YES | NO
OAKWIND | 69 | 1078 | Brown, Ken A. |  | 66 | 0.5 | 5052 | ANTELOPE | 14 | VINCENT | 5054 | VINCENT | I | 1986-02-01 |  | C | 5 | 52 | 4 | 22 | CENTRAL VALLEY CITIES | 23 | C-4 | W/O TEHACHAPI-WILLOW SPRINGS RD., 1 MI. S/O OAK CREEK RD. | TEHACHAPI | CA | 93561 | 35.035 | -118.3538 | NORTHWEST |  | NO | YES | NO
OASIS | 599 | 5548 | Brown, Ken A. | 41448 | 66 | 12 | 5052 | ANTELOPE | 14 | VINCENT | 5054 | VINCENT | I | 1950-01-01 |  | S | 5 | 36 | 3 | 22 | CALIFORNIA ROAD ATLAS | 90 | A-3 | AVE. "M"., AND 20TH ST. | LANCASTER | CA | 93535 | 34.6473 | -118.0958 | NORTHWEST |  | YES | NO | NO
OCEAN PARK | 433 | 5221 | Dupree, Daryl | 37591 | 16 | 4 | 5029 | LA CIENEGA | 8 | EL NIDO | 5023 | EL NIDO | I | 1950-01-01 |  | D | 5 | 42 | 1 | 54 | LOS ANGLES COUNTY | 49 | B-3 | 3110 SECOND ST. | SANTA MONICA | CA | 90405 | 33.9988 | -118.4781 | NORTHWEST |  | YES | NO | NO
OCEANAIRE P.T. | 1239 | 7610 |  |  | 16 | 4 | 5021 | LA FRESA | 8 | EL NIDO | 5023 | EL NIDO | O | 1967-03-01 | 1986-05-01 | A | 5 | 44 | 1 | 50 | LOS ANGELES COUNTY |  |  |  |  | CA | [5 empty] | NO | YES | NO
OCEANO P.T. | 1238 | 7608 |  |  | 16 | 2.4 | 5055 | GOLETA | 10 | GOLETA | 5056 | MOORPARK | I | 1972-11-01 |  | A | 5 | 49 | 1 | 60 | SANTA BARBARA COUNTY |  |  |  |  | CA | 93108 |  |  |  |  | NO | YES | NO
OCEANVIEW | 840 | 5842 | Rolf, Dave | 37709 | 66 | 12 | 5086 | ELLIS | 2 | ELLIS | 5086 | ELLIS | I | 1950-01-01 |  | S | 1 | 33 | 1 | 41 | ORANGE COUNTY - 1993 | 828 | A-7 | 8081 E. WARNER AVE. | HUNTINGTON BEACH | CA | 92647 | 33.7166 | -117.9875 | SOUTHEAST |  | YES | NO | NO
OCOTILLO MTR | 928 | 6111 |  |  | 33 | 4 | 5067 | DEVERS | 6 | DEVERS | 5067 | DEVERS | I | 1950-01-01 |  | B | 3 | 84 | 4 | 40 | [5 empty] | CA | [5 empty] | NO | YES | NO
OCTOL | 517 | 5320 | Clark, Gerald | 49909 | 66 | 12 | 5033 | RECTOR | 17 | SAN JOAQUIN | 5033 | RECTOR | I | 1930-04-01 |  | S | 5 | 51 | 3 | 33 | CENTRAL VALLEY CITIES | 14 | H-3 | ROAD 80, AND AVE 184, | TULARE | CA | 93274 | 36.1241 | -119.3957 | NORTHWEST |  | NO | YES | NO
OILGEN | 1713 | 1022 |  |  | 66 | 12 | 5052 | ANTELOPE | 14 | VINCENT | 5054 | VINCENT | F | 2005-01-01 |  | X | 5 | 36 | 4 | 40 | [5 empty] | CA | [5 empty] | NO | YES | NO
OILRICH | 799 | 5793 |  |  | 66 | 12 | 5071 | HINSON | 9 | LIGHTHIPE | 5073 | LIGHTHIPE | O | 1953-12-01 | 1988-12-21 | C | 1 | 46 | 1 | 51 | LOS ANGELES COUNTY |  |  |  |  | CA | [5 empty] | NO | YES | NO
OJAI | 580 | 5526 | Carbone, Jim |  | 66 | 16 | 5053 | SANTA CLARA | 12 | SANTA CLARA | 5056 | MOORPARK | I | 1967-06-01 |  | S | 5 | 39 | 3 | 64 | VENTURA | 14 | E-4 | 403 WILLOW | OJAI | CA | 93023 | 34.4466 | -119.2409 | NORTHWEST |  | NO | YES | NO
OLDFIELD | 755 | 5744 | Perez, Chris |  | 12 | 4 | 5073 | LIGHTHIPE | 9 | LIGHTHIPE | 5073 | LIGHTHIPE | I | 1946-12-01 |  | D | 1 | 46 | 2 | 57 | LOS ANGELES | 70 | D-3 | 4843 ORANGE AVE. | LONG BEACH | CA | 90807 | 33.8472 | -118.1765 | NORTHWEST |  | NO | YES | NO
OLINDA | 329 | 5087 | Reid, Jim | 53253 | 66 | 12 | 5087 | OLINDA | 1 | VILLA PARK | 5082 | VILLA PARK | I | 1966-06-01 |  | S | 1 | 48 | 2 | 43 | ORANGE COUNTY - 1993 | 708 | H-4 | 2051 E. BROOKDALE AVE. | LA HABRA | CA | 90631 | 33.9462 | -117.9213 | SOUTHEAST |  | NO | YES | NO
OLINDA | 330 | 5087 | Reid, Jim | 53253 | 220 | 66 | 5000 | SCE SYSTEM | 1 | VILLA PARK | 5082 | VILLA PARK | I | 1966-06-01 |  | T | 1 | 48 | 2 | 43 | ORANGE COUNTY - 1993 | 708 | H-4 | 2051 E. BROOKDALE AVE. | LA HABRA | CA | 90631 | 33.9462 | -117.9213 | SOUTHEAST |  | NO | YES | NO
O-LINE | 1832 | 8020 |  |  | 115 | 12 | 5062 | CHINO | 4 | MIRA LOMA/WALNUT | 5069 | MIRA LOMA | F | 2010-01-01 |  | P | 3 | 34 | 3 | 20 | RIVERSIDE COUNTY | 10 | A-2 | _____ ARCHIBALD AVE., 2500 FT S/O SCHLEISMAN RD. | NORCO | CA | 91760 |  |  |  |  | NO | YES | NO
OLIVE LAKE | 1432 | 8210 | Brady, Neil (WF) |  | 33 | 12 | 4025 | BLYTHE (WALC) | 6 | DEVERS | 5067 | DEVERS | I | 1950-01-01 |  | D | 3 | 87 | 4 | 13 | RIVERSIDE | 300 | F-4 | _____ OLIVE LAKE BLVD., AND I-10 | BLYTHE | CA | 92225 | 33.6119 | -114.5504 | SOUTHEAST |  | NO | YES | NO
OLYMPIC | 434 | 5222 | Dupree, Daryl | 37555 | 16 | 4 | 5029 | LA CIENEGA | 8 | EL NIDO | 5023 | EL NIDO | I | 1950-01-01 |  | D | 5 | 42 | 2 | 54 | LOS ANGLES COUNTY | 42 | D-2 | 364 S. DOHENY DR., N/O OLYMPIC BLVD. (UNDERGROUND) | BEVERLY HILLS | CA | 90210 | 34.0608 | -118.3887 | NORTHWEST |  | YES | NO | NO
OMAR | 1 | 1001 | Cochran, Mike | 74409 | 220 | 12 | 5000 | SCE SYSTEM | 17 | SAN JOAQUIN | 5033 | RECTOR | I | 1985-04-01 |  | X | 5 | 51 | 3 | 31 | CENTRAL VALLEY CITIES |  |  | ________________ 5 MI. N/E OF BAKERSFIELD, | BAKERSFIELD | CA |  | 35.4518 | -118.9835 | NORTHWEST |  | NO | YES | NO
OMAR P.T. | 1241 | 7614 |  |  | 12 | 2.4 | 5071 | HINSON | 9 | LIGHTHIPE | 5073 | LIGHTHIPE | O | 1967-10-01 | 1980-12-01 | A | 1 | 46 | 1 | 50 | LOS ANGELES COUNTY |  |  |  |  | CA | [5 empty] | NO | YES | NO
ONDULANDO P.T. | 1243 | 7616 |  |  | 16 | 4 | 5053 | SANTA CLARA | 12 | SANTA CLARA | 5056 | MOORPARK | O | 1969-12-01 | 1984-12-01 | A | 5 | 39 | 1 | 60 | VENTURA COUNTY |  |  |  |  | CA | [5 empty] | YES | NO | NO
O'NEILL | 1699 | 5922 | Pepper, Steve | 52002 | 66 | 12 | 5088 | SANTIAGO | 2 | ELLIS | 5086 | ELLIS | I | 1993-05-27 |  | S | 1 | 43 | 2 | 46 | ORANGE COUNTY - 1993 | 892 | H-3 | 30103 SANTA MARGARITA PKWY. | RANCHO SANTA MARGARITA | CA | 92688 | 33.6422 | -117.6056 | SOUTHEAST |  | NO | YES | NO
ONSHORE | 1745 | 6315 |  |  | 66 | 12 | 5055 | GOLETA | 10 | GOLETA | 5056 | MOORPARK | I | 2000-01-01 |  | P | 5 | 49 | 1 | 60 | SANTA BARBARA COUNTY | 993 | F-3 | 7879 HOLLISTER AVE. | ELLWOOD | CA | 91306 | 34.4314 | -119.9104 | NORTHWEST |  | NO | YES | NO
ONTARIO | 665 | 5625 | Olson, Marty | 17256 / 16610 | 12 | 4 | 5062 | CHINO | 4 | MIRA LOMA/WALNUT | 5069 | MIRA LOMA | I | 1950-01-01 |  | D | 3 | 34 | 3 | 15 | SAN BERNARDINO COUNTY | 22 | C-4 | 701 S. SULTANA ST. | ONTARIO | CA | 91761 | 34.0565 | -117.6457 | SOUTHEAST |  | YES | NO | YES
ONTARIO PH.1 | 150 | 2331 |  |  | 12 | 12 | 5045 | PADUA | 4 | MIRA LOMA/WALNUT | 5069 | MIRA LOMA | I | 1902-03-01 |  | H | 3 | 34 | 3 | 92 | SAN BERNARDINO COUNTY | P | F-6 | _____ MT. BALDY RD., .5 MI. S/O MOUNTAIN AVE. | UPLAND | CA | 91786 | 34.1794 | -117.674 | SOUTHEAST |  | NO | YES | NO
ONTARIO PH.2 | 151 | 2332 |  |  | 12 | 12 | 5045 | PADUA | 4 | MIRA LOMA/WALNUT | 5069 | MIRA LOMA | I | 1963-03-01 |  | H | 3 | 34 | 3 | 91 | SAN BERNARDINO COUNTY | P | F-5 | MT. BALDY ROAD, 4 MI. ABOVE ONTARIO NO. 1 | UPLAND | CA | 91786 | 34.223 | -117.6665 | SOUTHEAST |  | NO | YES | NO
ORANGE | 841 | 5843 | Orduno, Marlo |  | 66 | 12 | 5082 | VILLA PARK | 1 | VILLA PARK | 5082 | VILLA PARK | I | 1966-11-01 |  | S | 1 | 29 | 2 | 45 | ORANGE COUNTY - 1993 | 799 | F-4 | 233 N. BATAVIA ST. | ORANGE | CA | 92668 | 33.7901 | -117.8614 | SOUTHEAST |  | YES | NO | NO
ORANGE PRODUCTS | 971 | 6166 | Olson, Marty |  | 66 | 4 | 5045 | PADUA | 4 | MIRA LOMA/WALNUT | 5069 | MIRA LOMA | I | 1969-12-01 |  | C | 3 | 34 | 3 | 15 | SAN BERNARDINO COUNTY | 22 | C-3 | C/O MONTEREY AVE. AND CALIFORNIA ST. | ONTARIO | CA | 91761 | 34.0572 | -117.6432 | SOUTHEAST |  | NO | YES | NO
ORANGEWATER | 994 | 6203 | Rolf, Dave |  | 66 | 2.4 | 5086 | ELLIS | 2 | ELLIS | 5086 | ELLIS | I | 1974-01-01 |  | C | 1 | 33 | 2 | 42 | ORANGE COUNTY - 1993 | 858 | F-3 | S/E C/O ELLIS AVE. AND WARD ST. | FOUNTAIN VALLEY | CA | 92708 | 33.6907 | -117.9438 | SOUTHEAST |  | NO | YES | NO
ORANGEWOOD P.T. | 1242 | 7615 |  |  | 12 | 2.4 | 5081 | BARRE | 1 | VILLA PARK | 5082 | VILLA PARK | O | 1966-06-01 | 1988-06-01 | A | 1 | 29 | 2 | 80 | ORANGE COUNTY |  |  |  |  | CA | [5 empty] | NO | YES | NO
ORCOGEN | 21 | 1021 | Rolf, Dave |  | 66 | 12 | 5086 | ELLIS | 2 | ELLIS | 5086 | ELLIS | I | 1988-10-01 |  | X | 1 | 33 | 1 | 42 | ORANGE COUNTY - 1993 | 888 | E-3 | _____ BROOKHURST ST., E/O BANNING | HUNTINGTON BEACH | CA |  | 33.645 | -117.9523 | SOUTHEAST |  | NO | YES | NO
ORDWAY | 1433 | 8211 | Manzer, Jim |  | 33 | 12 | 8016 | KRAMER | 15 | LUGO | 5090 | ELDORADO | I | 1950-01-01 |  | D | 3 | 72 | 4 | 24 | SAN BERNARDINO | 244A | F-4 | .5 MI. S/O LENWOOD & OLD HWY 66 | LENWOOD | CA | 92311 | 34.8648 | -117.1177 | NORTHWEST |  | NO | YES | NO
ORIENT | 1765 | 5289 | Manzano, John |  | 66 | 12 | 5021 | LA FRESA | 8 | EL NIDO | 5023 | EL NIDO | F | 2005-01-01 |  | P | 5 | 44 | 1 | 50 | LOS ANGELES COUNTY |  |  |  |  | CA | [5 empty] | NO | YES | NO
ORMOND BEACH | 103 | 1720 |  | 77201 | 220 | 12 | 5000 | SCE SYSTEM | 11 | MOORPARK | 5056 | MOORPARK | I | 1976-06-01 |  | G | 5 | 39 | 1 | 64 | VENTURA COUNTY | 78 | F-4 | 6635 S. EDISON DR. | OXNARD | CA | 93033 | 34.1283 | -119.1665 | NORTHWEST |  | NO | YES | NO
ORMOND BEACH | 1631 | 1720 |  | 77201 | 66 | 12 | 5056 | MOORPARK | 11 | MOORPARK | 5056 | MOORPARK | I | 1976-06-01 |  | S | 5 | 39 | 1 | 64 | VENTURA COUNTY | 78 | F-4 | 6635 S. EDISON DR. | OXNARD | CA | 93033 | 34.1283 | -119.1665 | NORTHWEST |  | NO | YES | NO
ORO GRANDE | 1434 | 8212 | Manzer, Jim |  | 33 | 2.4 | 8027 | VICTOR | 15 | LUGO | 5061 | LUGO | O | 1950-01-01 | 1985-09-01 | D | 3 | 73 | 4 | 24 | SAN BERNARDINO COUNTY | 306 | A-3 | N/E C/O 3RD ST. & HILL ST. | ORO GRANDE | CA | 92368 | 34.6022 | -117.3343 | NORTHWEST |  | NO | YES | NO
ORO GRANDE | 1435 | 8212 | Manzer, Jim |  | 33 | 12 | 8027 | VICTOR | 15 | LUGO | 5061 | LUGO | I | 1985-11-01 |  | D | 3 | 73 | 4 | 24 | SAN BERNARDINO COUNTY | 306 | A-3 | N/E C/O 3RD ST. & HILL ST. | ORO GRANDE | CA | 92368 | 34.6022 | -117.3343 | NORTHWEST |  | NO | YES | NO
ORTEGA | 899 | 5912 | Carbone, Jim | 75316 / 76722 | 66 | 33 | 5055 | GOLETA | 10 | GOLETA | 5056 | MOORPARK | I | 1971-12-01 |  | C | 5 | 49 | 1 | 63 | SANTA BARBARA COUNTY | 21 | D-3 | 2780 VIA REAL | SUMMERLAND | CA | 93067 | 34.4186 | -119.5868 | NORTHWEST |  | NO | YES | NO
OSO | 557 | 5410 |  |  | 66 | 12 | 5057 | BAILEY | 14 | VINCENT | 5054 | VINCENT | I | 1971-09-01 |  | F | 5 | 36 | 4 | 56 | [5 empty] | CA |  | 34.8079 | -118.7192 | NORTHWEST |  | NO | YES | NO
OUTFALL |  |  |  |  | 66 | 12 | 5021 | LA FRESA | 8 | EL NIDO | 5023 | EL NIDO | O | 2002-11-22 |  | C | 5 | 32 | 2 | 56 | LOS ANGELES | 74 | A-2 | 24501 S. FIGUEROA ST. | CARSON | CA | [5 empty] | NO | YES | NO
OUTFALL | 2004 | 6366 |  |  | 66 | 66 | 5021 | LA FRESA | 8 | EL NIDO | 5023 | EL NIDO | I | 2002-11-22 |  | C | 5 | 44 | 2 | 0 | LOS ANGELES COUNTY 2002 | 794 | C-3 | 24501 S. FIGUREOA STREET | CARSON | CA | 90745 |  |  |  |  | NO | YES | NO
OUTLAW P.T. | 1245 | 7619 |  |  | 33 | 12 | 5070 | VALLEY | 7 | VALLEY | 5070 | VALLEY | I | 1974-07-01 |  | A | 3 | 77 | 4 | 20 | [5 empty] | CA | 92553 |  |  |  |  | NO | YES | NO
OUTLET P.T. | 1981 | 7620 |  |  | 33 | 12 | 5067 | DEVERS | 6 | DEVERS | 5067 | DEVERS | I | 2000-06-01 |  | A | 3 | 79 | 4 | 17 | RIVERSIDE CO. 1996 | 723 | A-3 | W/S OF MILLARD PASS, 700FT N/O SEMINOLE DRIVE | CABAZON | CA | 92230 |  |  |  |  | NO | YES | NO
OWENS ILLINOIS | 952 | 6143 |  |  | 33 | 0.5 | 5069 | MIRA LOMA | 4 | MIRA LOMA/WALNUT | 5069 | MIRA LOMA | O | 1950-01-01 | 1992-01-02 | B | 3 | 34 | 3 | 10 | RIVERSIDE COUNTY |  |  |  | CORONA | CA | [5 empty] | NO | YES | NO
OWILL | 1038 | 6273 |  |  | 66 | 4 | 5074 | LAGUNA BELL | 9 | LIGHTHIPE | 4000 | FOREIGN UTILITY | O | 1985-05-01 | 1989-07-01 | C | 9 | 60 | 2 | 0 | LOS ANGLES COUNTY |  |  | _____ 50 TH ST., 1/2 BLK E/S SOTO ST. | VERNON | CA | 90058 |  |  |  |  | NO | YES | NO
OXBOW | 916 | 6005 |  |  | 220 | 115 | 8015 | INYO SCE | 15 | LUGO | 2556 | CONTROL | I | 1988-06-01 |  | X | 3 | 85 | 2 | 0 | CALIFORNIA ROAD ATLAS |  |  | HWY 168, 5.5 MI. SW/O BISHOP |  | CA |  | 37.3346 | -118.4809 | NORTHWEST |  | NO | YES | NO
OXGEN | 81 | 1091 | Manzano, John | 77373 | 66 | 12 | 5053 | SANTA CLARA | 12 | SANTA CLARA | 5056 | MOORPARK | I | 1990-03-01 |  | X | 5 | 39 | 1 | 64 | VENTURA COUNTY | 69 | F-3 | 711 S. DIAZ AVE. | OXNARD | CA |  | 34.1948 | -119.1682 | NORTHWEST |  | NO | YES | NO
OXNARD | 581 | 5527 | Manzano, John | 76704 | 16 | 4 | 5053 | SANTA CLARA | 12 | SANTA CLARA | 5056 | MOORPARK | I | 1952-01-01 |  | D | 5 | 39 | 1 | 64 | VENTURA COUNTY | 69 | E-3 | 350 E. FIFTH ST. | OXNARD | CA | 93030 | 34.1973 | -119.1744 | NORTHWEST |  | YES | NO | YES
PACE P.T. | 1246 | 7640 |  |  | 33 | 12 | 5062 | CHINO | 4 | MIRA LOMA/WALNUT | 5069 | MIRA LOMA | O | 1982-07-01 | 1988-06-01 | A | 3 | 34 | 3 | 10 | RIVERSIDE COUNTY |  |  |  |  | CA | [5 empty] | NO | YES | NO
PACIFIC WIND | 87 | 1150 |  |  | 12 | 0.5 | 5052 | ANTELOPE | 14 | VINCENT | 5054 | VINCENT | I | 1982-12-01 |  | X | 5 | 52 | 3 | 40 | [5 empty] | CA | [5 empty] | NO | YES | NO
PACKAGE | 1791 | 6309 | Reid, Jim |  | 66 | 4 | 5013 | RIO HONDO | 3 | MESA/WALNUT | 5014 | MESA | I | 1994-05-24 |  | C | 1 | 27 | 2 | 4 | LOS ANGELES COUNTY - 1993 | 638 | A-6 | 14505 PROCTOR AVE. | INDUSTRY | CA | 91746 | 34.0339 | -117.9791 | SOUTHEAST |  | NO | YES | NO
PACLINE | 995 | 6204 | Murray, Kevin |  | 66 | 2.4 | 5073 | LIGHTHIPE | 9 | LIGHTHIPE | 5073 | LIGHTHIPE | I | 1973-02-01 |  | C | 1 | 32 | 2 | 57 | LOS ANGELES | 69 | E-3 | 240 FT S/O DEL AMO BLVD, 90 FT E/O WILMINGTON AVE. | CARSON | CA |  | 33.8461 | -118.2338 | NORTHWEST |  | NO | YES | NO
PADUA | 288 | 5045 | Olson, Marty | 17207 / 208 | 66 | 12 | 5045 | PADUA | 4 | MIRA LOMA/WALNUT | 5069 | MIRA LOMA | I | 1975-05-01 |  | S | 3 | 34 | 3 | 15 | SAN BERNARDINO COUNTY | 11 | C-1 | 1560 NO. CAMPUS AVE., C/O 16TH ST. | UPLAND | CA | 91786 | 34.1206 | -117.6398 | SOUTHEAST |  | NO | YES | NO
PADUA | 289 | 5045 | Olson, Marty | 17207 / 208 | 220 | 66 | 5000 | SCE SYSTEM | 4 | MIRA LOMA/WALNUT | 5069 | MIRA LOMA | I | 1971-09-01 |  | T | 3 | 34 | 3 | 15 | SAN BERNARDINO COUNTY | 11 | C-1 | 1560 NO. CAMPUS AVE., C/O 16TH ST. | UPLAND | CA | 91786 | 34.1206 | -117.6398 | SOUTHEAST |  | YES | NO | YES
PAINTED CAVE P.T. | 1249 | 7654 |  |  | 16 | 2.4 | 5055 | GOLETA | 10 | GOLETA | 5056 | MOORPARK | I | 1950-01-01 |  | A | 5 | 49 | 1 | 60 | SANTA BARBARA COUNTY |  |  |  |  | CA | 93105 |  |  |  |  | NO | YES | NO
PALISADES | 1737 | 5419 |  |  | 66 | 16 | 5023 | EL NIDO | 8 | EL NIDO | 5023 | EL NIDO | F | 2005-01-01 |  | P | 5 | 42 | 1 | 60 | LOS ANGELES COUNTY | 40 | F-5 | 926 MONTANA AVE. | SANTA MONICA | CA | 90403 |  |  |  |  | NO | YES | NO
PALM CANYON | 1437 | 8214 | Brehaut, Paul |  | 33 | 12 | 5067 | DEVERS | 6 | DEVERS | 5067 | DEVERS | I | 1968-01-01 |  | D | 3 | 79 | 4 | 13 | RIVERSIDE | 190 | F-4 | _____ MABREY ST., 1/2 BLK E/O PALM CANYON DR. | PALM SPRINGS | CA | 92262 | 33.7991 | -116.5443 | SOUTHEAST |  | NO | YES | NO
PALM CANYON | 1436 | 8214 |  |  | 33 | 4 | 5067 | DEVERS | 6 | DEVERS | 5067 | DEVERS | I | 1968-01-01 |  | D | 3 | 79 | 4 | 13 | RIVERSIDE | 190 | F-4 | _____ MABREY ST., 1/2 BLK E/O PALM CANYON DR. | PALM SPRINGS | CA | 92262 | 33.7991 | -116.5443 | SOUTHEAST |  | NO | YES | NO
PALM SPRINGS | 1365 | 8124 | Brehaut, Paul |  | 33 | 4 | 5067 | DEVERS | 6 | DEVERS | 5067 | DEVERS | I | 1966-08-01 |  | D | 3 | 79 | 4 | 13 | RIVERSIDE | 190 | F-1 | _____ ANDREAS RD. BETWEEN PALM CANYON DR AND INDIAN AVE. | PALM SPRINGS | CA | 92262 | 33.7927 | -116.5454 | SOUTHEAST |  | NO | YES | NO
PALM VILLAGE | 1438 | 8215 | Brehaut, Paul | 14762 | 33 | 4.8 | 5067 | DEVERS | 6 | DEVERS | 5067 | DEVERS | I | 1950-01-01 |  | D | 3 | 79 | 4 | 13 | RIVERSIDE |  |  | 500 FT S/O HWY 111 AND 600 FT E/O DEEP CANYON RANCH RD. | PALM DESERT | CA | 92260 | 33.7216 | -116.3632 | SOUTHEAST |  | NO | YES | NO
PALM VILLAGE | 1439 | 8215 | Brehaut, Paul | 14762 | 33 | 12 | 5067 | DEVERS | 6 | DEVERS | 5067 | DEVERS | I | 1980-05-01 |  | D | 3 | 79 | 4 | 13 | RIVERSIDE |  |  | 500 FT S/O HWY 111 AND 600 FT E/O DEEP CANYON RANCH RD. | PALM DESERT | CA | 92260 | 33.7216 | -116.3632 | SOUTHEAST |  | NO | YES | NO
PALMDALE | 615 | 5564 | Brown, Ken A. | 42453 / 41453 | 66 | 12 | 5052 | ANTELOPE | 14 | VINCENT | 5054 | VINCENT | I | 1950-01-01 |  | S | 5 | 36 | 3 | 25 | LOS ANGELES | 172 | H-9 | 40TH ST. AND AVENUE "R", | PALMDALE | CA | 93550 | 34.5661 | -118.0599 | NORTHWEST |  | YES | NO | NO
PALO VERDE | 258 | 4210 |  |  | 12 | 500 | 5000 | SCE SYSTEM | 6 | DEVERS | 5067 | DEVERS | I | 1982-03-01 |  | G | 3 | 87 | 4 | 18 | [5 empty] | AZ |  | 33.3897 | -112.8624 | Frgn Util |  | NO | YES | NO
PALOGEN | 73 | 1083 |  |  | 66 | 12 | 5021 | LA FRESA | 8 | EL NIDO | 5023 | EL NIDO | I | 1987-10-01 |  | X | 5 | 44 | 1 | 56 | LOS ANGELES COUNTY | 73 | A-3 | _____ HAWTHORNE BLVD. S/O ROLLING HILLS RD. | ROLLING HILLS | CA |  | 33.793 | -118.3479 | NORTHWEST |  | NO | YES | NO
PALOS VERDES | 435 | 5223 |  |  | 16 | 4 | 5021 | LA FRESA | 8 | EL NIDO | 5023 | EL NIDO | I | 1950-01-01 |  | D | 5 | 44 | 1 | 56 | LOS ANGELES | 72 | E-2 | 3017 VIA LA SELVA | PALOS VERDES | CA | 90274 | 33.8042 | -118.3791 | NORTHWEST |  | YES | NO | NO
PAN AERO | 46 | 1047 | Brehaut, Paul |  | 115 | 12 | 5067 | DEVERS | 6 | DEVERS | 5067 | DEVERS | I | 1984-11-01 |  | C | 3 | 79 | 4 | 13 | RIVERSIDE |  |  | N/O I-10 FWY, W/O WHITE WATER WASH | PALM SPRINGS | CA |  | 33.9517 | -116.6691 | SOUTHEAST |  | NO | YES | NO
PANDOL | 1622 | 6236 | Cochran, Mike |  | 66 | 12 | 5035 | VESTAL | 17 | SAN JOAQUIN | 5033 | RECTOR | I | 1989-10-06 |  | X | 5 | 51 | 2 | 31 | CENTRAL VALLEY CITIES | 17 | K-1 | _____ POND RD., W/O BROWNING RD. | MCFARLAND | CA |  | 35.7208 | -119.2326 | NORTHWEST |  | NO | YES | NO
PAPER | 813 | 5815 | Orduno, Marlo |  | 66 | 4 | 5082 | VILLA PARK | 1 | VILLA PARK | 5082 | VILLA PARK | I | 1950-01-01 |  | C | 1 | 48 | 2 | 45 | ORANGE COUNTY - 1993 | 769 | B-1 | 2001 E. ORANGETHORPE, E/O ACACIA | FULLERTON | CA | 92831 | 33.8607 | -117.8938 | SOUTHEAST |  | NO | YES | NO
PAPERMATE | 1905 | 6243 | Dupree, Daryl |  | 66 | 16 | 5029 | LA CIENEGA | 8 | EL NIDO | 5023 | EL NIDO | I | 1995-10-11 |  | C | 5 | 42 | 2 | 54 | LOS ANGELES COUNTY - 1994 | 671 | J-1 | 1681 26TH ST. | SANTA MONICA | CA | 90404 | 34.0301 | -118.4666 | NORTHWEST |  | NO | YES | NO
PAPERPAC | 89 | 1153 |  |  | 12 | 0.5 | 5045 | PADUA | 4 | MIRA LOMA/WALNUT | 5069 | MIRA LOMA | I | 1984-11-01 |  | B | 1 | 26 |  | 10 |  |  |  | 1941 WHITE AVE. | LA VERNE | CA | [5 empty] | NO | YES | NO
PAR P.T. | 1248 | 7650 |  |  | 16 | 2.4 | 5055 | GOLETA | 10 | GOLETA | 5056 | MOORPARK | I | 1971-08-01 |  | A | 5 | 49 | 1 | 60 | SANTA BARBARA COUNTY |  |  |  |  | CA | 93111 |  |  |  |  | NO | YES | NO
PARDEE | 1610 | 5060 | Upgrade | 71417 | 220 | 220 | 5000 | SCE SYSTEM | 13 | SAUGUS | 5054 | VINCENT | I | 1971-05-01 |  | T | 5 | 59 | 3 | 62 | LOS ANGELES COUNTY | 123 | H-6 | 25401 RYE CANYON RD. | VALENCIA | CA | 91355 | 34.4369 | -118.5837 | NORTHWEST |  | NO | YES | NO
PARKER | 212 | 4027 |  |  | 161 | 66 | 4024 | WALC SYSTEM | 6 | DEVERS | 4000 | FOREIGN UTILITY | I | 1984-08-01 |  | F | 3 | 87 | 4 | 18 | [7 empty] | 34.2929 | -114.143 | SOUTHEAST |  | NO | YES | NO
PARKER STRIP | 1967 | 7679 |  |  | 33 | 12 | 4027 | PARKER | 6 | DEVERS | 5067 | DEVERS | I | 1999-12-01 |  | D | 3 | 87 | 4 | 21 | SAN BERNARDINO CO. 1996 | 4606 | G-1 | PARKER DAM RD., 6.5 MI S/O PARKER DAM. | PARKER DAM | CA | 92267 |  |  |  |  | NO | YES | NO
PARKWAY | [31 empty] | NO | YES | NO
PARKWOOD | 814 | 5816 | Orduno, Marlo |  | 66 | 12 | 5087 | OLINDA | 1 | VILLA PARK | 5082 | VILLA PARK | I | 1966-11-01 |  | S | 1 | 48 | 2 | 43 | ORANGE COUNTY - 1993 | 738 | C-1 | 1530 IMPERIAL HWY. | LA HABRA | CA | 90631 | 33.9159 | -117.9636 | SOUTHEAST |  | YES | NO | NO
PARTNER P.T. | 1578 | 7642 |  |  | 33 | 12 | 5064 | VISTA | 5 | VISTA | 5064 | VISTA | I | 1901-06-29 |  | A | 3 | 31 | 3 | 20 | SAN BERNARDINO COUNTY |  |  |  |  | CA | 92324 |  |  |  |  | NO | YES | NO
PASADENA CITY STEAM | 204 | 4007 |  |  | 16 | 33 | 5011 | EAGLE ROCK | 3 | MESA/WALNUT | 5014 | WALNUT | O | 1950-01-01 | 1994-01-01 | F | 1 | 27 | 2 | 3 | [5 empty] | CA | [5 empty] | NO | YES | NO
PASSONS | 889 | 5893 | Apocada, Ed |  | 66 | 12 | 5084 | CENTER | 9 | LIGHTHIPE | 5073 | LIGHTHIPE | I | 1969-09-01 |  | S | 1 | 47 | 2 | 1 | LOS ANGELES COUNTY - 1993 | 706 | G-2 | 8730 PIONEER BLVD. | SANTA FE SPRINGS | CA | 90670 | 33.9642 | -118.0822 | NORTHWEST |  | NO | YES | NO
PASTORIA | 284 | 5036 | Cochran, Mike | 74419 / 170 | 220 | 66 | 5000 | SCE SYSTEM | 17 | SAN JOAQUIN | 5033 | RECTOR | I | 1971-04-01 |  | T | 5 | 59 | 3 | 31 | CALIFORNIA ROAD ATLAS | 88 | D-1 | NEAR EDMONSTON PUMPING PLANT., 5 MI. E/O GRAPEVINE | GRAPEVINE | CA | 93243 | 34.9352 | -118.843 | NORTHWEST |  | NO | YES | NO
PATRICK | 1689 | 9015 |  |  | 220 | 66 | 9000 | T/S SIMULATOR SYSTEM |  |  | 9015 | PATRICK | I | 1993-01-01 |  | T | 9 | 99 | 2 | 0 |  |  |  | 501 S. MARENGO AVE., T/S SIMULATOR, ALHAMBRA TRAINING FACILITY | ALHAMBRA | CA | 91801 |  |  |  |  | NO | YES | NO
PATSY P.T. | 1247 | 7643 |  |  | 33 | 12 | 8016 | KRAMER | 15 | LUGO | 5090 | ELDORADO | O | 1981-08-01 | 1983-08-01 | A | 3 | 73 | 4 | 30 | SAN BERNARDINO COUNTY |  |  |  |  | CA | [5 empty] | NO | YES | NO
PAUBA | 1544 | 8328 | Caldera, Art | 18945 / 17545 | 115 | 12 | 5070 | VALLEY | 7 | VALLEY | 5070 | VALLEY | I | 1989-05-01 |  | S | 3 | 77 | 3 | 16 | RIVERSIDE | 116 | C-4 | 35155 MONTE DE ORO RD. | RANCHO CALIFORNIA | CA | 92390 | 33.5437 | -117.0438 | SOUTHEAST |  | YES | NO | NO
PAULARINO | 891 | 5895 | Pepper, Steve |  | 12 | 4 | 5086 | ELLIS | 2 | ELLIS | 5086 | ELLIS | I | 1950-01-01 |  | D | 1 | 33 | 1 | 44 | ORANGE COUNTY - 1993 | 889 | C-2 | 373 MONTE VISTA AVE. | COSTA MESA | CA | 92627 | 33.6533 | -117.8901 | SOUTHEAST |  | YES | NO | YES
PEACH HILL P.T. | 1259 | 7670 |  |  | 16 | 4 | 5056 | MOORPARK | 11 | MOORPARK | 5056 | MOORPARK | I | 1967-09-01 |  | A | 5 | 35 | 2 | 60 | [5 empty] | CA | 93021 |  |  |  |  | NO | YES | NO
PEACOCK U.G.S. | 1562 | 7677 |  |  | 16 | 4 | 5021 | LA FRESA | 8 | EL NIDO | 5023 | EL NIDO | I | 1991-01-07 |  | A | 5 | 44 | 1 | 50 | LOS ANGELES COUNTY |  |  |  |  | CA | 90274 |  |  |  |  | NO | YES | NO
PEACOR P.T. | 1968 | 7674 |  |  | 33 | 12 | 8027 | VICTOR | 15 | LUGO | 5067 | DEVERS | I | 1999-07-23 |  | A | 3 | 84 |  | 40 | SAN BERNARDINO | 4575 | C-4 | OLD WOMAN SPRINGS ROAD (HWY 247) X PONY ROAD | LANDERS | CA | 92284 |  |  |  |  | NO | YES | NO
PEARBLOSSOM | 201 | 4004 |  |  | 220 | 7 | 5000 | SCE SYSTEM | 14 | VINCENT | 5054 | VINCENT | I | 1971-12-01 |  | F | 5 | 36 | 4 | 0 |  |  |  | E/O PEABLOSSOM AVE., N/O HWY 138 |  | CA |  | 34.51 | -117.9187 | NORTHWEST |  | NO | YES | NO
PEARL | 436 | 5224 | Dupree, Daryl | 37582 | 16 | 4 | 5029 | LA CIENEGA | 8 | EL NIDO | 5023 | EL NIDO | I | 1950-01-01 |  | D | 5 | 42 | 1 | 54 | LOS ANGELES COUNTY | 41 | D-6 | 2729 PEARL ST. | SANTA MONICA | CA | 90405 | 34.0222 | -118.4579 | NORTHWEST |  | YES | NO | NO
PEBBLY BEACH | 486 | 5270 |  |  | 2.4 | 2.4 | 3002 | CATALINA | 9 | LIGHTHIPE | 5073 | LIGHTHIPE | I | 1950-01-01 |  | G | 1 | 61 |  | 70 | LOS ANGELES | 5923 | H-4 | 1 PEBBLY BEACH RD. SANTA CATALINA ISLAND | AVALON | CA | 90704 | 33.3352 | -118.3084 | NORTHWEST |  | NO | YES | NO
PEBBLY BEACH | 487 | 5270 |  |  | 2.4 | 12 | 3002 | CATALINA | 9 | LIGHTHIPE | 5073 | LIGHTHIPE | I | 1950-01-01 |  | G | 1 | 61 |  | 70 | LOS ANGELES | 5923 | H-4 | 1 PEBBLY BEACH RD. SANTA CATALINA ISLAND | AVALON | CA | 90704 | 33.3352 | -118.3084 | NORTHWEST |  | NO | YES | NO
PECHANGA | 1813 | 8333 | Caldera, Art | 18946 / 17546 | 115 | 12 | 5070 | VALLEY | 7 | VALLEY | 5070 | VALLEY | I | 1994-05-24 |  | S | 3 | 77 | 3 | 16 | RIVERSIDE COUNTY | 127 | A-4 | N/S HWY. 79, W/O ANZA RD. | RANCHO CALIFORNIA | CA | 92390 | 33.4908 | -117.064 | SOUTHEAST |  | YES | NO | YES
PEDLEY | 666 | 5626 | Olson, Marty | 17839 | 66 | 12 | 5069 | MIRA LOMA | 4 | MIRA LOMA/WALNUT | 5069 | MIRA LOMA | I | 1950-01-01 |  | S | 3 | 34 | 3 | 12 | RIVERSIDE COUNTY - 1994 | 10 |  | 3.5 MI. N/E OF NORCO ON S/BANK OF S.A. RIVER N/O ARLINGTON | NORCO | CA | 91760 | 33.9592 | -117.5228 | SOUTHEAST |  | NO | YES | NO
PEERLESS | 1440 | 8216 | Manzer, Jim |  | 33 | 12 | 8016 | KRAMER | 15 | LUGO | 5061 | LUGO | I | 1950-01-01 |  | D | 3 | 86 | 4 | 24 | CENTRAL VALLEY CITIES | 24 | A-4 | _____ CLAYMINE RD., 7 MI. N/O HWY 58 | BORON | CA | 93523 | 35.0685 | -117.7991 | NORTHWEST |  | NO | YES | NO
PEGASUS | 1722 | 6179 |  |  | 66 | 66 | 5084 | CENTER | 9 | LIGHTHIPE | 5073 | LIGHTHIPE | F | 2010-01-01 |  | C | 1 | 47 | 2 | 60 | [5 empty] | CA | [5 empty] | NO | YES | NO
PEPPER | 1441 | 8217 | Martinez, Jimi | 17342 | 115 | 12 | 5064 | VISTA | 5 | VISTA | 5064 | VISTA | I | 1967-05-01 |  | S | 3 | 30 | 3 | 11 | SAN BERNARDINO COUNTY | 15 | E-3 | _____ PEPPER ST. | RIALTO | CA | 92376 | 34.1027 | -117.3534 | SOUTHEAST |  | YES | NO | NO
PEREZ | 1484 | 8263 | Olson, Marty |  | 33 | 4 | 5069 | MIRA LOMA | 4 | MIRA LOMA/WALNUT | 5069 | MIRA LOMA | I | 1950-01-01 |  | D | 3 | 34 | 3 | 12 | RIVERSIDE | 20 | B-6 | _____ SHERMAN AVE. | CORONA | CA | 91720 | 33.88 | -117.5942 | SOUTHEAST |  | YES | NO | NO
PERLA P.T. | 1251 | 7660 |  |  | 33 | 12 | 5070 | VALLEY | 7 | VALLEY | 5070 | VALLEY | O | 1989-04-01 | 1990-04-01 | A | 3 | 77 | 4 | 20 | [5 empty] | CA | [5 empty] | NO | YES | NO
PERMANENTE | 934 | 6123 | Manzer, Jim |  | 115 | 4 | 8027 | VICTOR | 15 | LUGO | 5061 | LUGO | I | 1950-01-01 |  | C | 3 | 73 | 4 | 24 | CALIFORNIA ROAD ATLAS | 91 | E-4 | HWY 18, 8 MI. S/E OF LUCERNE | LUCERNE | CA |  | 34.3541 | -116.852 | NORTHWEST |  | NO | YES | NO
PERRY | 437 | 5225 |  |  | 16 | 4 | 5021 | LA FRESA | 8 | EL NIDO | 5023 | EL NIDO | I | 1950-01-01 |  | D | 5 | 44 | 2 | 56 | LOS ANGELES | 63 | B-6 | 4201 W. 182ND ST. | TORRANCE | CA | 90504 | 33.8666 | -118.3465 | NORTHWEST |  | NO | YES | NO
PETALUMA | 1890 | 5367 |  |  | 66 | 16 | 5056 | MOORPARK | 11 | MOORPARK | 5056 | MOORPARK | F | 2005-01-01 |  | P | 5 | 35 | 3 | 60 |  |  |  | _____ W. POTRERO RD., 1000' W/O NORTH POTRERO RD. | THOUSAND OAKS | CA | [5 empty] | NO | YES | NO
PEYTON | 652 | 5614 | Olson, Marty | 17837 | 66 | 12 | 5062 | CHINO | 4 | MIRA LOMA/WALNUT | 5069 | MIRA LOMA | I | 1979-05-01 |  | S | 3 | 34 | 3 | 12 | SAN BERNARDINO COUNTY | 33 | A-4 | S/W C/O PEYTON DR. & ENGLISH RD. | CHINO | CA | 91710 | 33.9964 | -117.7333 | SOUTHEAST |  | YES | NO | NO
PGAE SYSTEM | 214 | 4030 |  |  | 500 | 220 | 4000 | FOREIGN UTILITY | 14 | VINCENT | 4000 | FOREIGN UTILITY | I | 1950-01-01 |  | F | 9 | 99 |  | 0 | [11 empty] | NO | YES | NO
PHARMACY | 1909 | 6232 | Manzano, John |  | 66 | 16 | 5056 | MOORPARK | 11 | MOORPARK | 5056 | MOORPARK | I | 1995-12-20 |  | C | 5 | 35 | 2 | 61 | VENTURA COUNTY |  |  |  | THOUSAND OAKS | CA |  | 34.1928 | -118.9199 | NORTHWEST |  | NO | YES | NO
PHEASANT P.T. | 1250 | 7657 |  |  | 33 | 12 | 5067 | DEVERS | 6 | DEVERS | 5067 | DEVERS | I | 1989-09-01 |  | A | 3 | 31 | 3 | 20 | SAN BERNARDINO COUNTY |  |  |  |  | CA | 92220 |  |  |  |  | NO | YES | NO
PHELAN | 1469 | 8247 | Manzer, Jim | 13363 | 115 | 12 | 8027 | VICTOR | 15 | LUGO | 5061 | LUGO | I | 1987-06-01 |  | S | 3 | 73 | 3 | 23 | SAN BERNARDINO COUNTY | 725 | D-3 | W/O JOHNSON RD., 1/4 MI. S/O PHELAN RD | PHELAN | CA | 92371 | 34.4242 | -117.5561 | NORTHWEST |  | NO | YES | NO
PHELAN | 1470 | 8247 | Manzer, Jim | 13363 | 115 | 33 | 8027 | VICTOR | 15 | LUGO | 5061 | LUGO | I | 1987-07-01 |  | S | 3 | 73 | 3 | 23 | SAN BERNARDINO COUNTY | 725 | D-3 | W/O JOHNSON RD., 1/4 MI. S/O PHELAN RD | PHELAN | CA | 92371 | 34.4242 | -117.5561 | NORTHWEST |  | NO | YES | YES
PICO | 735 | 5722 | Murray, Kevin | 37456 | 66 | 12 | 5071 | HINSON | 9 | LIGHTHIPE | 5073 | LIGHTHIPE | I | 1963-12-01 |  | S | 1 | 46 | 1 | 51 | LOS ANGELES | 80A | C-5 | 190 S. HARBOR SCENIC DR. | LONG BEACH | CA | 90802 | 33.7662 | -118.2069 | NORTHWEST |  | NO | YES | YES
PIERPONT | 582 | 5528 | Carbone, Jim |  | 16 | 4 | 5053 | SANTA CLARA | 12 | SANTA CLARA | 5056 | MOORPARK | I | 1930-07-01 |  | D | 5 | 39 | 1 | 64 | VENTURA COUNTY | 48 | E-6 | 12 N. MILLS RD. | VENTURA | CA | 93001 | 34.2735 | -119.2475 | NORTHWEST |  | YES | NO | YES
PINE AVE | 758 | 5747 |  |  | 12 | 4 | 5071 | HINSON | 9 | LIGHTHIPE | 5073 | LIGHTHIPE | O | 1918-06-01 | 1984-04-01 | D | 1 | 46 | 1 | 51 | LOS ANGELES COUNTY |  |  |  |  | CA | [5 empty] | NO | YES | NO
PINE P.T. | 1694 | 7639 |  |  | 12 | 4 | 5071 | HINSON | 9 | LIGHTHIPE | 5073 | LIGHTHIPE | I | 1993-05-04 |  | A | 1 | 46 | 1 | 50 | LOS ANGELES COUNTY |  |  |  |  | CA | 90806 |  |  |  |  | NO | YES | NO
PINERIDGE P.T. | 1253 | 7662 |  |  | 12 | 2.4 | 5064 | VISTA | 5 | VISTA | 5064 | VISTA | I | 1950-01-01 |  | A | 3 | 40 | 2 | 40 | SAN BERNARDINO COUNTY |  |  |  |  | CA | 92378 |  |  |  |  | NO | YES | NO
PINNACLE | 1760 | 8336 |  |  | 115 | 12 | 8016 | KRAMER | 15 | LUGO | 5090 | ELDORADO | F | 2010-01-01 |  | P | 3 | 73 | 5 | 40 | SAN BERNARDINO COUNTY |  |  | PRO# 13-02395 SITE IN RANCHO LAS FLORES AREA, N/O SILVERWOOD LAKE |  | CA | [5 empty] | NO | YES | NO
PINNACLES | 197 | 3121 |  |  | 33 | 12 | 8016 | KRAMER | 15 | LUGO | 5061 | LUGO | I | 1975-01-01 |  | X | 3 | 86 | 4 | 21 | CENTRAL VALLEY CITIES |  |  | ____ TRONA RD. | TRONA | CA | [5 empty] | NO | YES | NO
PIONEER | 881 | 5886 | Apocada, Ed | 53811 | 12 | 4 | 5084 | CENTER | 9 | LIGHTHIPE | 5073 | LIGHTHIPE | I | 1950-01-01 |  | S | 1 | 47 | 2 | 1 | LOS ANGELES COUNTY - 1993 | 736 | J-4 | 12700 PIONEER BLVD. | NORWALK | CA | 90650 | 33.9151 | -118.0805 | NORTHWEST |  | NO | YES | NO
PIONEER | 882 | 5886 | Apocada, Ed | 53811 | 66 | 12 | 5084 | CENTER | 9 | LIGHTHIPE | 5073 | LIGHTHIPE | I | 1972-03-01 |  | S | 1 | 47 | 2 | 1 | LOS ANGELES COUNTY - 1993 | 736 | J-4 | 12700 PIONEER BLVD. | NORWALK | CA | 90650 | 33.9151 | -118.0805 | NORTHWEST |  | YES | NO | NO
PIPE | 696 | 5658 | Olson, Marty |  | 66 | 12 | 1310 | ETIWANDA | 4 | MIRA LOMA/WALNUT | 5069 | MIRA LOMA | I | 1950-01-01 |  | C | 3 | 30 | 3 | 14 | SAN BERNARDINO COUNTY | 13 | A-4 | 12459 ARROW HWY. | ETIWANDA | CA | 91739 | 34.0941 | -117.5301 | SOUTHEAST |  | NO | YES | NO
PIRU | 583 | 5529 |  |  | 16 | 4 | 5051 | SAUGUS | 13 | SAUGUS | 5056 | MOORPARK | O | 1915-01-01 | 1983-05-01 | D | 5 | 59 | 3 | 60 | LOS ANGLES COUNTY |  |  |  |  | CA | [5 empty] | NO | YES | NO
PIRU | 1808 | 5529 |  |  | 66 | 16 | 5051 | SAUGUS | 13 | SAUGUS | 5056 | MOORPARK | F | 2005-01-01 |  | P | 5 | 59 | 3 | 60 | LOS ANGLES COUNTY |  |  |  |  | CA | [5 empty] | NO | YES | NO
PIRU ROCK | 951 | 6142 |  |  | 33 | 0.5 | 5069 | MIRA LOMA | 4 | MIRA LOMA/WALNUT | 5069 | MIRA LOMA | I | 1950-01-01 |  | B | 3 | 34 | 3 | 10 | RIVERSIDE COUNTY |  |  |  |  | CA | 91720 |  |  |  |  | NO | YES | NO
PISGAH | 306 | 5065 | Manzer, Jim | 49938 | 220 | 220 | 5000 | SCE SYSTEM | 16 | ELDORADO | 5090 | ELDORADO | I | 1950-01-01 |  | T | 3 | 73 | 4 | 24 | CALIFORNIA ROAD ATLAS | 92 | A-1 | 1/4 MI. N/O I-40, 20 MI. E/O NEWBERRY SPRINGS | LUDLOW | CA | 92338 | 34.7844 | -116.3826 | NORTHWEST |  | NO | YES | NO
PITCHGEN | 74 | 1084 | Upgrade |  | 66 | 12 | 5051 | SAUGUS | 13 | SAUGUS | 5056 | MOORPARK | I | 1988-04-01 |  | X | 5 | 59 | 3 | 62 | LOS ANGELES |  |  | 29300 OLD ROAD. | SAUGUS | CA |  | 34.4637 | -118.5944 | NORTHWEST |  | NO | YES | NO
PITMAN | 510 | 5313 |  | 78197 | 33 | 12 | 2202 | BIG CREEK SYSTEM | 17 | SAN JOAQUIN | 5033 | RECTOR | I | 1969-04-01 |  | D | 5 | 50 | 2 | 32 | CENTRAL VALLEY CITIES | 8 | J-2 |  | BIG CREEK | CA | 93605 | 37.2094 | -119.2418 | NORTHWEST |  | NO | YES | NO
PIUTE | 596 | 5545 | Brown, Ken A. |  | 66 | 12 | 5052 | ANTELOPE | 14 | VINCENT | 5054 | VINCENT | I | 1950-01-01 |  | S | 5 | 36 | 3 | 22 | LOS ANGELES COUNTY | 161 | G-5 | 90TH EAST., AND AVENUE 'J'., 9 MI. E/O TOWN | LANCASTER | CA | 93535 | 34.6911 | -117.9688 | NORTHWEST |  | NO | YES | NO
PIXLEY | 518 | 5321 | Cochran, Mike |  | 66 | 12 | 5034 | SPRINGVILLE | 17 | SAN JOAQUIN | 5033 | RECTOR | I | 1930-04-01 |  | S | 5 | 51 | 3 | 33 | CENTRAL VALLEY CITIES | 14 | J-6 | ROAD 120 AND AVENUE 96, | PIXLEY | CA | 93256 | 35.965 | -119.3034 | NORTHWEST |  | YES | NO | NO
PLACENTIA | 885 | 5889 | Orduno, Marlo |  | 66 | 12 | 5082 | VILLA PARK | 1 | VILLA PARK | 5082 | VILLA PARK | I | 1964-09-01 |  | S | 1 | 48 | 2 | 43 | ORANGE COUNTY - 1993 | 739 | D-6 | 200 S. PLACENTIA AVE. | PLACENTIA | CA | 92670 | 33.8712 | -117.8786 | SOUTHEAST |  | YES | NO | NO
PLANT 2 | 161 | 2522 |  |  | 55 | 12 | 8015 | INYO SCE | 15 | LUGO | 2556 | CONTROL | I | 1908-01-01 |  | H | 3 | 85 | 2 | 92 | CALIFORNIA ROAD ATLAS |  |  | OFF HWY 395 ON LINE ST., 15 MI. S/W TOWN | BISHOP | CA | 93514 |  |  |  |  | NO | YES | NO
PLANT 3 | 163 | 2523 |  |  | 2.4 | 115 | 8015 | INYO SCE | 15 | LUGO | 2556 | CONTROL | I | 1913-06-01 |  | H | 3 | 85 | 2 | 92 | CALIFORNIA ROAD ATLAS |  |  | OFF HWY 395 ON LINE ST., 12 MI. S/W OF TOWN | BISHOP | CA | 93514 |  |  |  |  | NO | YES | NO
PLANT 4 | 164 | 2524 |  |  | 115 | 2.4 | 8015 | INYO SCE | 15 | LUGO | 2556 | CONTROL | I | 1909-06-01 |  | H | 3 | 85 | 2 | 92 | CALIFORNIA ROAD ATLAS |  |  | OFF HWY 395 ON LINE ST., 8 MI. S/W OF TOWN | BISHOP | CA | 93514 |  |  |  |  | NO | YES | NO
PLANT 5 | 167 | 2525 |  |  | 2.4 | 55 | 8015 | INYO SCE | 15 | LUGO | 2556 | CONTROL | I | 1919-01-01 |  | H | 3 | 85 | 2 | 92 | CALIFORNIA ROAD ATLAS |  |  | OFF HWY 395 ON LINE ST., 7 MI. S/W OF TOWN | BISHOP | CA | 93514 |  |  |  |  | NO | YES | NO
PLANT 6 | 168 | 2526 |  |  | 2.4 | 55 | 8015 | INYO SCE | 15 | LUGO | 2556 | CONTROL | I | 1913-01-01 |  | H | 3 | 85 | 2 | 92 | CALIFORNIA ROAD ATLAS |  |  | OFF HWY 395 ON LINE ST., 6 MI. S/W OF TOWN | BISHOP | CA | 93514 |  |  |  |  | NO | YES | NO
PLASTER | 1913 | 6334 | Murray, Kevin |  | 66 | 16 | 5074 | LAGUNA BELL | 9 | LIGHTHIPE | 5073 | LIGHTHIPE | I | 1995-12-26 |  | C | 1 | 32 | 2 | 1 | LOS ANGLES COUNTY - 1994 | 705 | D-3 | 4500 ARDINE ST. | SOUTH GATE | CA | 90280 | 33.9567 | -118.1897 | NORTHWEST |  | NO | YES | NO
PLASTIC | 1727 | 6306 | Olson, Marty |  | 66 | 12 | 5062 | CHINO | 4 | MIRA LOMA/WALNUT | 5069 | MIRA LOMA | I | 1995-10-27 |  | C | 3 | 34 | 3 | 12 | SAN BERNARDINO COUNTY | 33 | C-4 | 14270 RAMONA AVE. | CHINO | CA | 91710 | 33.994 | -117.7088 | SOUTHEAST |  | NO | YES | NO
PLAYA | 616 | 5565 | Carbone, Jim | 76716 | 16 | 4 | 5055 | GOLETA | 10 | GOLETA | 5056 | MOORPARK | I | 1950-01-01 |  | D | 5 | 49 | 1 | 63 | SANTA BARBARA COUNTY | 19 | C-4 | 501 FELLOWSHIP RD. | SANTA BARBARA | CA | 93109 | 34.4047 | -119.7326 | NORTHWEST |  | YES | NO | YES
PLAYLAND P.T. | 1254 | 7663 |  |  | 16 | 2.4 | 5056 | MOORPARK | 11 | MOORPARK | 5056 | MOORPARK | O | 1950-01-01 | 1988-09-01 | A | 5 | 35 | 2 | 60 | [5 empty] | CA | [5 empty] | NO | YES | NO
PLAZA P.T. | 1593 | 7671 |  |  | 16 | 4 | 5015 | GOULD | 3 | MESA/WALNUT | 5012 | MESA | I | 1989-02-01 |  | A | 1 | 27 | 3 | 10 | [5 empty] | CA | 91011 |  |  |  |  | NO | YES | NO
PLEASANT VALLEY P.T. | 1255 | 7664 |  |  | 16 | 4 | 5053 | SANTA CLARA | 12 | SANTA CLARA | 5056 | MOORPARK | O | 1963-09-01 | 1998-08-01 | A | 5 | 39 |  | 0 | [5 empty] | CA | [5 empty] | NO | YES | NO
PLESGEN | 1628 | 1098 |  |  | 33 | 12 | 8015 | INYO SCE | 15 | LUGO | 2556 | CONTROL | I | 1990-10-01 |  | X | 3 | 85 | 2 | 92 | CALIFORNIA ROAD ATLAS |  |  |  |  | CA | [5 empty] | NO | YES | NO
PLUESS | 1920 | 6338 | Manzer, Jim |  | 115 | 4 | 8027 | VICTOR | 15 | LUGO | 5061 | LUGO | I | 1995-12-15 |  | C | 3 | 73 | 4 | 23 | SAN BERNARDINO - 1995 | 726 |  | _____ CRYSTAL CREEK ROAD. | LUCERNE VALLEY | CA | [5 empty] | NO | YES | NO
POLARIS | 410 | 5202 | Dupree, Daryl |  | 66 | 4 | 5023 | EL NIDO | 8 | EL NIDO | 5023 | EL NIDO | I | 1963-04-01 |  | C | 5 | 44 | 1 | 53 | LOS ANGELES | 56 | D-5 | S/W C/O IMPERIAL HWY. & NASH ST. | EL SEGUNDO | CA |  | 33.9289 | -118.3901 | NORTHWEST |  | NO | YES | NO
POLARIS | 1936 | 5202 | Dupree, Daryl |  | 4 | 16 | 5023 | EL NIDO | 8 | EL NIDO | 5023 | EL NIDO | I | 1996-07-06 |  | C | 5 | 44 | 1 | 53 | LOS ANGELES | 56 | D-5 | S/W C/O IMPERIAL HWY. & NASH ST. | EL SEGUNDO | CA |  | 33.9289 | -118.3901 | NORTHWEST |  | NO | YES | NO
POLB | 1032 | 6266 | Reid, Jim |  | 66 | 12 | 5071 | HINSON | 9 | LIGHTHIPE | 5073 | LIGHTHIPE | I | 1980-06-01 |  | C | 1 | 46 | 1 | 51 | LOS ANGELES | 80A | C-5 | ON HARBOR SCENIC DR AT END OF PIER J | LONG BEACH | CA |  | 33.7476 | -118.2148 | NORTHWEST |  | NO | YES | NO
POLLY | 1814 | 8329 |  |  | 115 | 12 | 5070 | VALLEY | 7 | VALLEY | 5070 | VALLEY | F | 2005-01-01 |  | P | 3 | 77 | 4 | 20 | RIVERSIDE COUNTY |  |  |  |  | CA | [5 empty] | NO | YES | NO
POLYPRO | 1963 | 6353 | Murray, Kevin |  | 66 | 12 | 5071 | HINSON | 9 | LIGHTHIPE | 5073 | LIGHTHIPE | I | 1999-03-01 |  | C | 1 | 32 | 1 | 56 | LOS ANGELES CO |  |  |  |  | CA |  | 33.8217 | -118.2334 | NORTHWEST |  | NO | YES | NO
POMONA | 667 | 5627 | Reid, Jim |  | 12 | 4 | 5062 | CHINO | 4 | MIRA LOMA/WALNUT | 5069 | MIRA LOMA | I | 1950-01-01 |  | D | 1 | 26 | 3 | 6 | LOS ANGELES COUNTY - 1993 | 640 | J-2 | FIRST ST. AND PARCELLS ST. | POMONA | CA | 91766 | 34.0591 | -117.7545 | SOUTHEAST |  | YES | NO | NO
POOLE | 157 | 2512 |  |  | 115 | 12 | 8015 | INYO SCE | 15 | LUGO | 2556 | CONTROL | I | 1970-06-01 |  | S | 3 | 85 | 2 | 92 | CALIFORNIA ROAD ATLAS | 43 | B-5 | _____ HWY 120., 8 MI. W/O LEE VINING | LEE VINING | CA | 93541 | 37.9447 | -119.2148 | NORTHWEST |  | NO | YES | NO
POOLE | 158 | 2512 |  |  | 12 | 7 | 8015 | INYO SCE | 15 | LUGO | 2556 | CONTROL | I | 1924-06-01 |  | H | 3 | 85 | 2 | 92 | CALIFORNIA ROAD ATLAS | 43 | B-5 | _____ HWY 120., 8 MI. W/O LEE VINING | LEE VINING | CA | 93541 | 37.9447 | -119.2148 | NORTHWEST |  | NO | YES | NO
POPLAR | 519 | 5322 | Cochran, Mike |  | 66 | 12 | 5035 | VESTAL | 17 | SAN JOAQUIN | 5033 | RECTOR | I | 1930-04-01 |  | S | 5 | 51 | 3 | 33 | CENTRAL VALLEY CITIES | 15 | B-6 | ROAD 192, AND AVENUE 112 | POPLAR | CA | 93258 | 35.9939 | -119.1443 | NORTHWEST |  | NO | YES | YES
PORTAL | 133 | 2237 |  |  | 4 | 33 | 2202 | BIG CREEK SYSTEM | 17 | SAN JOAQUIN | 5033 | RECTOR | I | 1956-07-01 |  | G | 5 | 50 | 2 | 90 | CENTRAL VALLEY CITIES | 8 | J-3 | _____ HWY 168., 65 MI. N/E OF FRESNO | SHAVER LAKE | CA |  | 37.2575 | -119.1582 | NORTHWEST |  | NO | YES | NO
PORTER | 600 | 5549 | Upgrade |  | 16 | 4 | 5051 | SAUGUS | 13 | SAUGUS | 5056 | MOORPARK | I | 1939-06-01 |  | D | 5 | 59 | 3 | 62 | LOS ANGELES COUNTY | 2 | E-5 | 1346 CELIS ST. | SAN FERNANDO | CA | 91340 | 34.2863 | -118.4454 | NORTHWEST |  | NO | YES | NO
PORTERVILLE | 520 | 5323 | Clark, Gerald | 72213 / 214 | 66 | 4 | 5034 | SPRINGVILLE | 17 | SAN JOAQUIN | 5033 | RECTOR | I | 1923-04-01 |  | S | 5 | 51 | 3 | 33 | CENTRAL VALLEY CITIES | 195 | C-2 | 95 N. COTTAGE ST. | PORTERVILLE | CA | 93257 | 36.0672 | -119.0348 | NORTHWEST |  | NO | YES | NO
PORTERVILLE | 521 | 5323 | Clark, Gerald | 72213 / 214 | 66 | 12 | 5034 | SPRINGVILLE | 17 | SAN JOAQUIN | 5033 | RECTOR | I | 1923-04-01 |  | S | 5 | 51 | 3 | 33 | CENTRAL VALLEY CITIES | 195 | C-2 | 95 N. COTTAGE ST. | PORTERVILLE | CA | 93257 | 36.0672 | -119.0348 | NORTHWEST |  | NO | YES | YES
PORTUGUESE BEND P.T. | 1256 | 7665 |  |  | 16 | 4 | 5021 | LA FRESA | 8 | EL NIDO | 5023 | EL NIDO | I | 1950-01-01 |  | A | 5 | 44 | 1 | 50 | LOS ANGELES COUNTY | 823 | C-5 | YACHT HARBOR DR P/P 40'E 260' S/O SPINDRIFT DR | RANCHO PALOS VERDES | CA | 90275 |  |  |  |  | NO | YES | NO
POSO PARK P.T. | 1260 | 7676 |  |  | 12 | 2.4 | 5035 | VESTAL | 17 | SAN JOAQUIN | 5033 | RECTOR | I | 1979-10-01 |  | A | 5 | 53 | 3 | 40 | CENTRAL VALLEY CITIES |  |  |  |  | CA | 93260 |  |  |  |  | NO | YES | NO
POST | 1884 | 5020 |  |  | 220 | 66 | 5000 | SCE SYSTEM | 8 | EL NIDO | 5023 | EL NIDO | F | 2005-01-01 |  | P | 1 | 44 | 2 | 50 | LOS ANGELES COUNTY | 68 | C-6 | S/O 235TH ST., W/O CRENSHAW BLVD | TORRANCE | CA | 90501 |  |  |  |  | NO | YES | NO
POSTON (APS) | 257 | 4203 |  |  | 66 | 12 | 4028 | BLACK PEAK | 6 | DEVERS | 5067 | DEVERS | I | 1984-08-01 |  | F | 3 | 87 | 4 | 13 | [11 empty] | NO | YES | NO
POSTPILE | 1730 | 2578 |  |  | 33 | 12 | 8015 | INYO SCE | 15 | LUGO | 2556 | CONTROL | F | 2005-01-01 |  | P | 3 | 85 | 2 | 40 | CALIFORNIA ROAD ATLAS |  |  |  |  | CA | [5 empty] | NO | YES | NO
POTRERO | 638 | 5596 | Manzano, John | 76934 | 66 | 16 | 5056 | MOORPARK | 11 | MOORPARK | 5056 | MOORPARK | I | 1969-11-01 |  | S | 5 | 35 | 2 | 61 | VENTURA COUNTY | 83 | F-2 | _____ TOWNSGATE AVE., .25 MI. E/O HAMPSHIRE RD. | THOUSAND OAKS | CA | 91361 | 34.1618 | -118.8348 | NORTHWEST |  | NO | YES | NO
POWERINE | 880 | 5885 | Apocada, Ed |  | 66 | 12 | 5084 | CENTER | 9 | LIGHTHIPE | 5073 | LIGHTHIPE | I | 1967-08-01 |  | C | 1 | 47 | 2 | 1 | LOS ANGELES COUNTY - 1993 | 706 | J-5 | 12300 FLORENCE AVE. | SANTA FE SPRINGS | CA | 90670 | 33.9341 | -118.0673 | NORTHWEST |  | NO | YES | NO
PRESIDO P.T. | 1257 | 7666 |  |  | 16 | 4 | 5029 | LA CIENEGA | 8 | EL NIDO | 5023 | EL NIDO | O | 1950-01-01 | 1997-07-01 | A | 5 | 44 | 2 | 50 | LOS ANGELES COUNTY |  |  |  |  | CA | [5 empty] | NO | YES | NO
PRINCESA P.T. | 1252 | 7661 |  |  | 33 | 12 | 5070 | VALLEY | 7 | VALLEY | 5070 | VALLEY | O | 1989-04-01 | 1990-06-15 | A | 3 | 77 | 4 | 20 | [5 empty] | CA | [5 empty] | NO | YES | NO
PRISON | 932 | 6121 |  |  | 33 | 12 | 4025 | BLYTHE (WALC) | 6 | DEVERS | 5067 | DEVERS | I | 1988-04-01 |  | B | 3 | 87 | 4 | 13 | [5 empty] | CA | [5 empty] | NO | YES | NO
PRISON P.T. | 1258 | 7667 |  |  | 12 | 4 | 5052 | ANTELOPE | 14 | VINCENT | 5054 | VINCENT | I | 1950-01-01 |  | A | 5 | 52 | 3 | 30 | [5 empty] | CA | [5 empty] | NO | YES | NO
PROCAL | 1847 | 6234 | Apocada, Ed |  | 66 | 12 | 5084 | CENTER | 9 | LIGHTHIPE | 5073 | LIGHTHIPE | I | 1993-10-06 |  | C | 1 | 47 | 2 | 4 | LOS ANGELES COUNTY - 1993 | 706 | J-3 | 8934 DICE RD. | SANTA FE SPRINGS | CA | 90670 | 33.9585 | -118.0656 | NORTHWEST |  | NO | YES | NO
PROCGEN | 40 | 1041 | Manzano, John | 77371 | 66 | 12 | 5053 | SANTA CLARA | 12 | SANTA CLARA | 5056 | MOORPARK | I | 1989-08-01 |  | X | 5 | 39 | 1 | 64 | VENTURA COUNTY | 60 | B-6 | ____ RICE AVE., S/O VENTURA FWY. | OXNARD | CA |  | 34.2107 | -119.1381 | NORTHWEST |  | NO | YES | NO
PROCTOR | 392 | 5176 | Reid, Jim |  | 66 | 12 | 5014 | WALNUT | 4 | MIRA LOMA/WALNUT | 5014 | MIRA LOMA | I | 1981-06-01 |  | S | 1 | 26 | 2 | 6 | LOS ANGELES COUNTY - 1993 | 638 | B-7 | 15___ DON JULIAN RD., C/O TURNBULL CANYON RD. | INDUSTRY | CA | 91745 | 34.0225 | -117.9687 | SOUTHEAST |  | YES | NO | NO
PROP | 712 | 5687 |  |  | 12 | 115 | 5067 | DEVERS | 6 | DEVERS | 5067 | DEVERS | O | 1979-05-01 | 1997-02-12 | X | 3 | 79 | 4 | 13 | RIVERSIDE | 157 | C-6 | _____ DIABLO RD., 1/2 MI. N/O DEVERS SUB | PALM SPRINGS | CA | [5 empty] | NO | YES | NO
PROP WT 1 | 114 | 1941 |  |  | 12 | 4 | 5067 | DEVERS | 6 | DEVERS | 5067 | DEVERS | O | 1980-12-01 | 1982-04-01 | C | 3 | 79 | 4 | 13 | RIVERSIDE | 157 | C-3 | _____ DIABLO RD., 1/2 MI. N/O DEVERS SUB | NORTH PALM SPRINGS | CA | 92258 |  |  |  |  | NO | YES | NO
PROP WT 2 | 115 | 1942 |  |  | 12 | 4 | 5067 | DEVERS | 6 | DEVERS | 5067 | DEVERS | O | 1981-03-01 | 1982-03-01 | C | 3 | 79 | 4 | 13 | RIVERSIDE | 157 | C-3 | _____ DIABLO RD., 1/2 MI. N/O DEVERS SUB | NORTH PALM SPRINGS | CA | 92258 |  |  |  |  | NO | YES | NO
PROP WT 3 | 116 | 1943 |  |  | 12 | 4 | 5067 | DEVERS | 6 | DEVERS | 5067 | DEVERS | O | 1982-03-01 | 1989-03-01 | C | 3 | 79 | 4 | 13 | RIVERSIDE | 157 | C-3 | _____ DIABLO RD., 1/2 MI. N/O DEVERS SUB | NORTH PALM SPRINGS | CA | 92258 |  |  |  |  | NO | YES | NO
PROTEIN | 1991 | 6362 |  |  | 66 | 12 | 5033 | RECTOR | 17 | SAN JOAQUIN | 5033 | RECTOR | I | 2002-03-13 |  | C | 5 | 51 | 3 | 32 | CENTRAL VALLEY CITIES |  |  | 800 E. PAIGE AVE | TULARE | CA | 92374 | 36.1825 | -119.328 | NORTHWEST |  | NO | YES | NO
PT. MUGU | 905 | 5927 |  |  | 16 | 16 | 5053 | SANTA CLARA | 12 | SANTA CLARA | 5056 | MOORPARK | I | 1950-01-01 |  | B | 5 | 39 | 2 | 60 | VENTURA COUNTY | 80A | A-1 | _____ LAS POSAS RD., AND HWY. 1 | THOUSAND OAKS | CA | [5 empty] | NO | YES | NO
PUENTE | 406 | 5195 | Reid, Jim | 53896 / 774 | 66 | 12 | 5014 | WALNUT | 4 | MIRA LOMA/WALNUT | 5014 | MIRA LOMA | I | 1957-06-01 |  | S | 1 | 26 | 2 | 6 | LOS ANGELES COUNTY - 1993 | 678 | G-2 | ANAHEIM RD. & VALLEY BLVD. | LA PUENTE | CA | 91748 | 34.0089 | -117.9314 | SOUTHEAST |  | YES | NO | NO
PULPGEN | 70 | 1079 |  |  | 66 | 0.5 | 5074 | LAGUNA BELL | 9 | LIGHTHIPE | 4000 | FOREIGN UTILITY | O | 1985-12-01 | 1989-07-01 | C | 9 | 60 | 2 | 0 | LOS ANGLES COUNTY |  |  | 2001 E. 57TH ST. | VERNON | CA | 90058 |  |  |  |  | NO | YES | NO
PUMP | 1014 | 6235 |  |  | 66 | 4 | 5040 | EAGLE MOUNTAIN | 6 | DEVERS | 5067 | DEVERS | I | 1978-08-01 |  | C | 3 | 87 | 4 | 0 | [5 empty] | CA | [5 empty] | NO | YES | NO
PUMPBACK P.T. | 1654 | 7678 |  |  | 33 | 12 | 5070 | VALLEY | 7 | VALLEY | 5070 | VALLEY | O | 1992-03-31 | 1992-06-04 | A | 3 | 77 | 4 | 20 | [5 empty] | CA | [5 empty] | NO | YES | NO
Q.M.D. METER | 1444 | 8220 |  |  | 33 | 33 | 8016 | KRAMER | 15 | LUGO | 5090 | ELDORADO | I | 1950-01-01 |  | B | 3 | 72 | 4 | 30 | SAN BERNARDINO COUNTY |  |  |  |  | CA | [5 empty] | NO | YES | NO
QUARTZ HILL | 617 | 5566 | Brown, Ken A. | 41454 | 66 | 12 | 5052 | ANTELOPE | 14 | VINCENT | 5054 | VINCENT | I | 1960-06-01 |  | S | 5 | 36 | 3 | 22 | LOS ANGELES | 159 | C-8 | AVE "L" AND 55TH ST. WEST. | QUARTZ HILL | CA | 93534 | 34.6597 | -118.2283 | NORTHWEST |  | YES | NO | YES
QUEEN MARY | 1750 | 5764 |  |  | 66 | 12 | 5071 | HINSON | 9 | LIGHTHIPE | 5073 | LIGHTHIPE | F | 2010-01-01 |  | S | 1 | 46 | 1 | 50 | LOS ANGELES | 80A | C-5 | LONG BEACH HARBOR, E/S OF PIER J | LONG BEACH | CA | [5 empty] | NO | YES | NO
QUEEN MARY U.G.S. | 1940 | 7701 |  |  | 12 | 4 | 5071 | HINSON | 9 | LIGHTHIPE | 5073 | LIGHTHIPE | I | 1997-03-14 |  | A | 1 | 46 | 1 | 0 |  |  |  | BRINKS/AHOY E5133693 |  | CA | [5 empty] | NO | YES | NO
QUINN | 541 | 5343 | Cochran, Mike |  | 66 | 12 | 5035 | VESTAL | 17 | SAN JOAQUIN | 5033 | RECTOR | I | 1950-01-01 |  | S | 5 | 51 | 3 | 31 | CENTRAL VALLEY CITIES | 18 | B-1 | _____ HART RD., 1/4 MI. E/O KYTE RD. | RICHGROVE | CA | 93261 | 35.7329 | -119.1299 | NORTHWEST |  | NO | YES | NO
RAILROAD | 407 | 5196 | Reid, Jim |  | 66 | 12 | 5014 | WALNUT | 4 | MIRA LOMA/WALNUT | 5014 | MIRA LOMA | I | 1971-07-01 |  | S | 1 | 26 | 2 | 6 | LOS ANGELES COUNTY - 1993 | 679 | C-3 | _____ NOGALES ST., N/O WALNUT DR. | INDUSTRY | CA | 91748 | 33.9991 | -117.8876 | SOUTHEAST |  | YES | NO | NO
RAILROAD CANYON | 1445 | 8221 | Caldera, Art |  | 33 | 12 | 5070 | VALLEY | 7 | VALLEY | 5070 | VALLEY | I | 1950-01-01 |  | D | 3 | 77 | 3 | 16 | RIVERSIDE | 72 | C-5 | W/O CANYON LAKE DRIVE SOUTH | LAKE ELSINORE | CA | 92230 | 33.6739 | -117.2593 | SOUTHEAST |  | NO | YES | NO
RALPHS | 1652 | 6167 | Murray, Kevin |  | 66 | 4 | 5073 | LIGHTHIPE | 9 | LIGHTHIPE | 5073 | LIGHTHIPE | I | 1992-03-27 |  | C | 1 | 32 | 2 | 57 | LOS ANGELES COUNTY | 64 | E-5 | 2201 S. WILMINGTON | COMPTON | CA |  | 33.8723 | -118.2366 | NORTHWEST |  | NO | YES | NO
RAMONA | 362 | 5138 | Fish, Terry |  | 66 | 4 | 5012 | MESA | 3 | MESA/WALNUT | 5012 | MESA | I | 1950-01-01 |  | S | 1 | 22 | 3 | 3 | LOS ANGELES COUNTY - 1993 | 636 | B-1 | 2038 S. SEVENTH ST. | ALHAMBRA | CA | 91803 | 34.0705 | -118.1298 | SOUTHEAST |  | YES | NO | NO
RANCHERIA P.T. | 1261 | 7718 |  |  | 12 | 2.4 | 2202 | BIG CREEK SYSTEM | 17 | SAN JOAQUIN | 5033 | RECTOR | I | 1981-08-01 |  | A | 5 | 50 | 2 | 40 | CENTRAL VALLEY CITIES |  |  |  |  | CA | 93629 |  |  |  |  | NO | YES | NO
RANCHO | 1446 | 8222 | Manzer, Jim | 13193 | 33 | 12 | 8027 | VICTOR | 15 | LUGO | 5061 | LUGO | I | 1950-01-01 |  | D | 3 | 73 | 4 | 23 | SAN BERNARDINO COUNTY | 332 | F-1 | _____ HWY. 18, S/O STANDING ROCK | APPLE VALLEY | CA | 92307 | 34.5172 | -117.2157 | NORTHWEST |  | NO | YES | NO
RANCON P.T. | 1569 | 7716 |  |  | 33 | 12 | 5070 | VALLEY | 7 | VALLEY | 5070 | VALLEY | O | 1990-06-26 | 1992-06-18 | A | 3 | 77 | 4 | 20 | [5 empty] | CA | [5 empty] | NO | YES | NO
RANDALL | 1567 | 5674 | Martinez, Jimi | 17432 / 46 | 66 | 12 | 1310 | ETIWANDA | 4 | MIRA LOMA/WALNUT | 5069 | MIRA LOMA | I | 1991-05-10 |  | S | 3 | 30 | 3 | 11 | SAN BERNARDINO COUNTY | 14 | B-2 | 7700 CITRUS AVE. | FONTANA | CA | 92335 | 34.1139 | -117.4541 | SOUTHEAST |  | YES | NO | NO
RANDOLPH | 751 | 5739 | Apocada, Ed |  | 66 | 16 | 5074 | LAGUNA BELL | 9 | LIGHTHIPE | 5073 | LIGHTHIPE | I | 1950-01-01 |  | S | 1 | 32 | 2 | 57 | LOS ANGELES | 53 | A-4 | 3350 RANDOLPH ST. | HUNTINGTON PARK | CA | 90255 | 33.9824 | -118.2055 | NORTHWEST |  | NO | YES | YES
RANDSBURG | 1509 | 8286 | Manzer, Jim |  | 115 | 33 | 8016 | KRAMER | 15 | LUGO | 5061 | LUGO | I | 1950-01-01 |  | S | 3 | 86 | 4 | 24 | CENTRAL VALLEY CITIES | 20 | C-8 | __________________ 1/4 MI. E/O TOWN | RANDSBURG | CA | 93554 | 35.3649 | -117.6469 | NORTHWEST |  | NO | YES | YES
RANGER P.T. | 1262 | 7721 |  |  | 12 | 2.4 | 5064 | VISTA | 5 | VISTA | 5064 | VISTA | I | 1950-01-01 |  | A | 3 | 40 | 2 | 40 | SAN BERNARDINO COUNTY |  |  |  |  | CA | 92352 |  |  |  |  | NO | YES | NO
RAPTOR | 1882 | 5349 |  |  | 66 | 16 | 5056 | MOORPARK | 11 | MOORPARK | 5056 | MOORPARK | F | 2005-01-01 |  | P | 5 | 35 | 2 | 60 | [11 empty] | NO | YES | NO
RATHKE P.T. | 1263 | 7722 |  |  | 12 | 4 | 5064 | VISTA | 5 | VISTA | 5069 | MIRA LOMA | O | 1964-12-01 | 2000-06-24 | A | 3 | 34 | 3 | 10 | RIVERSIDE COUNTY |  |  |  |  | CA | [5 empty] | NO | YES | NO
RAVENDALE | 393 | 5179 | Fish, Terry | 46375 | 66 | 4 | 5012 | MESA | 3 | MESA/WALNUT | 5012 | MESA | I | 1950-01-01 |  | S | 1 | 27 | 3 | 3 | LOS ANGELES COUNTY - 1993 | 596 | G-1 | 8625 E. DUARTE RD. | TEMPLE CITY | CA | 91780 | 34.1223 | -118.082 | SOUTHEAST |  | NO | YES | NO
RAVENDALE | 394 | 5179 | Fish, Terry | 46375 | 66 | 16 | 5012 | MESA | 3 | MESA/WALNUT | 5012 | MESA | I | 1950-01-01 |  | S | 1 | 27 | 3 | 3 | LOS ANGELES COUNTY - 1993 | 596 | G-1 | 8625 E. DUARTE RD. | TEMPLE CITY | CA | 91780 | 34.1223 | -118.082 | SOUTHEAST |  | YES | NO | NO
RAWLEY | 1815 | 8323 |  |  | 115 | 12 | 5070 | VALLEY | 7 | VALLEY | 5070 | VALLEY | F | 2005-01-01 |  | P | 3 | 77 | 3 | 10 | RIVERSIDE COUNTY | 39 | D-4 | S/S OF LAKE MATHEWS DR, 700 FT W/O GAVILAN RD | PERRIS | CA | 92370 |  |  |  |  | NO | YES | NO
RAYMOND | 386 | 5169 | Fish, Terry |  | 16 | 2.4 | 5011 | EAGLE ROCK | 3 | MESA/WALNUT | 5012 | MESA | I | 1950-01-01 |  | D | 1 | 22 | 3 | 3 | LOS ANGELES COUNTY - 1993 | 595 | J-5 | 501 S. MARENGO AVE. | ALHAMBRA | CA | 91802 | 34.0849 | -118.1436 | SOUTHEAST |  | NO | YES | NO
REBAR | 671 | 5630 |  |  | 66 | 12 | 1310 | ETIWANDA | 4 | MIRA LOMA/WALNUT | 5069 | MIRA LOMA | O | 1950-01-01 | 1982-03-01 | C | 3 | 30 | 3 | 14 | SAN BERNARDINO COUNTY |  |  |  | FONTANA | CA | 92335 |  |  |  |  | NO | YES | NO
RECEIVING STATION M | 236 | 4099 |  |  | 138 | 33 | 4090 | LDWP SYSTEM | 15 | LUGO | 4000 | FOREIGN UTILITY | I | 1950-01-01 |  | F | 9 | 99 |  | 0 | [11 empty] | NO | YES | NO
RECLAIM | 1695 | 6298 |  |  | 66 | 4 | 5056 | MOORPARK | 11 | MOORPARK | 5056 | MOORPARK | I | 1993-05-07 |  | C | 5 | 35 | 3 | 62 | LOS ANGELES | 100 | A-4 | 4232 LAS VIRGINES RD. | CALABASAS | CA | 91302 | 34.0785 | -118.709 | NORTHWEST |  | NO | YES | NO
RECOVERY | 983 | 6188 | Rolf, Dave |  | 66 | 12 | 5086 | ELLIS | 2 | ELLIS | 5086 | ELLIS | I | 1972-07-01 |  | C | 1 | 33 | 1 | 42 | ORANGE COUNTY - 1993 | 857 | F-6 | 20101 GOLDENWEST ST., N/W C/O OF PCH(HWY1) & GOLDENWEST | HUNTINGTON BEACH | CA | 92648 | 33.6717 | -118.0195 | SOUTHEAST |  | NO | YES | NO
RECTIFIER | 1947 | 8300 | Caldera, Art |  | 115 | 33 | 5070 | VALLEY | 7 | VALLEY | 5070 | VALLEY | I | 1998-07-03 |  | C | 3 | 77 | 3 | 16 | RIVERSIDE | 125 | F-3 | ________ MIRA LOMA RD., N/O RANCHO VISTA DR. | TEMECULA | CA | 92390 |  |  |  |  | NO | YES | NO
RECTOR | 279 | 5033 | Clark, Gerald | 72401/ 491 | 66 | 12 | 5033 | RECTOR | 17 | SAN JOAQUIN | 5033 | RECTOR | I | 1950-01-01 |  | S | 5 | 51 | 3 | 32 | CENTRAL VALLEY CITIES | 14 | K-0 | 28361 RD. 148, N/O CALDWELL (AVE 280) | VISALIA | CA | 93277 | 36.3046 | -119.2446 | NORTHWEST |  | NO | YES | NO
RECTOR | 280 | 5033 | Clark, Gerald | 72401/ 491 | 220 | 66 | 5000 | SCE SYSTEM | 17 | SAN JOAQUIN | 5033 | RECTOR | I | 1950-01-01 |  | T | 5 | 51 | 3 | 32 | CENTRAL VALLEY CITIES | 14 | K-0 | 28361 RD. 148, N/O CALDWELL (AVE 280) | VISALIA | CA | 93277 | 36.3046 | -119.2446 | NORTHWEST |  | NO | YES | NO
REDHAWK P.T. | 1564 | 7725 |  |  | 33 | 12 | 5070 | VALLEY | 7 | VALLEY | 5070 | VALLEY | O | 1998-07-01 | 1999-10-13 | A | 3 | 77 | 4 | 20 | [5 empty] | CA | [5 empty] | NO | YES | NO
Redinger Lake | [27 empty] | 37.1472 | -119.4501 | NORTHWEST |  | NO | YES | NO
REDLANDS | 669 | 5629 | Martinez, Jimi |  | 66 | 4 | 1990 | SAN BERNARDINO | 5 | VISTA | 5064 | VISTA | I | 1950-01-01 |  | S | 3 | 31 | 4 | 17 | SAN BERNARDINO COUNTY | 29 | D-2 | 504 HIGH AVE. | REDLANDS | CA | 92374 | 34.0603 | -117.1768 | SOUTHEAST |  | NO | YES | NO
REDLANDS | 670 | 5629 | Martinez, Jimi |  | 66 | 12 | 1990 | SAN BERNARDINO | 5 | VISTA | 5064 | VISTA | I | 1950-01-01 |  | S | 3 | 31 | 4 | 17 | SAN BERNARDINO COUNTY | 29 | D-2 | 504 HIGH AVE. | REDLANDS | CA | 92374 | 34.0603 | -117.1768 | SOUTHEAST |  | YES | NO | NO
REDMAN | 584 | 5530 | Brown, Ken A. |  | 66 | 12 | 5052 | ANTELOPE | 14 | VINCENT | 5054 | VINCENT | I | 1950-01-01 |  | S | 5 | 36 | 3 | 22 | CALIFORNIA ROAD ATLAS | 90 | B-2 | 90TH ST. EAST., AND AVENUE 'E'., 15 MI. N/E OF TOWN | LANCASTER | CA | 93534 | 34.7625 | -117.9686 | NORTHWEST |  | NO | YES | NO
REDONDO | 439 | 5227 |  |  | 16 | 4 | 5021 | LA FRESA | 8 | EL NIDO | 5023 | EL NIDO | I | 1950-01-01 |  | D | 5 | 44 | 1 | 53 | LOS ANGELES | 67 | D-4 | 411 N. GERTRUDA AVE. | REDONDO BEACH | CA | 90277 | 33.8482 | -118.3876 | NORTHWEST |  | YES | NO | NO
REDONDO 1 | 91 | 1210 |  | 39601 / 39701 | 12 | 66 | 5021 | LA FRESA | 8 | EL NIDO | 5023 | EL NIDO | I | 1948-01-01 |  | G | 5 | 44 | 1 | 53 | LOS ANGELES | 67 | D-4 | 1100 HARBOR DR. | REDONDO BEACH | CA | 90277 | -118.3945 | 33.8507 |  |  | NO | YES | NO
REDONDO 2 | 92 | 1212 |  | 39601 / 39701 | 12 | 220 | 5000 | SCE SYSTEM | 8 | EL NIDO | 5023 | EL NIDO | I | 1954-01-01 |  | G | 1 | 44 | 1 | 53 | LOS ANGELES | 67 | D-4 | 1100 HARBOR DR. | REDONDO BEACH | CA | 90277 | -118.3945 | 33.8507 |  |  | NO | YES | NO
REDUCTION | 1015 | 6239 | Olson, Marty |  | 66 | 4 | 1310 | ETIWANDA | 4 | MIRA LOMA/WALNUT | 5069 | MIRA LOMA | I | 1977-09-01 |  | C | 3 | 30 | 3 | 14 | SAN BERNARDINO COUNTY | 13 | B-4 | 12550 ARROW HWY. | ETIWANDA | CA | 91739 | 34.1019 | -117.5298 | SOUTHEAST |  | NO | YES | NO
REEF P.T. | 1264 | 7723 |  |  | 16 | 2.4 | 5056 | MOORPARK | 11 | MOORPARK | 5056 | MOORPARK | I | 1974-10-01 |  | A | 5 | 35 | 2 | 60 | [5 empty] | CA | 90264 |  |  |  |  | NO | YES | NO
REFINERY | 1031 | 6265 | Murray, Kevin |  | 66 | 12 | 5073 | LIGHTHIPE | 9 | LIGHTHIPE | 5073 | LIGHTHIPE | I | 1981-12-01 |  | C | 1 | 32 | 2 | 56 | LOS ANGELES COUNTY | 69 | D-6 | 20945 S. WILMINGTON AVE. | CARSON | CA |  | 33.8436 | -118.2448 | NORTHWEST |  | NO | YES | NO
REFUSE | 67 | 1076 | Apocada, Ed |  | 66 | 12 | 5074 | LAGUNA BELL | 9 | LIGHTHIPE | 5073 | LIGHTHIPE | I | 1986-03-01 |  | C | 1 | 22 | 2 | 4 | LOS ANGELES COUNTY - 1993 | 676 | D-1 | 5900 SHIELA ST. | COMMERCE | CA | 90040 | 33.9955 | -118.1523 | NORTHWEST |  | NO | YES | NO
REMINGTON | 1866 | 8185 |  |  | 115 | 12 | 8027 | VICTOR | 15 | LUGO | 5061 | LUGO | F | 2010-01-01 |  | C | 3 | 73 | 4 | 40 | LOS ANGELES COUNTY |  |  | S/S BEAR VALLEY RD., .25 MI. E/O JOSHUA RD. | APPLE VALLEY | CA | [5 empty] | NO | YES | NO
RENO | 990 | 6196 | Reid, Jim |  | 66 | 4 | 5014 | WALNUT | 4 | MIRA LOMA/WALNUT | 5014 | MIRA LOMA | I | 1971-02-12 |  | C | 1 | 47 | 2 | 4 | LOS ANGELES COUNTY - 1993 | 637 | E-5 | 2101 WORKMAN MILL RD. | INDUSTRY | CA | 90601 | 34.0337 | -118.0232 | SOUTHEAST |  | NO | YES | NO
RENWIND | 71 | 1081 | Brehaut, Paul |  | 115 | 12 | 5067 | DEVERS | 6 | DEVERS | 5067 | DEVERS | I | 1985-12-01 |  | X | 3 | 79 | 4 | 13 | RIVERSIDE COUNTY |  |  | WHITEWATER CANYON | PALM SPRINGS | CA |  | 33.9182 | -116.6432 | SOUTHEAST |  | NO | YES | NO
REPETTO | 381 | 5164 | Fish, Terry | 45784 | 66 | 4 | 5012 | MESA | 3 | MESA/WALNUT | 5012 | MESA | I | 1949-09-01 |  | S | 1 | 22 | 2 | 2 | LOS ANGELES COUNTY - 1993 | 635 | G-4 | 1371 MONTEREY PASS RD. | MONTEREY PARK | CA | 91754 | 34.0485 | -118.1624 | SOUTHEAST |  | NO | YES | NO
REPETTO | 382 | 5164 | Fish, Terry | 45784 | 66 | 16 | 5012 | MESA | 3 | MESA/WALNUT | 5012 | MESA | I | 1949-09-01 |  | S | 1 | 22 | 2 | 2 | LOS ANGELES COUNTY - 1993 | 635 | G-4 | 1371 MONTEREY PASS RD. | MONTEREY PARK | CA | 91754 | 34.0485 | -118.1624 | SOUTHEAST |  | YES | NO | NO
REPRO | 1048 | 6284 | Dupree, Daryl |  | 66 | 16 | 5023 | EL NIDO | 8 | EL NIDO | 5023 | EL NIDO | I | 1989-06-01 |  | X | 5 | 44 | 1 | 53 | LOS ANGELES COUNTY | 62 | E-2 | 701 AVIATION., N/O ROSECRANS | EL SEGUNDO | CA |  | 33.9065 | -118.381 | NORTHWEST |  | NO | YES | NO
RESEARCH | 845 | 5847 | Perez, Chris |  | 66 | 12 | 5084 | CENTER | 9 | LIGHTHIPE | 5073 | LIGHTHIPE | O | 1950-01-01 | 2002-10-08 | C | 1 | 47 | 2 | 57 | LOS ANGELES COUNTY | 736 | B-1 | 12327 BELLFLOWER BLVD. | DOWNEY | CA | 90242 | 33.9193 | -118.1286 | NORTHWEST |  | NO | YES | NO
RESERVOIR P.T. | 1265 | 7726 |  |  | 16 | 4 | 5051 | SAUGUS | 13 | SAUGUS | 5056 | MOORPARK | I | 1950-01-01 |  | A | 5 | 35 | 2 | 60 | [5 empty] | CA | 91304 |  |  |  |  | NO | YES | NO
REVITAL | 1653 | 6114 | Murray, Kevin |  | 66 | 4 | 5073 | LIGHTHIPE | 9 | LIGHTHIPE | 5073 | LIGHTHIPE | I | 1992-05-04 |  | C | 1 | 32 | 1 | 57 | LOS ANGELES | 65 | F-6 | 5905 N. PARAMOUNT BLVD. | LONG BEACH | CA | 90805 | 33.8618 | -118.1638 | NORTHWEST |  | NO | YES | NO
REYNOLDS | 1860 | 6325 |  |  | 66 | 4 | 5021 | LA FRESA | 8 | EL NIDO | 5023 | EL NIDO | I | 1994-09-01 |  | C | 5 | 44 | 2 | 56 | LOS ANGELES COUNTY - 1994 | 763 | F-5 | 500 CRENSHAW BLVD. | TORRANCE | CA | 90501 | 33.8435 | -118.328 | NORTHWEST |  | NO | YES | NO
RIALTO | 1447 | 8225 | Martinez, Jimi | 12368 | 33 | 4 | 5064 | VISTA | 5 | VISTA | 5064 | VISTA | I | 1950-01-01 |  | D | 3 | 30 | 3 | 11 | SAN BERNARDINO COUNTY | 15 | D-3 | _____ DATE ST., N/O FIRST ST. | RIALTO | CA | 92376 | 34.1013 | -117.3682 | SOUTHEAST |  | NO | YES | NO
RIALTO | 1448 | 8225 | Martinez, Jimi | 12368 | 33 | 12 | 5064 | VISTA | 5 | VISTA | 5064 | VISTA | I | 1950-01-01 |  | D | 3 | 30 | 3 | 11 | SAN BERNARDINO COUNTY | 15 | D-3 | _____ DATE ST., N/O FIRST ST. | RIALTO | CA | 92376 | 34.1013 | -117.3682 | SOUTHEAST |  | NO | YES | NO
RICH | 955 | 6147 |  |  | 33 | 0.5 | 5069 | MIRA LOMA | 4 | MIRA LOMA/WALNUT | 5069 | MIRA LOMA | I | 1950-01-01 |  | B | 3 | 34 | 3 | 10 | RIVERSIDE COUNTY |  |  |  |  | CA | [5 empty] | NO | YES | NO
RICHUSON P.T. | 1573 | 7733 |  |  | 12 | 4 | 5073 | LIGHTHIPE | 9 | LIGHTHIPE | 5073 | LIGHTHIPE | I | 1992-01-15 |  | A | 1 | 32 | 2 | 50 | LOS ANGELES COUNTY |  |  |  |  | CA | 90723 |  |  |  |  | NO | YES | NO
RIDGECREST | 1449 | 8226 | Manzer, Jim |  | 33 | 4.8 | 8016 | KRAMER | 15 | LUGO | 5061 | LUGO | I | 1950-01-01 |  | D | 3 | 86 | 4 | 24 | CENTRAL VALLEY CITIES | 250 | C-2 | _____ ARGUS, BETWEEN SANDERS AND FAIRVIEW | RIDGECREST | CA | 93555 | 35.6264 | -117.6729 | NORTHWEST |  | NO | YES | NO
RIDGEVIEW P.T. | 1414 | 8181 |  |  | 33 | 12 | 5070 | VALLEY | 7 | VALLEY | 5070 | VALLEY | I | 1966-04-01 |  | A | 3 | 77 | 4 | 16 | SAN BERNARDINO | 715 | B-8 | _____ HWY 79, 1-1/2 MI NW/O GILMAN HOT SPRINGS | SAN JACINTO | CA | 92383 |  |  |  |  | NO | YES | NO
RINCON P.T. | 1266 | 7728 |  |  | 16 | 4 | 5055 | GOLETA | 10 | GOLETA | 5056 | MOORPARK | I | 1950-01-01 |  | A | 5 | 49 | 1 | 60 | SANTA BARBARA COUNTY |  |  |  |  | CA | 93013 |  |  |  |  | NO | YES | NO
RINDGE | 454 | 5240 | Manzano, John | 76959 | 16 | 4 | 5056 | MOORPARK | 11 | MOORPARK | 5056 | MOORPARK | I | 1950-01-01 |  | D | 5 | 35 | 1 | 61 | LOS ANGELES | 113 | F-5 | _____ WINTER CYN RD., OFF CIVIC CTR WAY 3/4 MI N/O HWY 101 | MALIBU | CA | 90265 | 34.0396 | -118.6971 | NORTHWEST |  | NO | YES | NO
RINGMILL | 1857 | 6322 | Murray, Kevin |  | 66 | 4 | 5073 | LIGHTHIPE | 9 | LIGHTHIPE | 5073 | LIGHTHIPE | I | 1994-10-13 |  | C | 1 | 32 | 2 | 57 | LOS ANGELES COUNTY - 1993 | 735 | F-4 | 7743 ADAMS ST. | PARAMOUNT | CA | 90723 | 33.8953 | -118.165 | NORTHWEST |  | NO | YES | NO
RIO HONDO | 263 | 5013 | Reid, Jim | 48690 | 66 | 12 | 5013 | RIO HONDO | 3 | MESA/WALNUT | 5014 | MESA | I | 1971-07-01 |  | S | 1 | 27 | 3 | 5 | LOS ANGELES COUNTY - 1993 | 598 | A-2 | 13570 LIVE OAK AVE. | IRWINDALE | CA | 91706 | 34.105 | -117.9803 | SOUTHEAST |  | NO | YES | NO
RIO HONDO | 264 | 5013 | Reid, Jim | 48690 | 66 | 16 | 5013 | RIO HONDO | 3 | MESA/WALNUT | 5014 | MESA | I | 1968-06-01 |  | S | 1 | 27 | 3 | 5 | LOS ANGELES COUNTY - 1993 | 598 | A-2 | 13570 LIVE OAK AVE. | IRWINDALE | CA | 91706 | 34.105 | -117.9803 | SOUTHEAST |  | NO | YES | NO
RIO HONDO | 265 | 5013 | Reid, Jim | 48690 | 220 | 66 | 5000 | SCE SYSTEM | 3 | MESA/WALNUT | 5014 | MESA | I | 1968-06-01 |  | T | 1 | 27 | 3 | 5 | LOS ANGELES COUNTY - 1993 | 598 | A-2 | 13570 LIVE OAK AVE. | IRWINDALE | CA | 91706 | 34.105 | -117.9803 | SOUTHEAST |  | NO | YES | YES
RIO MESA | 1550 | 8360 |  |  | 33 | 4 | 4028 | BLACK PEAK | 6 | DEVERS | 5067 | DEVERS | O | 1984-08-01 | 1992-02-05 | B | 3 | 87 | 4 | 40 | [11 empty] | NO | YES | NO
RIPLEY | 1450 | 8227 | Brady, Neil (WF) |  | 33 | 12 | 4025 | BLYTHE (WALC) | 6 | DEVERS | 5067 | DEVERS | I | 1950-01-01 |  | D | 3 | 87 | 4 | 13 | RIVERSIDE | 330 | B-5 | _____ NEIGHBORS BLVD., 1 BLK N/O 25TH AVE. | RIPLEY | CA | 92272 | 33.525 | -114.6554 | SOUTHEAST |  | NO | YES | NO
RITEAID | 1956 | 6350 |  |  | 66 | 12 | 5052 | ANTELOPE | 14 | VINCENT | 5054 | VINCENT | I | 1999-05-01 |  | C | 5 | 36 |  | 22 |  |  |  | C/O AVE H & 30TH ST. WEST LANCASTER |  |  |  | 34.7204 | -118.1812 | NORTHWEST |  | YES | NO | NO
RIVERA | 846 | 5848 | Apocada, Ed |  | 12 | 4 | 5084 | CENTER | 9 | LIGHTHIPE | 5073 | LIGHTHIPE | I | 1947-10-01 |  | D | 1 | 47 | 2 | 1 | LOS ANGELES COUNTY - 1993 | 706 | E-1 | 9148 SLAUSON AVE. | PICO RIVERA | CA | 90660 | 33.9702 | -118.1004 | NORTHWEST |  | NO | YES | NO
RIVERSIDE | 1607 | 4228 |  |  | 66 | 0.5 | 5064 | VISTA | 5 | VISTA | 5064 | VISTA | I | 1950-01-01 |  | F | 3 | 31 | 3 | 0 | RIVERSIDE COUNTY |  |  |  |  | CA |  | 34.0056 | -117.3919 | Frgn Util |  | NO | YES | NO
Riverside Canal Power | [27 empty] | 34.0218 | -117.3322 | SOUTHEAST |  | NO | YES | NO
RIVERSIDE CEMENT | 1451 | 8228 |  |  | 33 | 0.5 | 8027 | VICTOR | 15 | LUGO | 5061 | LUGO | I | 1950-01-01 |  | B | 3 | 73 |  | 23 | SAN BERNARDINO COUNTY | 306 | A-3 | _____ 1ST ST., 300' N/O MILL ST. | ORO GRANDE | CA | 92368 |  |  |  |  | NO | YES | NO
RIVERSIDE CITY | 957 | 6149 |  |  | 66 | 66 | 5064 | VISTA | 5 | VISTA | 5064 | VISTA | I | 1950-01-01 |  | F | 3 | 31 | 3 | 0 | RIVERSIDE COUNTY |  |  |  |  | CA | [5 empty] | YES | NO | NO
ROACH | 1825 | 5662 |  |  | 115 | 12 | 5064 | VISTA | 5 | VISTA | 5064 | VISTA | F | 2005-01-01 |  | P | 3 | 31 | 3 | 20 | RIVERSIDE COUNTY | 151 | A-2 | C/O BROOKSIDE AND NANCY | BEAUMONT | CA | 92223 |  |  |  |  | NO | YES | NO
ROADWAY | 1576 | 8325 | Manzer, Jim | 15749 | 115 | 12 | 8016 | KRAMER | 15 | LUGO | 5061 | LUGO | I | 1991-05-22 |  | S | 3 | 73 | 4 | 24 | SAN BERNARDINO COUNTY | 304 | F-6 | N/E C/O LAWSON AVE & DELICIOUS ST. | ADELANTO | CA | 92301 | 34.5764 | -117.4135 | NORTHWEST |  | YES | NO | NO
Roberts | [27 empty] | 37.4294 | -118.1009 | NORTHWEST |  | NO | YES | NO
ROBINSON CREEK P.T. | 1267 | 7729 |  |  | 16 | 12 | 8015 | INYO SCE | 15 | LUGO | 2556 | CONTROL | O | 1967-02-01 | 1983-10-01 | A | 3 | 85 | 2 | 40 | CALIFORNIA ROAD ATLAS |  |  |  |  | CA | [5 empty] | NO | YES | NO
ROCHESTER | 1740 | 5676 |  |  | 66 | 12 | 1310 | ETIWANDA | 4 | MIRA LOMA/WALNUT | 5069 | MIRA LOMA | F | 2005-01-01 |  | P | 3 | 30 | 3 | 10 | SAN BERNARDINO COUNTY | 12 | F-4 | N/E C/O ARROW HWY & ROCHESTER | RANCHO CUCAMONGA | CA | 91730 |  |  |  |  | NO | YES | NO
ROCKAIR | 1037 | 6272 | Brown, Ken A. |  | 66 | 12 | 5052 | ANTELOPE | 14 | VINCENT | 5054 | VINCENT | I | 1983-07-01 |  | C | 5 | 36 | 3 | 25 | LOS ANGELES | 172 | G-6 | 30TH ST. EAST AND AVE. "P". | PALMDALE | CA | 93550 | 34.6112 | -118.0839 | NORTHWEST |  | NO | YES | NO
ROCKET TEST | 1510 | 8287 | Manzer, Jim |  | 115 | 33 | 8016 | KRAMER | 15 | LUGO | 5061 | LUGO | I | 1950-01-01 |  | C | 3 | 86 | 4 | 24 | CENTRAL VALLEY CITIES | 20 | B-1 | ______ MERCURY AND MARS BLVDS | BORON | CA | 93516 | 34.9305 | -117.6973 | NORTHWEST |  | NO | YES | NO
ROCKETDYNE | 624 | 5573 | Upgrade |  | 66 | 4 | 5051 | SAUGUS | 13 | SAUGUS | 5056 | MOORPARK | I | 1961-08-01 |  | C | 5 | 35 | 3 | 61 | LOS ANGELES COUNTY |  |  | SANTA SUSANA HILLS | CHATSWORTH | CA | 91311 | 34.2255 | -118.6862 | NORTHWEST |  | NO | YES | NO
ROCKY P.T. | 1937 | 7738 |  |  | 16 | 2.4 | 5051 | SAUGUS | 13 | SAUGUS | 5056 | MOORPARK | I | 1996-07-31 |  | A | 5 | 35 | 3 | 60 |  |  |  | C/O SANTA SUSANA PASS RD & CLEAR SPRINGS RD POLE# 4297731E. |  | CA | 93063 |  |  |  |  | NO | YES | NO
RODESIDE P.T. | 1268 | 7732 |  |  | 33 | 12 | 4027 | PARKER | 6 | DEVERS | 5090 | ELDORADO | O | 1984-08-01 | 1989-07-01 | A | 3 | 87 | 4 | 40 | [5 empty] | AZ | [5 empty] | NO | YES | NO
ROLLING (HCB) | 941 | 6132 |  |  | 66 | 7 | 1310 | ETIWANDA | 4 | MIRA LOMA/WALNUT | 5069 | MIRA LOMA | I | 1960-12-01 |  | C | 3 | 30 | 3 | 14 | SAN BERNARDINO COUNTY |  |  |  | FONTANA | CA | 92335 | 34.0829 | -117.5058 | SOUTHEAST |  | NO | YES | NO
ROLLING HILLS | 470 | 5252 |  |  | 66 | 4 | 5021 | LA FRESA | 8 | EL NIDO | 5023 | EL NIDO | I | 1950-01-01 |  | S | 5 | 44 | 1 | 56 | LOS ANGELES | 73 | A-1 | 23901 OCEAN AVE. | TORRANCE | CA | 90505 | 33.8084 | -118.3552 | NORTHWEST |  | NO | YES | NO
ROLLING HILLS | 471 | 5252 |  |  | 66 | 16 | 5021 | LA FRESA | 8 | EL NIDO | 5023 | EL NIDO | I | 1950-01-01 |  | S | 5 | 44 | 1 | 56 | LOS ANGELES | 73 | A-1 | 23901 OCEAN AVE. | TORRANCE | CA | 90505 | 33.8084 | -118.3552 | NORTHWEST |  | YES | NO | YES
RONNIE P.T. | 1575 | 7739 |  |  | 12 | 4 | 5084 | CENTER | 9 | LIGHTHIPE | 5073 | LIGHTHIPE | I | 1992-01-18 |  | A | 1 | 32 | 2 | 50 | LOS ANGELES COUNTY |  |  |  |  | CA | 90723 |  |  |  |  | NO | YES | NO
ROSAMOND | 594 | 5541 | Brown, Ken A. | 41476 | 66 | 12 | 5052 | ANTELOPE | 14 | VINCENT | 5054 | VINCENT | I | 1950-01-01 |  | S | 5 | 36 | 3 | 22 | CENTRAL VALLEY CITIES | 23 | E-8 | _____ ROSAMOND BLVD. AND 60TH ST. | ROSAMOND | CA | 93560 | 34.8645 | -118.2373 | NORTHWEST |  | NO | YES | NO
ROSANTA | 1873 | 5586 |  |  | 66 | 16 | 5056 | MOORPARK | 11 | MOORPARK | 5056 | MOORPARK | F | 2005-01-01 |  | P | 5 | 35 | 3 | 60 | VENTURA |  |  | N/O SANTA ROSA RD., 3 MI W/O MOORPARK RD. | MOORPARK | CA | [5 empty] | NO | YES | NO
ROSECRANS | 1839 | 5228 |  | 36089 | 66 | 12 | 5023 | EL NIDO | 8 | EL NIDO | 5023 | EL NIDO | I | 1959-06-01 |  | C | 5 | 44 | 1 | 53 | LOS ANGELES | 62 | B-2 | N/O ROSECRANS BLVD AT BLANCHE RD. | EL SEGUNDO | CA |  | 33.9029 | -118.4028 | NORTHWEST |  | NO | YES | NO
ROSECRANS | 440 | 5228 |  | 36089 | 66 | 16 | 5023 | EL NIDO | 8 | EL NIDO | 5023 | EL NIDO | I | 1959-06-01 |  | C | 5 | 44 | 1 | 53 | LOS ANGELES | 62 | B-2 | N/O ROSECRANS BLVD AT BLANCHE RD. | EL SEGUNDO | CA |  | 33.9029 | -118.4028 | NORTHWEST |  | NO | YES | NO
ROSEMEAD | 363 | 5141 | Fish, Terry |  | 66 | 16 | 5012 | MESA | 3 | MESA/WALNUT | 5012 | MESA | I | 1950-01-01 |  | S | 1 | 22 | 3 | 3 | LOS ANGELES COUNTY - 1993 | 596 | G-5 | 8533 E. GRAND AVE. | ROSEMEAD | CA | 91770 | 34.0931 | -118.0829 | SOUTHEAST |  | YES | NO | NO
ROUSE | 1452 | 8230 |  |  | 33 | 12 | 5070 | VALLEY | 7 | VALLEY | 5070 | VALLEY | O | 1964-06-01 | 1991-05-23 | D | 3 | 77 | 4 | 16 | RIVERSIDE | 52 | F-6 | N/W C/O THORNTON AVE. & MURRIETA RD. | SUN CITY | CA | 92381 |  |  |  |  | NO | YES | NO
ROWLAND | 1871 | 5840 |  |  | 66 | 12 | 5087 | OLINDA | 1 | VILLA PARK | 5082 | VILLA PARK | F | 2005-01-01 |  | P | 1 | 48 | 2 | 50 | [5 empty] | CA | [5 empty] | NO | YES | NO
ROYAL | 629 | 5580 | Manzano, John | 76964 | 66 | 16 | 5056 | MOORPARK | 11 | MOORPARK | 5056 | MOORPARK | I | 1964-09-01 |  | S | 5 | 35 | 3 | 61 | VENTURA | 55 | E-6 | 2375 FIRST ST. | SIMI | CA | 93065 | 34.2786 | -118.7796 | NORTHWEST |  | YES | NO | NO
RUBIDOUX | 1453 | 8231 | Martinez, Jimi | 49956 | 33 | 4 | 5064 | VISTA | 5 | VISTA | 5064 | VISTA | I | 1950-01-01 |  | D | 3 | 30 | 3 | 14 | RIVERSIDE | 6 | E-3 | 4059 RIVERVIEW RD., S/O MISSION BLVD. | RUBIDOUX | CA | 92509 | 33.9992 | -117.4152 | SOUTHEAST |  | NO | YES | NO
RUBIDOUX | 1454 | 8231 | Martinez, Jimi | 49956 | 33 | 12 | 5064 | VISTA | 5 | VISTA | 5064 | VISTA | I | 1950-01-01 |  | D | 3 | 30 | 3 | 14 | RIVERSIDE | 6 | E-3 | 4059 RIVERVIEW RD., S/O MISSION BLVD. | RUBIDOUX | CA | 92509 | 33.9992 | -117.4152 | SOUTHEAST |  | NO | YES | NO
RUDY | 1682 | 9225 |  |  | 12 | 4 | 9010 | WOODS |  |  | 9010 | WOODS | I | 1993-01-01 |  | D | 9 | 99 | 2 | 0 |  |  |  | 501 S. MARENGO AVE., T/S SIMULATOR, ALHAMBRA TRAINING FACILITY | ALHAMBRA | CA | 91801 |  |  |  |  | NO | YES | NO
RUNNING SPRINGS | 699 | 5661 | Martinez, Jimi |  | 33 | 12 | 5064 | VISTA | 5 | VISTA | 5064 | VISTA | I | 1963-02-01 |  | D | 3 | 40 | 2 | 11 | SAN BERNARDINO COUNTY | 53 | D-3 | _____ HUNSAKER DR., 1/4 MI N/O RIM OF WORLD DR. | RUNNING SPRINGS | CA | 92382 | 34.2081 | -117.1042 | SOUTHEAST |  | NO | YES | NO
RUSH | 349 | 5116 | Fish, Terry |  | 66 | 16 | 5012 | MESA | 3 | MESA/WALNUT | 5012 | MESA | I | 1965-06-01 |  | S | 1 | 22 | 2 | 3 | LOS ANGELES COUNTY - 1993 | 636 | F-3 | _____ WALNUT GROVE AVE. AND RUSH ST. | ROSEMEAD | CA | 91770 | 34.0512 | -118.0814 | SOUTHEAST |  | YES | NO | NO
RUSH CREEK | 159 | 2514 |  |  | 2.4 | 4 | 8015 | INYO SCE | 15 | LUGO | 2556 | CONTROL | I | 1916-06-01 |  | H | 3 | 85 | 2 | 92 | CALIFORNIA ROAD ATLAS | 50 | C-1 | _____ HWY 158., 3 MI. N/O JUNE LAKE VILLAGE | JUNE LAKE | CA | 93529 | 37.7669 | -119.122 | NORTHWEST |  | NO | YES | NO
RUSH CREEK | 160 | 2514 |  |  | 115 | 2.4 | 8015 | INYO SCE | 15 | LUGO | 2556 | CONTROL | I | 1916-06-01 |  | S | 3 | 85 | 2 | 92 | CALIFORNIA ROAD ATLAS | 50 | C-1 | _____ HWY 158., 3 MI. N/O JUNE LAKE VILLAGE | JUNE LAKE | CA | 93529 | 37.7669 | -119.122 | NORTHWEST |  | NO | YES | NO
RV. ELECT. LT. | 1684 | 9925 |  |  | 12 | 0.5 | 9010 | WOODS |  |  | 9010 | WOODS | I | 1993-01-01 |  | A | 9 | 99 | 2 | 0 |  |  |  | 501 S. MARENGO AVE., T/S SIMULATOR, ALHAMBRA TRAINING FACILITY | ALHAMBRA | CA | 91801 |  |  |  |  | NO | YES | NO
S.W.P.C METER | 1468 | 8246 |  |  | 33 | 2.4 | 8027 | VICTOR | 15 | LUGO | 5061 | LUGO | O | 1950-01-01 | 2002-09-23 | B | 3 | 73 | 4 | 24 | SAN BERNARDINO COUNTY | 316 | D-4 | _____'E' ST., 1000' N/O I-15 | VICTORVILLE | CA | 92392 |  |  |  |  | NO | YES | NO
SADDLE P.T. | 1291 | 7789 |  |  | 16 | 2.4 | 5021 | LA FRESA | 8 | EL NIDO | 5023 | EL NIDO | O | 1975-05-01 | 1984-10-01 | A | 5 | 44 | 1 | 50 | LOS ANGELES COUNTY |  |  |  |  | CA | [5 empty] | NO | YES | NO
SAFARI | 1803 | 5920 |  |  | 66 | 12 | 5088 | SANTIAGO | 2 | ELLIS | 5086 | ELLIS | F | 2005-01-01 |  | P | 1 | 43 | 2 | 80 | ORANGE COUNTY - 1993 | 891 | D-5 | _____ LAKE FOREST AVE., W/O IRVINE CTR DR/MOULTON PKWY | IRVINE | CA | [5 empty] | NO | YES | NO
SAHARA | 1875 | 5359 |  |  | 66 | 12 | 5052 | ANTELOPE | 14 | VINCENT | 5054 | VINCENT | F | 2005-01-01 |  | P | 5 | 36 | 3 | 30 | [11 empty] | NO | YES | NO
SALTON SEA (IID) | 1836 | 4120 |  |  | 33 | 12 | 4015 | IID SYSTEM | 6 | DEVERS | 4000 | FOREIGN UTILITY | I | 1950-01-01 |  | G | 9 | 99 | 4 | 0 |  |  |  | 6975 LACK RD. | WESTMORLAND | CA | [5 empty] | NO | YES | NO
SAN ANTONIO | 672 | 5631 | Olson, Marty | 17233 | 66 | 12 | 5045 | PADUA | 4 | MIRA LOMA/WALNUT | 5069 | MIRA LOMA | I | 1950-01-01 |  | S | 3 | 34 | 3 | 15 | LOS ANGELES COUNTY | 91 | D-4 | _____ ARROW HWY., C/O MONTE VISTA AVE. | MONTCLAIR | CA | 91711 | 34.0932 | -117.6978 | SOUTHEAST |  | NO | YES | NO
SAN BERNARDINO | 118 | 1990 | Martinez, Jimi | 17930 | 115 | 12 | 5064 | VISTA | 5 | VISTA | 5064 | VISTA | I | 1957-01-01 |  | G | 3 | 31 | 4 | 11 | SAN BERNARDINO COUNTY | 17 | E-6 | 25770 SAN BERNARDINO AVE. | SAN BERNARDINO | CA | 92408 |  |  |  |  | NO | YES | NO
SAN BERNARDINO | 119 | 1990 | Martinez, Jimi | 17930 | 220 | 66 | 5000 | SCE SYSTEM | 5 | VISTA | 5064 | VISTA | I | 1957-06-01 |  | G | 3 | 31 | 4 | 11 | SAN BERNARDINO COUNTY | 17 | E-6 | 25770 SAN BERNARDINO AVE. | SAN BERNARDINO | CA | 92408 |  |  |  |  | NO | YES | NO
SAN DIMAS | 674 | 5633 | Reid, Jim |  | 66 | 12 | 5045 | PADUA | 4 | MIRA LOMA/WALNUT | 5069 | MIRA LOMA | I | 1950-01-01 |  | S | 1 | 26 | 3 | 6 | LOS ANGELES COUNTY - 1993 | 600 | B-1 | S/W C/O ALLEN AVE. AND SAN DIMAS AVE. | SAN DIMAS | CA | 91773 | 34.1166 | -117.8087 | SOUTHEAST |  | NO | YES | YES
SAN DIMAS P.T. | 1275 | 7757 |  |  | 12 | 2.4 | 5045 | PADUA | 4 | MIRA LOMA/WALNUT | 5069 | MIRA LOMA | O | 1950-01-01 | 2002-09-23 | A | 1 | 26 | 3 | 10 |  |  |  |  | SAN DIMAS | CA | 91773 |  |  |  |  | NO | YES | NO
SAN FERNANDO | 601 | 5550 | Upgrade | 49938 | 66 | 16 | 5051 | SAUGUS | 13 | SAUGUS | 5056 | MOORPARK | I | 1907-10-01 |  | S | 5 | 59 | 3 | 62 | LOS ANGELES COUNTY | 8 | C-1 | 15001 MISSION BLVD. | SAN FERNANDO | CA | 91345 | 34.2736 | -118.4589 | NORTHWEST |  | NO | YES | YES
SAN GABRIEL | 364 | 5142 | Fish, Terry |  | 66 | 4 | 5012 | MESA | 3 | MESA/WALNUT | 5012 | MESA | I | 1964-06-01 |  | S | 1 | 22 | 3 | 3 | LOS ANGELES COUNTY - 1993 | 596 | D-4 | 104 W. BROADWAY | SAN GABRIEL | CA | 91776 | 34.0985 | -118.1001 | SOUTHEAST |  | YES | NO | NO
SAN GORGONIO 1 | 152 | 2340 |  | 17251 | 2.4 | 33 | 5067 | DEVERS | 6 | DEVERS | 5067 | DEVERS | I | 1923-01-01 |  | H | 3 | 31 | 3 | 91 | RIVERSIDE COUNTY | 142 | D-1 | BANNING CANYON RD., 12 MI. FROM PAVED ROAD | BANNING | CA | 92220 | 34.0311 | -116.857 | SOUTHEAST |  | NO | YES | NO
SAN GORGONIO 2 | 153 | 2342 |  | 17251 | 2.4 | 33 | 5067 | DEVERS | 6 | DEVERS | 5067 | DEVERS | I | 1923-01-01 |  | H | 3 | 31 | 3 | 91 | RIVERSIDE | 142 | D-1 | BANNING CANYON RD., 7 MI. FROM PAVED ROAD | BANNING | CA | 92220 | 34.0194 | -116.8951 | SOUTHEAST |  | NO | YES | NO
SAN JACINTO | 1456 | 8234 | Caldera, Art |  | 33 | 4.8 | 5070 | VALLEY | 7 | VALLEY | 5070 | VALLEY | I | 1950-01-01 |  | D | 3 | 77 | 4 | 16 | RIVERSIDE | 45 | D-5 | _____ SAN JACINTO ST, S/O MAIN (NEAR PICO AVE) | SAN JACINTO | CA | 92383 | 33.7837 | -116.9586 | SOUTHEAST |  | NO | YES | NO
SAN LUIS REY | 228 | 4083 |  |  | 220 | 138 | 4080 | SDGE SYSTEM | 2 | ELLIS | 4000 | FOREIGN UTILITY | I | 1971-06-01 |  | F | 9 | 99 |  | 0 | [11 empty] | NO | YES | NO
SAN MARCOS | 631 | 5585 | Carbone, Jim | 75323 | 66 | 16 | 5055 | GOLETA | 10 | GOLETA | 5056 | MOORPARK | I | 1965-10-01 |  | S | 5 | 49 | 1 | 63 | SANTA BARBARA COUNTY | 29 | A-5 | 4168 FOOTHILL RD. | SANTA BARBARA | CA | 93110 | 34.4525 | -119.7609 | NORTHWEST |  | NO | YES | YES
SAN MARINO | 365 | 5143 | Fish, Terry | 37637 | 16 | 4 | 5012 | MESA | 3 | MESA/WALNUT | 5012 | MESA | I | 1950-01-01 |  | D | 1 | 27 | 3 | 3 | LOS ANGELES COUNTY - 1993 | 566 | E-7 | _____ HUNTINGTON DR., BETWEEN WINDSOR AVE. & GAINSBOROUGH DR. | SAN MARINO | CA | 91108 | 34.1259 | -118.0987 | SOUTHEAST |  | YES | NO | NO
SAN MARTINEZ P.T. | 1277 | 7759 |  |  | 16 | 2.4 | 5051 | SAUGUS | 13 | SAUGUS | 5056 | MOORPARK | O | 1950-01-01 | 1990-01-25 | A | 5 | 59 | 3 | 60 | LOS ANGLES COUNTY |  |  |  |  | CA | [5 empty] | NO | YES | NO
SAN MIGUEL | 626 | 5577 | Carbone, Jim | 76710 | 66 | 16 | 5053 | SANTA CLARA | 12 | SANTA CLARA | 5056 | MOORPARK | I | 1965-09-01 |  | S | 5 | 39 | 1 | 64 | VENTURA | 58 | E-2 | _____ TRANSPORT ST., E/O CALLENS RD. | VENTURA | CA | 93003 | 34.2559 | -119.2419 | NORTHWEST |  | YES | NO | NO
SAN ONOFRE | 104 | 1810 | Pepper, Steve | 86619 / 86330 | 220 | 12 | 5000 | SCE SYSTEM | 1 | VILLA PARK | 5082 | VILLA PARK | I | 1967-01-01 |  | G | 1 | 43 | 1 | 46 | ORANGE COUNTY - 1993 | 1023 | G-5 | _____ PACIFIC COAST HWY. | SAN CLEMENTE | CA | 92055 | 33.3714 | -117.5573 | SOUTHEAST |  | NO | YES | NO
SAN VICENTE | 442 | 5230 | Dupree, Daryl | 37594 | 16 | 4 | 5029 | LA CIENEGA | 8 | EL NIDO | 5023 | EL NIDO | I | 1950-01-01 |  | D | 5 | 42 | 1 | 54 | LOS ANGELES COUNTY | 40 | F-5 | 926 MONTANA AVE. | SANTA MONICA | CA | 90403 | 34.0294 | -118.4981 | NORTHWEST |  | YES | NO | NO
SANDRO | 1455 | 8233 |  |  | 33 | 12 | 5070 | VALLEY | 7 | VALLEY | 5070 | VALLEY | O | 1950-01-01 | 1983-04-01 | D | 3 | 77 | 4 | 16 | [5 empty] | CA | [5 empty] | NO | YES | NO
SANDSTONE | 1851 | 5059 |  |  | 220 | 66 | 5000 | SCE SYSTEM | 12 | SANTA CLARA | 5056 | MOORPARK | F | 2005-01-01 |  | P | 5 | 39 | 2 | 6 | VENTURA COUNTY |  |  | CALLEGUAS CREEK AND HUENEME RD. | CAMARILLO | CA | [5 empty] | NO | YES | NO
SANDYLAND P.T. | 1276 | 7758 |  |  | 16 | 4 | 5055 | GOLETA | 10 | GOLETA | 5056 | MOORPARK | O | 1965-03-01 | 1991-11-08 | A | 5 | 49 | 1 | 60 | SANTA BARBARA COUNTY |  |  |  |  | CA | [5 empty] | NO | YES | NO
SANGAR | 367 | 5145 | Fish, Terry |  | 16 | 4 | 5012 | MESA | 3 | MESA/WALNUT | 5012 | MESA | I | 1964-03-01 |  | D | 1 | 27 | 3 | 3 | LOS ANGELES COUNTY - 1993 | 595 | F-2 | 1101 INDIANA AVE. | SOUTH PASADENA | CA | 91030 | 34.1127 | -118.1645 | SOUTHEAST |  | YES | NO | NO
SANIGEN | 41 | 1042 | Reid, Jim |  | 66 | 12 | 5062 | CHINO | 4 | MIRA LOMA/WALNUT | 5069 | MIRA LOMA | I | 1989-10-01 |  | X | 1 | 34 | 3 | 4 | LOS ANGELES COUNTY - 1993 | 640 | A-4 | _____ VALLEY BLVD., 1 MI. W/O GRAND | WALNUT | CA |  | 34.0428 | -117.8197 | SOUTHEAST |  | NO | YES | NO
SANTA ANA | 847 | 5849 | Johnson, Bill |  | 12 | 4 | 5086 | ELLIS | 2 | ELLIS | 5086 | ELLIS | I | 1950-01-01 |  | D | 1 | 29 | 2 | 45 | ORANGE COUNTY - 1993 | 829 | E-3 | 212 SYCAMORE ST. | SANTA ANA | CA | 92701 | 33.7465 | -117.8686 | SOUTHEAST |  | YES | NO | NO
SANTA ANA RIVER 1 | 138 | 2315 |  |  | 2.4 | 33 | 1990 | SAN BERNARDINO | 5 | VISTA | 5064 | VISTA | I | 1908-01-01 |  | H | 3 | 31 | 2 | 91 | SAN BERNARDINO COUNTY | 19 | F-1 | 7 MI. UP CANYON FROM SANTA ANA RIVER 3 | HIGHLAND | CA | 92346 | 34.1461 | -117.0573 | SOUTHEAST |  | NO | YES | NO
SANTA ANA RIVER 2 | 139 | 2316 |  |  | 0.5 | 33 | 1990 | SAN BERNARDINO | 5 | VISTA | 5064 | VISTA | O | 1905-01-01 | 1998-10-29 | H | 3 | 31 | 2 | 91 | SAN BERNARDINO | 19 | E-1 | 2 MI. UP CANYON FROM SANTA ANA RIVER 3 | HIGHLAND | CA | 92346 |  |  |  |  | NO | YES | NO
SANTA ANA RIVER 3 | 1989 | 2317 |  |  | 33 | 33 | 1990 | SAN BERNARDINO | 5 | VISTA | 4000 | FOREIGN UTILITY | I | 1950-01-01 |  | D | 3 | 31 | 3 | 91 | SAN BERNARDINO | 19 | C-3 | 32387 GREENSPOT RD., EAST HIGHLANDS | HIGHLAND | CA | 92346 | 34.1076 | -117.0993 | SOUTHEAST |  | NO | YES | NO
SANTA ANA RIVER 3 | 140 | 2317 |  |  | 33 | 2.4 | 1990 | SAN BERNARDINO | 5 | VISTA | 5064 | VISTA | I | 1947-01-01 |  | H | 3 | 31 | 3 | 91 | SAN BERNARDINO | 19 | C-3 | 32387 GREENSPOT RD., EAST HIGHLANDS | HIGHLAND | CA | 92346 | 34.1076 | -117.0993 | SOUTHEAST |  | NO | YES | NO
SANTA BARBARA | 586 | 5531 | Carbone, Jim | 95310 | 66 | 16 | 5055 | GOLETA | 10 | GOLETA | 5056 | MOORPARK | I | 1925-01-01 |  | S | 5 | 49 | 1 | 63 | SANTA BARBARA COUNTY | 20 | A-2 | 702 E. GUTIERREZ ST. | SANTA BARBARA | CA | 93103 | 34.4229 | -119.6854 | NORTHWEST |  | NO | YES | NO
SANTA BARBARA | 585 | 5531 |  | 95310 | 66 | 4 | 5055 | GOLETA | 10 | GOLETA | 5056 | MOORPARK | I | 1950-01-01 |  | S | 5 | 49 | 1 | 63 | SANTA BARBARA COUNTY | 20 | A-2 | 702 E. GUTIERREZ ST. | SANTA BARBARA | CA | 93103 | 34.4229 | -119.6854 | NORTHWEST |  | YES | NO | YES
SANTA CLARA | 293 | 5053 | Carbone, Jim | 79664 | 220 | 66 | 5000 | SCE SYSTEM | 12 | SANTA CLARA | 5056 | MOORPARK | I | 1958-05-01 |  | T | 5 | 39 | 2 | 64 | VENTURA COUNTY | 49 | D-4 | 10351 E. FOOTHILL RD. | VENTURA | CA | 93003 | 34.3028 | -119.1876 | NORTHWEST |  | NO | YES | NO
SANTA FE SHOPS | 949 | 6140 |  |  | 12 | 0.5 | 1990 | SAN BERNARDINO | 5 | VISTA | 5064 | VISTA | I | 1966-08-01 |  | B | 3 | 31 | 3 | 20 | SAN BERNARDINO COUNTY |  |  |  |  | CA | [5 empty] | NO | YES | NO
SANTA FE SPRINGS | 848 | 5850 | Apocada, Ed | 50293 | 66 | 12 | 5084 | CENTER | 9 | LIGHTHIPE | 5073 | LIGHTHIPE | I | 1950-01-01 |  | S | 1 | 47 | 2 | 1 | LOS ANGELES COUNTY - 1993 | 707 | A-4 | 12714 E. LOS NIETOS RD. | SANTA FE SPRINGS | CA | 90670 | 33.9477 | -118.0583 | NORTHWEST |  | YES | NO | NO
SANTA MONICA | 443 | 5231 | Dupree, Daryl | 30309 | 66 | 4 | 5029 | LA CIENEGA | 8 | EL NIDO | 5023 | EL NIDO | I | 1950-01-01 |  | S | 5 | 42 | 1 | 54 | LOS ANGELES COUNTY | 41 | B-6 | 819 COLORADO AVE. | SANTA MONICA | CA | 90401 | 34.0176 | -118.4883 | NORTHWEST |  | NO | YES | NO
SANTA MONICA | 444 | 5231 | Dupree, Daryl | 30309 | 66 | 16 | 5029 | LA CIENEGA | 8 | EL NIDO | 5023 | EL NIDO | I | 1950-01-01 |  | S | 5 | 42 | 1 | 54 | LOS ANGELES COUNTY | 41 | B-6 | 819 COLORADO AVE. | SANTA MONICA | CA | 90401 | 34.0176 | -118.4883 | NORTHWEST |  | NO | YES | YES
SANTA PAULA | 588 | 5533 |  |  | 16 | 4 | 5053 | SANTA CLARA | 12 | SANTA CLARA | 5056 | MOORPARK | O | 1915-01-01 | 1990-05-22 | D | 5 | 39 | 3 | 0 | VENTURA COUNTY | 40 | E-2 | 1343 E. MAIN ST. | SANTA PAULA | CA | 93060 |  |  |  |  | NO | YES | NO
SANTA ROSA | 1514 | 8292 | Brehaut, Paul | 14764 | 115 | 12 | 5067 | DEVERS | 6 | DEVERS | 5067 | DEVERS | I | 1965-05-01 |  | S | 3 | 79 | 4 | 13 | RIVERSIDE | 203 | B-4 | N/W OF MONTEREY AVE. AND CLANCY LANE | RANCHO MIRAGE | CA | 92270 | 33.7489 | -116.3922 | SOUTHEAST |  | NO | YES | NO
SANTA ROSA | 1515 | 8292 | Brehaut, Paul | 14764 | 115 | 33 | 5067 | DEVERS | 6 | DEVERS | 5067 | DEVERS | I | 1965-05-01 |  | S | 3 | 79 | 4 | 13 | RIVERSIDE | 203 | B-4 | N/W OF MONTEREY AVE. AND CLANCY LANE | RANCHO MIRAGE | CA | 92270 | 33.7489 | -116.3922 | SOUTHEAST |  | NO | YES | NO
SANTA SUSANA | 587 | 5532 | Manzano, John | 76912 | 66 | 16 | 5051 | SAUGUS | 13 | SAUGUS | 5056 | MOORPARK | I | 1963-06-01 |  | S | 5 | 35 | 3 | 61 | VENTURA | 56 | E-6 | 4011 COCHRAN ST. | SANTA SUSANA | CA | 93063 | 34.2796 | -118.7171 | NORTHWEST |  | YES | NO | YES
SANTEE | 1943 | 6342 | Reid, Jim |  | 66 | 12 | 5014 | WALNUT | 4 | MIRA LOMA/WALNUT | 5014 | MIRA LOMA | I | 1997-05-16 |  | C | 1 | 26 |  | 0 | 1997 | 687 | G3 | 17851 E. RAILROAD |  |  |  | 33.9975 | -117.9166 | SOUTHEAST |  | NO | YES | NO
SANTIAGO | 331 | 5088 | Johnson, Bill | 52147 / 146 | 66 | 12 | 5088 | SANTIAGO | 2 | ELLIS | 5086 | ELLIS | I | 1981-06-01 |  | S | 1 | 43 | 2 | 44 | ORANGE COUNTY - 1994 | 890 | H-6 | 15882 SAND CANYON AVE. | IRVINE | CA | 92718 | 33.6651 | -117.7675 | SOUTHEAST |  | NO | YES | NO
SANTIAGO | 332 | 5088 | Johnson, Bill | 52147 / 146 | 220 | 66 | 5000 | SCE SYSTEM | 2 | ELLIS | 5086 | ELLIS | I | 1969-11-01 |  | T | 1 | 43 | 2 | 44 | ORANGE COUNTY - 1994 | 890 | H-6 | 15882 SAND CANYON AVE. | IRVINE | CA | 92718 | 33.6651 | -117.7675 | SOUTHEAST |  | NO | YES | YES
SANWIND | 66 | 1075 | Brehaut, Paul |  | 115 | 12 | 5067 | DEVERS | 6 | DEVERS | 5067 | DEVERS | I | 1985-04-01 |  | X | 3 | 79 | 4 | 13 | RIVERSIDE | 157 | A-1 | N/O I-10 FWY W/O HIGHWAY 62, TOP OF WHITEWATER HILL | PALM SPRINGS | CA |  | 33.9261 | -116.6142 | SOUTHEAST |  | YES | NO | NO
SAR 3 | 1601 | 6906 | Martinez, Jimi | 17552 | 33 | 33 | 5064 | VISTA | 5 | VISTA | 4000 | FOREIGN UTILITY | O | 1950-01-01 | 2001-01-17 | D | 9 | 99 |  | 0 | SAN BERNARDINO | 19 | C-3 | 32387 GREENSPOT RD., EAST HIGHLANDS | SAN BERNARDINO | CA | 92346 |  |  |  |  | NO | YES | NO
SATICOY | 589 | 5534 | Carbone, Jim | 79658 | 66 | 16 | 5053 | SANTA CLARA | 12 | SANTA CLARA | 5056 | MOORPARK | I | 1923-03-01 |  | S | 5 | 39 | 2 | 64 | VENTURA COUNTY | 49 | F-3 | 10995 FOOTHILL RD. | SATICOY | CA | 93004 | 34.3005 | -119.1668 | NORTHWEST |  | NO | YES | YES
SAUGUS | 290 | 5051 | Upgrade | 71427 | 66 | 16 | 5051 | SAUGUS | 13 | SAUGUS | 5056 | MOORPARK | I | 1924-07-01 |  | S | 5 | 59 | 3 | 62 | LOS ANGELES 1993 | 4550 | C-2 | 25100 MAGIC MOUNTAIN PKWY. | SANTA CLARITA | CA | 91355 | 34.4218 | -118.5745 | NORTHWEST |  | NO | YES | NO
SAUGUS | 291 | 5051 | Upgrade | 71427 | 220 | 66 | 5060 | PARDEE | 13 | SAUGUS | 5056 | MOORPARK | I | 1924-07-01 |  | T | 5 | 59 | 3 | 62 | LOS ANGELES 1993 | 4550 | C-2 | 25100 MAGIC MOUNTAIN PKWY. | SANTA CLARITA | CA | 91355 |  |  |  |  | NO | YES | NO
SAVAGE | 1393 | 8156 | Manzer, Jim | 13191-1 | 115 | 12 | 8027 | VICTOR | 15 | LUGO | 5061 | LUGO | I | 1980-05-01 |  | S | 3 | 73 | 4 | 23 | SAN BERNARDINO COUNTY | 709 | G-6 | N/O BEAR VALLEY RD, W/O HESPERIA RD. | HESPERIA | CA | 92345 | 34.474 | -117.294 | NORTHWEST |  | NO | YES | NO
SAVAGE | 1932 | 8156 | Manzer, Jim | 13191-1 | 115 | 115 | 8027 | VICTOR | 15 | LUGO | 5061 | LUGO | I | 1996-05-30 |  | S | 3 | 73 | 4 | 23 | SAN BERNARDINO COUNTY | 709 | G-6 | N/O BEAR VALLEY RD, W/O HESPERIA RD. | HESPERIA | CA | 92345 | 34.474 | -117.294 | NORTHWEST |  | YES | NO | NO
SAWTELLE | 468 | 5250 | Dupree, Daryl | 30366 / 37549 | 66 | 16 | 5029 | LA CIENEGA | 8 | EL NIDO | 5023 | EL NIDO | I | 1968-01-01 |  | S | 5 | 42 | 2 | 54 | LOS ANGELES COUNTY | 41 | D-4 | 11401 OHIO AVE. | WEST LOS ANGELES | CA | 90025 | 34.0475 | -118.4525 | NORTHWEST |  | YES | NO | NO
SCE SYSTEM | 1589 | 5000 |  |  | 500 | 220 | 5000 | SCE SYSTEM |  |  | 30 | E.C.C. ALHAMBRA | I | 1950-01-01 |  | T | 9 | 22 | 3 | 0 |  |  |  | 501 S. MARENGO ST. | ALHAMBRA | CA | 91802 |  |  |  |  | NO | YES | NO
SCORPION P.T. | 1273 | 7754 |  |  | 33 | 12 | 8016 | KRAMER | 15 | LUGO | 5061 | LUGO | I | 1972-01-01 |  | A | 3 | 86 | 4 | 40 | SAN BERNARDINO COUNTY |  |  |  |  | CA | 93519 |  |  |  |  | NO | YES | NO
SCOUT P.T. | 1295 | 7796 |  |  | 33 | 12 | 8027 | VICTOR | 15 | LUGO | 5061 | LUGO | I | 1971-05-01 |  | A | 3 | 73 | 4 | 30 | SAN BERNARDINO COUNTY |  |  |  |  | CA | 92333 |  |  |  |  | NO | YES | NO
SDGE SYSTEM | 225 | 4080 |  |  | 138 | 138 | 4000 | FOREIGN UTILITY | 2 | ELLIS | 4000 | FOREIGN UTILITY | I | 1950-01-01 |  | F | 9 | 99 |  | 0 | [11 empty] | NO | YES | NO
SEABEE | 986 | 6192 |  |  | 16 | 4 | 5053 | SANTA CLARA | 12 | SANTA CLARA | 5056 | MOORPARK | O | 1968-09-01 | 1993-06-21 | B | 5 | 39 | 1 | 64 | VENTURA COUNTY |  |  |  |  | CA | [5 empty] | NO | YES | NO
SEABRIGHT | 798 | 5790 | Murray, Kevin | 37355 | 66 | 12 | 5071 | HINSON | 9 | LIGHTHIPE | 5073 | LIGHTHIPE | I | 1951-05-01 |  | S | 1 | 46 | 1 | 51 | LOS ANGELES | 75 | B-5 | 445 SAN FRANCISCO AVE. | LONG BEACH | CA | 90802 | 33.7726 | -118.2034 | NORTHWEST |  | NO | YES | YES
SEARLES | 1511 | 8288 | Manzer, Jim |  | 115 | 33 | 8016 | KRAMER | 15 | LUGO | 5061 | LUGO | I | 1950-01-01 |  | S | 3 | 86 | 4 | 24 | SAN BERNARDINO | 700 | F-0 | 80000 TRONA RD. | TRONA | CA | 93562 | 35.7362 | -117.4013 | NORTHWEST |  | NO | YES | NO
SEARLES 2 | 710 | 5684 |  |  | 115 | 33 | 8016 | KRAMER | 15 | LUGO | 5061 | LUGO | I | 1970-01-01 |  | C | 3 | 86 | 4 | 24 | SAN BERNARDINO COUNTY |  |  |  |  | CA | [5 empty] | NO | YES | NO
SEAVIEW | 1763 | 5277 |  |  | 16 | 4 | 5021 | LA FRESA | 8 | EL NIDO | 5023 | EL NIDO | F | 2010-01-01 |  | D | 5 | 44 | 1 | 70 | LOS ANGELES COUNTY |  |  |  |  | CA | [5 empty] | NO | YES | NO
SEAWIND | 77 | 1087 | Brehaut, Paul |  | 115 | 12 | 5067 | DEVERS | 6 | DEVERS | 5067 | DEVERS | I | 1988-12-01 |  | X | 3 | 79 | 4 | 13 | RIVERSIDE |  |  | N/O I-10, W/O WHITEWATER WASH | PALM SPRINGS | CA |  | 33.9493 | -116.669 | SOUTHEAST |  | NO | YES | NO
SECOND AVENUE | 1457 | 8235 |  |  | 33 | 12 | 4025 | BLYTHE (WALC) | 6 | DEVERS | 5067 | DEVERS | I | 1950-01-01 |  | D | 3 | 87 | 4 | 13 | RIVERSIDE | 723 | H-0 | C/O SECOND AVE. & INTAKE BLVD. | BLYTHE | CA | 92225 | 33.6913 | -114.5715 | SOUTHEAST |  | NO | YES | NO
SEDCO | 1458 | 8236 |  |  | 33 | 4.8 | 5070 | VALLEY | 7 | VALLEY | 5070 | VALLEY | O | 1950-01-01 | 1986-06-01 | D | 3 | 77 | 4 | 10 | [5 empty] | CA | [5 empty] | NO | YES | NO
SEDCO | 1459 | 8236 |  |  | 33 | 12 | 5070 | VALLEY | 7 | VALLEY | 5070 | VALLEY | O | 1976-06-01 | 1985-05-01 | D | 3 | 77 | 4 | 10 | [5 empty] | CA | [5 empty] | NO | YES | NO
SEGS 1 | 31 | 1032 |  |  | 33 | 12 | 8016 | KRAMER | 15 | LUGO | 5090 | ELDORADO | I | 1984-12-01 |  | X | 3 | 72 | 4 | 24 | SAN BERNARDINO COUNTY |  |  | NE/O SOLAR ONE RD., SANTA FE RD. |  | CA |  | 34.863 | -116.8262 | NORTHWEST |  | NO | YES | NO
SEGS 2 | 12 | 1012 | Manzer, Jim |  | 115 | 12 | 8016 | KRAMER | 15 | LUGO | 5090 | ELDORADO | I | 1985-11-01 |  | X | 3 | 72 | 4 | 24 | SAN BERNARDINO COUNTY |  |  | .5 MI. E/O SOLAR ONE RD., & .5 MI. N/O SANTA FE ST. | DAGGETT | CA | 92327 | 34.8585 | -116.828 | NORTHWEST |  | NO | YES | NO
SEGS 3 | 3 | 1003 | Manzer, Jim |  | 115 | 12 | 8016 | KRAMER | 15 | LUGO | 5061 | LUGO | I | 1986-11-01 |  | X | 3 | 86 | 4 | 24 | CALIFORNIA ROAD ATLAS | 81 | A-5 | 1 MI. W/O HWY. 395 & 1 MI. N/O HWY. 58 | BORON | CA |  | 35.0075 | -117.5551 | NORTHWEST |  | NO | YES | NO
SEGS 4 | 4 | 1004 | Manzer, Jim |  | 115 | 12 | 8016 | KRAMER | 15 | LUGO | 5061 | LUGO | I | 1986-12-01 |  | X | 3 | 86 | 4 | 24 | CALIFORNIA ROAD ATLAS | 81 | A-5 | 1 MI. W/O HWY. 395 & 1 MI. N/O HWY. 58 | BORON | CA |  | 35.0122 | -117.5556 | NORTHWEST |  | NO | YES | NO
SEGS 5 | 5 | 1005 | Manzer, Jim |  | 115 | 12 | 8016 | KRAMER | 15 | LUGO | 5061 | LUGO | I | 1987-07-01 |  | X | 3 | 86 | 4 | 24 | CALIFORNIA ROAD ATLAS | 81 | A-5 | 1 MI. W/O HWY. 395 & 1-1/2 MI. N/O HWY. 58 | BORON | CA |  | 35.0197 | -117.5554 | NORTHWEST |  | NO | YES | NO
SEGS 6 | 6 | 1006 | Manzer, Jim |  | 115 | 12 | 8016 | KRAMER | 15 | LUGO | 5061 | LUGO | I | 1988-11-01 |  | X | 3 | 86 | 4 | 24 | CALIFORNIA ROAD ATLAS | 81 | A-5 | 1 MI. W/O HWY. 395 & 1-1/2 MI. N/O HWY. 58 | BORON | CA |  | 35.0211 | -117.5648 | NORTHWEST |  | NO | YES | NO
SEGS 7 | 9 | 1009 | Manzer, Jim |  | 115 | 12 | 8016 | KRAMER | 15 | LUGO | 5061 | LUGO | I | 1988-11-01 |  | X | 3 | 86 | 4 | 24 | CALIFORNIA ROAD ATLAS | 81 | A-5 | 1 MI. W/O HWY. 395 & 1-1/2 MI. N/O HWY. 58 | BORON | CA |  | 35.0158 | -117.5654 | NORTHWEST |  | NO | YES | NO
SEGS 8 | [31 empty] | NO | YES | NO
SEGS 9 | [31 empty] | NO | YES | NO
SENCI P.T. | 1279 | 7766 |  |  | 33 | 4.8 | 5067 | DEVERS | 6 | DEVERS | 5067 | DEVERS | O | 1964-06-01 | 1986-04-01 | A | 3 | 79 | 4 | 20 | [5 empty] | CA | [5 empty] | NO | YES | NO
SEPULVEDA | 416 | 5207 |  | 37597 / 36152 | 16 | 4 | 5023 | EL NIDO | 8 | EL NIDO | 5023 | EL NIDO | I | 1950-01-01 |  | D | 5 | 44 | 1 | 53 | LOS ANGELES | 56 | A-6 | 1820 E. GRAND AVE. | EL SEGUNDO | CA | 90245 | 33.9189 | -118.3965 | NORTHWEST |  | NO | YES | NO
SEPULVEDA | 417 | 5207 |  | 37597 / 36152 | 66 | 16 | 5023 | EL NIDO | 8 | EL NIDO | 5023 | EL NIDO | I | 1950-01-01 |  | S | 5 | 44 | 1 | 53 | LOS ANGELES | 56 | A-6 | 1820 E. GRAND AVE. | EL SEGUNDO | CA | 90245 | 33.9189 | -118.3965 | NORTHWEST |  | YES | NO | NO
SERFAS | 1728 | 5696 |  |  | 66 | 12 | 5062 | CHINO | 4 | MIRA LOMA/WALNUT | 5069 | MIRA LOMA | F | 2010-01-01 |  | S | 3 | 34 | 3 | 20 | LOS ANGELES COUNTY |  |  |  |  | CA | [5 empty] | NO | YES | NO
SERRANO | 319 | 5080 | Orduno, Marlo | 53749 | 500 | 220 | 5000 | SCE SYSTEM | 1 | VILLA PARK | 5082 | VILLA PARK | I | 1985-04-01 |  | T | 1 | 29 | 2 | 43 | ORANGE COUNTY - 1993 | 770 | E-5 | C/O LOMA ST. & MESA DR. | ORANGE | CA |  | 33.8298 | -117.7902 | SOUTHEAST |  | NO | YES | NO
SERRFGEN | 72 | 1082 | Murray, Kevin |  | 66 | 12 | 5071 | HINSON | 9 | LIGHTHIPE | 5073 | LIGHTHIPE | I | 1987-09-01 |  | X | 1 | 46 | 1 | 51 | LOS ANGELES | 79 | E-1 | HENRY FORD AVE & OCEAN BLVD | LONG BEACH | CA |  | 33.7598 | -118.2413 | NORTHWEST |  | NO | YES | NO
SESPE P.T. | 1650 | 7748 |  |  | 16 | 4 | 5051 | SAUGUS | 13 | SAUGUS | 5056 | MOORPARK | I | 1978-03-01 |  | A | 5 | 39 | 2 | 60 | VENTURA COUNTY |  |  |  |  | CA | 93015 |  |  |  |  | NO | YES | NO
SHANDIN | 658 | 5618 | Martinez, Jimi | 17344 | 115 | 12 | 5064 | VISTA | 5 | VISTA | 5064 | VISTA | I | 1968-05-01 |  | S | 3 | 31 | 3 | 11 | SAN BERNARDINO COUNTY | 7 | A-1 | _____ STATE ST., BTWN. KENDALL DR. AND BARSTOW FWY. | SAN BERNARDINO | CA | 92407 | 34.1704 | -117.33 | SOUTHEAST |  | YES | NO | NO
SHARON | 389 | 5173 | Fish, Terry |  | 16 | 4 | 5015 | GOULD | 3 | MESA/WALNUT | 5012 | MESA | I | 1950-01-01 |  | D | 1 | 27 | 3 | 5 | LOS ANGELES COUNTY - 1993 | 534 | F-1 | 2923 FOOTHILL BLVD. | LA CRESCENTA | CA | 91214 | 34.2269 | -118.242 | SOUTHEAST |  | YES | NO | NO
SHAWNEE | 866 | 5869 | Rolf, Dave |  | 66 | 12 | 5081 | BARRE | 1 | VILLA PARK | 5082 | VILLA PARK | I | 1966-11-01 |  | S | 1 | 33 | 2 | 41 | ORANGE COUNTY - 1993 | 797 | G-7 | 6952 GARDEN GROVE BLVD. | WESTMINSTER | CA | 92683 | 33.7728 | -118.0118 | SOUTHEAST |  | YES | NO | NO
SHEEP CREEK P.T. | 1282 | 7772 |  |  | 12 | 2.4 | 8027 | VICTOR | 15 | LUGO | 5061 | LUGO | O | 1964-01-01 | 1987-04-01 | A | 3 | 73 | 4 | 30 | SAN BERNARDINO COUNTY |  |  |  |  | CA | [5 empty] | NO | YES | NO
SHELLEY P.T. | 1996 | 7792 |  |  | 12 | 4 | 5088 | SANTIAGO | 2 | ELLIS | 5082 | VILLA PARK | I | 1979-01-01 |  | A | 1 | 43 | 2 | 80 | ORANGE COUNTY |  |  |  |  | CA | [5 empty] | NO | YES | NO
SHELLINE | 997 | 6208 | Manzano, John |  | 66 | 2.4 | 5056 | MOORPARK | 11 | MOORPARK | 5056 | MOORPARK | I | 1972-04-01 |  | C | 5 | 35 | 3 | 61 | LOS ANGELES COUNTY |  |  | FRONTAGE RD. AND MUREAU | CALABASAS | CA | 91302 | 34.1519 | -118.659 | NORTHWEST |  | NO | YES | NO
SHELLSOM | 606 | 5554 | Manzano, John |  | 66 | 2.4 | 5053 | SANTA CLARA | 12 | SANTA CLARA | 5056 | MOORPARK | I | 1963-03-01 |  | C | 5 | 39 | 2 | 64 | VENTURA | 62 | B-1 | C/O BRADLEY RD. & LOS ANGELES AVE. | SOMIS | CA | 93066 | 34.2624 | -119.0127 | NORTHWEST |  | NO | YES | NO
SHELLWATT | 991 | 6197 | Murray, Kevin |  | 66 | 12 | 5071 | HINSON | 9 | LIGHTHIPE | 5073 | LIGHTHIPE | I | 1970-07-01 |  | C | 1 | 46 | 2 | 51 | LOS ANGELES | 74 | E-1 | S/O SEPULVEDA BLVD., W/O ALAMEDA | CARSON | CA |  | 33.8075 | -118.2426 | NORTHWEST |  | NO | YES | NO
SHERIFF P.T. | 1281 | 7770 |  |  | 16 | 4 | 5023 | EL NIDO | 8 | EL NIDO | 5023 | EL NIDO | I | 1985-07-01 |  | A | 5 | 44 | 1 | 50 | LOS ANGELES COUNTY |  |  |  |  | CA | 90304 |  |  |  |  | NO | YES | NO
SHERWIN | 188 | 2593 |  |  | 115 | 12 | 8015 | INYO SCE | 15 | LUGO | 2556 | CONTROL | I | 1987-11-01 |  | D | 3 | 85 | 2 | 92 | CALIFORNIA ROAD ATLAS | 51 | B-3 | 1/4 MI. E/O TOM'S PLACE S/O HWY. 395 | TOM'S PLACE | CA | 93514 | 37.5602 | -118.6786 | NORTHWEST |  | NO | YES | YES
SHERWOOD P.T. | 1280 | 7769 |  |  | 16 | 4 | 5056 | MOORPARK | 11 | MOORPARK | 5056 | MOORPARK | I | 1950-01-01 |  | A | 5 | 35 |  | 0 | [5 empty] | CA | 91361 |  |  |  |  | NO | YES | NO
SHORE | 597 | 5546 |  |  | 66 | 12 | 5053 | SANTA CLARA | 12 | SANTA CLARA | 5056 | MOORPARK | O | 1971-10-01 | 1973-08-22 | C | 5 | 39 | 1 | 64 | VENTURA COUNTY |  |  | _____ HARBOUR BLVD., AT SEWAGE FARM | VENTURA | CA | [5 empty] | NO | YES | NO
SHRED | 1919 | 6337 | Murray, Kevin |  | 66 | 16 | 5073 | LIGHTHIPE | 9 | LIGHTHIPE | 5073 | LIGHTHIPE | I | 1995-11-14 |  | C | 1 | 32 | 2 | 57 | LOS ANGELES - 1994 | 705 | F-4 | 5310 SOUTHERN AVE. | SOUTHGATE | CA | 90280 | 33.9452 | -118.1757 | SOUTHEAST |  | NO | YES | NO
SHULTZ | 1767 | 6317 | Murray, Kevin |  | 66 | 16 | 5074 | LAGUNA BELL | 9 | LIGHTHIPE | 5073 | LIGHTHIPE | I | 1993-10-19 |  | C | 1 | 32 | 2 | 57 | LOS ANGELES COUNTY - 1993 | 705 | F-3 | 8621 RAYO AVE. | SOUTH GATE | CA | 90280 | 33.9533 | -118.1794 | NORTHWEST |  | NO | YES | NO
SHUTTLE | 522 | 5324 | Brown, Ken A. | 41455 | 66 | 12 | 5052 | ANTELOPE | 14 | VINCENT | 5054 | VINCENT | I | 1989-04-01 |  | S | 5 | 36 | 3 | 25 | LOS ANGELES COUNTY | 171 | H-1 | 20TH WEST., AND AVE M-4, | LANCASTER | CA | 93534 | 34.6434 | -118.1635 | NORTHWEST |  | YES | NO | NO
SIERRA MADRE | 366 | 5144 | Fish, Terry |  | 16 | 4 | 5013 | RIO HONDO | 3 | MESA/WALNUT | 5014 | MESA | I | 1950-01-01 |  | D | 1 | 27 | 3 | 5 | LOS ANGELES COUNTY - 1993 | 567 | A-3 | 102 BONITA AVE. | SIERRA MADRE | CA | 91024 | 34.1589 | -118.0534 | SOUTHEAST |  | YES | NO | NO
SIERRA P.H. | 1642 | 2343 |  |  | 12 | 0.5 | 5045 | PADUA | 4 | MIRA LOMA/WALNUT | 5069 | MIRA LOMA | I | 1950-01-01 |  | H | 3 | 34 | 3 | 91 | SAN BERNARDINO COUNTY | 714 | C-1 | OFF MT. BALDY RD., 2 MI. ABOVE ONTARIO NO. 1 | UPLAND | CA | 91786 | 34.2086 | -117.674 | SOUTHEAST |  | NO | YES | NO
SIERRA TALC | 193 | 2614 |  |  | 33 | 2.4 | 4090 | LDWP SYSTEM | 15 | LUGO | 2556 | CONTROL | O | 1966-01-01 | 1983-02-01 | A | 3 | 85 | 2 | 40 | CALIFORNIA ROAD ATLAS |  |  |  |  | CA | [5 empty] | NO | YES | NO
SIGGEN | 75 | 1085 | Apocada, Ed |  | 66 | 12 | 5084 | CENTER | 9 | LIGHTHIPE | 5073 | LIGHTHIPE | I | 1987-06-04 |  | X | 1 | 47 | 2 | 1 | LOS ANGELES COUNTY - 1993 | 706 | J-5 | 11500 BALSAM ST., C/O 4TH ST. & BALSAM ST. | NORWALK | CA | 90650 | 33.9269 | -118.0662 | NORTHWEST |  | NO | YES | NO
SIGNAL HILL | 763 | 5753 | Perez, Chris | 37453 | 12 | 4 | 5073 | LIGHTHIPE | 9 | LIGHTHIPE | 5073 | LIGHTHIPE | I | 1950-01-01 |  | S | 1 | 46 | 2 | 57 | LOS ANGELES | 75 | E-1 | 1900 E. SPRING ST. | SIGNAL HILL | CA | 90807 | 33.8114 | -118.1679 | NORTHWEST |  | NO | YES | NO
SIGNAL HILL | 764 | 5753 | Perez, Chris | 37453 | 66 | 12 | 5073 | LIGHTHIPE | 9 | LIGHTHIPE | 5073 | LIGHTHIPE | I | 1922-12-01 |  | S | 1 | 46 | 2 | 57 | LOS ANGELES | 75 | E-1 | 1900 E. SPRING ST. | SIGNAL HILL | CA | 90807 | 33.8114 | -118.1679 | NORTHWEST |  | NO | YES | YES
SILENT P.T. | 1271 | 7751 |  |  | 33 | 12 | 5067 | DEVERS | 6 | DEVERS | 5067 | DEVERS | O | 1974-10-01 | 1983-03-01 | A | 3 | 79 | 4 | 20 | [5 empty] | CA | [5 empty] | NO | YES | NO
SILVER PEAK | 174 | 2565 |  |  | 55 | 55 | 8015 | INYO SCE | 15 | LUGO | 2556 | CONTROL | I | 1950-01-01 |  | F | 3 | 85 | 2 | 0 | CALIFORNIA ROAD ATLAS |  |  |  |  | CA | [5 empty] | NO | YES | NO
SILVER SPUR | 1460 | 8238 | Brehaut, Paul | 14770 | 33 | 12 | 5067 | DEVERS | 6 | DEVERS | 5067 | DEVERS | I | 1975-08-01 |  | D | 3 | 79 | 4 | 13 | RIVERSIDE | 213 | B-4 | S/E CORNER OF ARROW TRAIL AND LITTLE BEND TRAIL | PALM DESERT | CA | 92260 | 33.7 | -116.3856 | SOUTHEAST |  | NO | YES | NO
SILVER STRAND | 622 | 5571 |  |  | 66 | 12 | 5053 | SANTA CLARA | 12 | SANTA CLARA | 5056 | MOORPARK | O | 1973-09-01 | 1988-06-01 | C | 5 | 39 | 1 | 64 | VENTURA COUNTY |  |  |  |  | CA | [5 empty] | NO | YES | NO
SILVERADO P.T. | 1284 | 7780 |  |  | 12 | 2.4 | 5088 | SANTIAGO | 2 | ELLIS | 5082 | VILLA PARK | O | 1950-01-01 | 1984-01-01 | A | 1 | 43 | 2 | 80 | ORANGE COUNTY |  |  |  |  | CA | [5 empty] | NO | YES | NO
SILVERLAKE | 1818 | 8337 |  |  | 33 | 12 | 8027 | VICTOR | 15 | LUGO | 5061 | LUGO | F | 1999-01-01 |  | D | 3 | 73 | 4 | 30 | SAN BERNARDINO COUNTY |  |  |  |  | CA | [5 empty] | NO | YES | NO
SILVERWOOD | 1883 | 5642 |  |  | 115 | 12 | 5064 | VISTA | 5 | VISTA | 5064 | VISTA | F | 2005-01-01 |  | P | 3 | 40 | 2 | 40 | SAN BERNARDINO COUNTY | 71 | C-3 | HWT. 173., N/O SILVERWOOD LAKE | CEDARPINES PARK | CA | 92322 |  |  |  |  | NO | YES | NO
SIMPSON | 68 | 1077 | Reid, Jim |  | 66 | 12 | 5062 | CHINO | 4 | MIRA LOMA/WALNUT | 5069 | MIRA LOMA | I | 1985-09-01 |  | X | 1 | 26 | 3 | 6 | LOS ANGELES COUNTY - 1993 | 640 | F-2 | S/O HOLT AVE., OFF OF ERIE | POMONA | CA |  | 34.0592 | -117.7742 | SOUTHEAST |  | NO | YES | NO
SIPHON P.T. | 1296 | 7798 |  |  | 33 | 4 | 2202 | BIG CREEK SYSTEM | 17 | SAN JOAQUIN | 5033 | RECTOR | I | 1974-04-01 |  | A | 5 | 50 | 2 | 40 | CENTRAL VALLEY CITIES |  |  | N/O CALTRANS MAINT BLDG, HWY 168, HUNTINGTON LAKE | AUBERRY | CA | 93602 |  |  |  |  | NO | YES | NO
SIXTEENTH STREET | 1461 | 8239 | Martinez, Jimi |  | 33 | 12 | 5064 | VISTA | 5 | VISTA | 5064 | VISTA | I | 1974-06-01 |  | D | 3 | 31 | 4 | 11 | SAN BERNARDINO COUNTY | 7 | C-6 | 16TH ST. OFF MT. VERNON AVE. | SAN BERNARDINO | CA | 92405 | 34.1288 | -117.3043 | SOUTHEAST |  | NO | YES | NO
SKILAND | 176 | 2577 |  | 13032 | 33 | 12 | 8015 | INYO SCE | 15 | LUGO | 2556 | CONTROL | I | 1972-11-01 |  | D | 3 | 85 | 2 | 92 | CALIFORNIA ROAD ATLAS | 164 | E-3 | _____ CHATEAU RD., IN MAMMOTH VILLAGE | MAMMOTH LAKE | CA | 93546 | 37.6377 | -118.9638 | NORTHWEST |  | NO | YES | NO
SKYLARK | 1530 | 8308 | Caldera, Art | 17595 | 115 | 12 | 5070 | VALLEY | 7 | VALLEY | 5070 | VALLEY | I | 1984-05-01 |  | S | 3 | 77 | 4 | 16 | RIVERSIDE | 84 | D-5 | _____ CORYDON ST., BETWEEN CEREAL ST AND MISSION TRAIL | LAKE ELSINORE | CA | 92230 | 33.6314 | -117.2909 | SOUTHEAST |  | YES | NO | NO
SKYLINE | 1830 | 5156 |  |  | 66 | 12 | 5014 | WALNUT | 4 | MIRA LOMA/WALNUT | 5014 | WALNUT | F | 2005-01-01 |  | P | 1 | 26 | 2 | 10 | LOS ANGELES COUNTY |  |  |  |  | CA | [5 empty] | NO | YES | NO
SLATER | 895 | 5903 | Rolf, Dave |  | 66 | 12 | 5086 | ELLIS | 2 | ELLIS | 5086 | ELLIS | I | 1971-11-01 |  | S | 1 | 33 | 1 | 42 | ORANGE COUNTY - 1993 | 857 | G-3 | 18751 EDWARDS ST. | HUNTINGTON BEACH | CA | 92648 | 33.6921 | -118.0155 | SOUTHEAST |  | YES | NO | NO
SMILEY | 693 | 5653 | Martinez, Jimi |  | 12 | 4 | 1990 | SAN BERNARDINO | 5 | VISTA | 5064 | VISTA | I | 1950-01-01 |  | D | 3 | 31 | 4 | 17 | SAN BERNARDINO COUNTY | 29 | D-6 | HENRIETTA ST. AND RIDGE ST. | REDLANDS | CA | 92374 | 34.0359 | -117.1664 | SOUTHEAST |  | NO | YES | NO
SMITH TOOL | 1016 | 6241 | Johnson, Bill |  | 66 | 12 | 5017 | JOHANNA | 2 | ELLIS | 5086 | ELLIS | O | 1978-06-01 | 1997-01-31 | C | 1 | 43 | 2 | 44 | ORANGE COUNTY - 1993 | 859 | G-6 | 17871 VON KARMAN AVE. | IRVINE | CA | 92714 |  |  | SOUTHEAST |  | NO | YES | NO
SNAKE P.T. | 1270 | 7750 |  |  | 12 | 4.8 | 5067 | DEVERS | 6 | DEVERS | 5067 | DEVERS | I | 1974-10-01 |  | A | 3 | 79 | 4 | 20 | [5 empty] | CA | 92260 |  |  |  |  | NO | YES | NO
SNOWCREEK P.T. | 1286 | 7783 |  |  | 33 | 12 | 5067 | DEVERS | 6 | DEVERS | 5067 | DEVERS | I | 1985-11-01 |  | A | 3 | 79 | 4 | 20 | [5 empty] | CA | 92282 |  |  |  |  | NO | YES | NO
SNOWLINE P.T. | 1289 | 7787 |  |  | 33 | 12 | 8027 | VICTOR | 15 | LUGO | 5061 | LUGO | O | 1986-06-01 | 1987-07-01 | A | 3 | 73 | 4 | 30 | SAN BERNARDINO COUNTY |  |  |  |  | CA | [5 empty] | NO | YES | NO
SO CAL WATER | 958 | 6150 |  |  | 33 | 33 | 8027 | VICTOR | 15 | LUGO | 5061 | LUGO | I | 1950-01-01 |  | B | 3 | 73 | 2 | 23 | SAN BERNARDINO | 85 | B-1 | _____ HOLCOMB VALLEY RD. | BIG BEAR AREA | CA | 92314 |  |  |  |  | NO | YES | NO
SOAP | 65 | 1073 |  |  | 12 | 12 | 5071 | HINSON | 9 | LIGHTHIPE | 5073 | LIGHTHIPE | O | 1983-06-01 | 1988-08-01 | B | 1 | 46 | 1 | 50 | LOS ANGELES COUNTY |  |  |  |  | CA | [5 empty] | NO | YES | NO
SOBOBA | 1462 | 8240 |  |  | 33 | 4.8 | 5070 | VALLEY | 7 | VALLEY | 5070 | VALLEY | O | 1950-01-01 | 1994-12-29 | D | 3 | 77 | 4 | 16 | RIVERSIDE | 57 | B-5 | SOBOBA AND JOHNSTON ST. 2 MILES E/O HEMET | SOBOBA HOT SPRINGS | CA | 92383 |  |  |  |  | NO | YES | NO
SOCAL P.T. | 1285 | 7781 |  |  | 16 | 4 | 5021 | LA FRESA | 8 | EL NIDO | 5023 | EL NIDO | O | 1964-07-01 | 1987-03-01 | A | 5 | 44 | 1 | 50 | LOS ANGELES COUNTY |  |  |  |  | CA | [5 empty] | NO | YES | NO
SOCO | 1001 | 6213 | Rolf, Dave |  | 66 | 33 | 5086 | ELLIS | 2 | ELLIS | 5086 | ELLIS | I | 1983-05-01 |  | C | 1 | 33 | 1 | 42 | ORANGE COUNTY - 1993 | 857 | F-6 | 20101 GOLDENWEST ST., N/W C/O OF PCH(HWY1) & GOLDENWEST | HUNTINGTON BEACH | CA | 92648 | 33.6707 | -118.0181 | SOUTHEAST |  | NO | YES | NO
SOLANA P.T. | 1570 | 7743 |  |  | 33 | 12 | 5070 | VALLEY | 7 | VALLEY | 5070 | VALLEY | O | 1990-06-26 | 1992-06-18 | A | 3 | 77 | 4 | 20 | [5 empty] | CA | [5 empty] | NO | YES | NO
SOLAR 1 | 110 | 1931 |  |  | 12 | 33 | 8016 | KRAMER | 15 | LUGO | 5090 | ELDORADO | I | 1981-07-01 |  | X | 3 | 72 | 4 | 24 | SAN BERNARDINO COUNTY | 247A | F-1 | _____ E. SANTA FE ST. | DAGGETT | CA | 92327 | 34.862 | -116.8341 | NORTHWEST |  | NO | YES | NO
SOLAR 2 | 1935 | 1932 | Manzer, Jim | 15401 | 12 | 33 | 8016 | KRAMER | 15 | LUGO | 5090 | ELDORADO | I | 1996-04-04 |  | X | 3 | 72 | 4 | 24 | SAN BERNARDINO COUNTY | 247A | F-1 | ___E. SANTA FE ST. | DAGGET | CA | 92327 | 34.8889 | -116.8941 | NORTHWEST |  | NO | YES | NO
SOLEMINT | 611 | 5560 | Upgrade |  | 66 | 16 | 5051 | SAUGUS | 13 | SAUGUS | 5056 | MOORPARK | I | 1964-06-01 |  | S | 5 | 59 | 3 | 62 | CALIFORNIA ROAD ATLAS | 89 | C-4 | _____ SIERRA BLVD., W/O SAN CANYON RD. | SAUGUS | CA | 91351 | 34.454 | -118.421 | NORTHWEST |  | NO | YES | NO
SOMERSET | 765 | 5754 | Perez, Chris | 37510 | 66 | 4 | 5085 | DEL AMO | 9 | LIGHTHIPE | 5073 | LIGHTHIPE | I | 1926-11-01 |  | S | 1 | 32 | 2 | 52 | LOS ANGELES | 66 | B-5 | C/O LAKEWOOD BLVD. AND ARTESIA ST. | BELLFLOWER | CA | 90712 | 33.8742 | -118.1439 | NORTHWEST |  | NO | YES | NO
SOMERSET | 766 | 5754 | Perez, Chris | 37510 | 66 | 12 | 5085 | DEL AMO | 9 | LIGHTHIPE | 5073 | LIGHTHIPE | I | 1926-11-01 |  | S | 1 | 32 | 2 | 52 | LOS ANGELES | 66 | B-5 | C/O LAKEWOOD BLVD. AND ARTESIA ST. | BELLFLOWER | CA | 90712 | 33.8742 | -118.1439 | NORTHWEST |  | YES | NO | YES
SOMIS | 590 | 5536 | Manzano, John | 76907 | 66 | 16 | 5053 | SANTA CLARA | 12 | SANTA CLARA | 5056 | MOORPARK | I | 1926-02-01 |  | S | 5 | 39 | 2 | 64 | VENTURA | 62 | B-1 | _____C/O BRADLEY RD. AND LOS ANGELES AVE. | SOMIS | CA | 93066 | 34.2643 | -119.0105 | NORTHWEST |  | NO | YES | YES
SONRISA P.T. | 1274 | 7755 |  |  | 12 | 2.4 | 5085 | DEL AMO | 9 | LIGHTHIPE | 5073 | LIGHTHIPE | I | 1980-05-01 |  | A | 1 | 32 | 2 | 50 | LOS ANGELES COUNTY |  |  |  |  | CA | 90706 |  |  |  |  | NO | YES | NO
SONY | 1908 | 6231 | Dupree, Daryl |  | 66 | 16 | 5029 | LA CIENEGA | 8 | EL NIDO | 5023 | EL NIDO | I | 1995-11-28 |  | C | 5 | 42 | 2 | 54 | LOS ANGELES COUNTY - 1995 |  |  | _____ LA CIENEGA BLVD. | CULVER CITY | CA |  | 34.0151 | -118.402 | NORTHWEST |  | NO | YES | NO
SOPIPE | 1046 | 6282 | Reid, Jim |  | 66 | 2.4 | 5062 | CHINO | 4 | MIRA LOMA/WALNUT | 5069 | MIRA LOMA | I | 1989-08-01 |  | C | 1 | 26 | 2 | 4 | LOS ANGELES COUNTY - 1993 | 639 | H-7 | N/E C/O BREA CANYON RD & VALLEY BLVD. | INDUSTRY | CA | 91789 | 34.0265 | -117.8334 | SOUTHEAST |  | NO | YES | NO
SOPORT | 1049 | 6285 | Manzer, Jim |  | 115 | 4 | 8027 | VICTOR | 15 | LUGO | 5061 | LUGO | I | 1989-08-01 |  | C | 3 | 73 | 4 | 23 | SAN BERNARDINO COUNTY | 316 | D-4 | 1 MI. N/O S.W. PORTLAND CEMENT PLNT. AT NO. END OF E ST. | VICTORVILLE | CA |  | 34.5658 | -117.3118 | NORTHWEST |  | NO | YES | NO
SOQUEL | 1553 | 5693 | Olson, Marty | 17424 | 66 | 12 | 5062 | CHINO | 4 | MIRA LOMA/WALNUT | 5069 | MIRA LOMA | I | 1990-05-17 |  | S | 3 | 34 | 3 | 12 | SAN BERNARDINO COUNTY |  |  | N/O SOQUEL CYN. RD., 2 MI. W/O POMONA-RINCON RD. | CHINO | CA | 91709 | 33.9647 | -117.6945 | SOUTHEAST |  | YES | NO | NO
SOULE | 796 | 5786 |  |  | 66 | 12 | 5073 | LIGHTHIPE | 9 | LIGHTHIPE | 5073 | LIGHTHIPE | O | 1959-06-01 | 1985-12-01 | C | 1 | 46 | 2 | 57 | LOS ANGELES COUNTY |  |  |  |  | CA | [5 empty] | YES | NO | NO
SOUTH GATE | 797 | 5787 | Murray, Kevin | 37760 | 16 | 4 | 5074 | LAGUNA BELL | 9 | LIGHTHIPE | 5073 | LIGHTHIPE | I | 1948-11-01 |  | D | 1 | 32 | 2 | 57 | LOS ANGELES | 59 | A-3 | 9706 STATE ST., AT MISSOURI ST. | SOUTH GATE | CA | 90280 | 33.9475 | -118.2137 | NORTHWEST |  | YES | NO | NO
SOUTHBASE | 1594 | 6296 | Manzer, Jim | 49951 | 115 | 33 | 8016 | KRAMER | 15 | LUGO | 5061 | LUGO | I | 1991-09-25 |  | C | 3 | 36 | 4 | 24 | CENTRAL VALLEY CITIES | 23 | K-6 | EDWARDS AIR FORCE BASE | E.A.F.B. | CA |  | 34.8802 | -117.8951 | NORTHWEST |  | NO | YES | NO
SOUTHCAP | 1977 | 6359 |  |  | 115 | 115 | 8027 | VICTOR | 15 | LUGO | 5061 | LUGO | I | 2000-10-04 |  | C | 3 | 73 | 4 | 23 | SAN BERNARDINO COUNTY |  |  | BELL MT. RD., 10 MI. E/O HWY I-15, 100 FT FROM BLACK MTN SUB | APPLE VALLEY | CA |  | 34.6187 | -117.1051 | NORTHWEST |  | NO | YES | NO
SOUTHDOWN | 1976 | 6358 |  |  | 115 | 4 | 8027 | VICTOR | 15 | LUGO | 5061 | LUGO | I | 2000-10-04 |  | C | 3 | 73 | 4 | 23 | SAN BERNARDINO COUNTY |  |  | ____BELL MT. RD., 10 MI. E/O HWY I-15, BY BLACK MOUNTAIN SUB | APPLE VALLEY | CA |  | 34.6193 | -117.1038 | NORTHWEST |  | NO | YES | NO
SOUTHPAC | 1022 | 6252 | Perez, Chris |  | 66 | 2.4 | 5085 | DEL AMO | 9 | LIGHTHIPE | 5073 | LIGHTHIPE | I | 1979-11-01 |  | C | 1 | 47 | 2 | 1 | LOS ANGELES | 82 | B-3 | 15306 NORWALK BLVD. | NORWALK | CA | 90650 | 33.8918 | -118.0717 | NORTHWEST |  | NO | YES | NO
SOUTHRIDGE P.T. | 1986 | 7762 |  |  | 33 | 4 | 5067 | DEVERS | 6 | DEVERS | 5067 | DEVERS | I | 2000-10-18 |  | A | 3 | 79 | 4 | 13 | RIVERSIDE CO. 1996 | 786 | J-5 | PALM CANYON DR. S/S, 0.5 MI E/O SOUTHRIDGE DR. | PALM SPRINGS | CA | 92264 |  |  |  |  | NO | YES | NO
SOUTHWIND | 63 | 1071 | Brown, Ken A. |  | 66 | 12 | 5052 | ANTELOPE | 14 | VINCENT | 5054 | VINCENT | I | 1983-07-01 |  | X | 5 | 52 | 3 | 22 | CENTRAL VALLEY CITIES | 23 | C-4 | E/O TEHACHAPI-WILLOW SPRINGS RD., 1 MILE S/O OAK CREEK RD. | TEHACHAPI | CA | 93561 | 35.0334 | -118.3505 | NORTHWEST |  | NO | YES | NO
SPACE | 483 | 5267 |  |  | 66 | 4 | 5023 | EL NIDO | 8 | EL NIDO | 5023 | EL NIDO | I | 1961-08-01 |  | C | 5 | 44 | 1 | 53 | LOS ANGELES | 62 | E-3 | S/O COMPTON BLVD. AND E/O AVIATION BLVD. | REDONDO BEACH | CA |  | 33.8919 | -118.3749 | NORTHWEST |  | NO | YES | NO
SPAETHE P.T. | 1278 | 7765 |  |  | 33 | 12 | 5062 | CHINO | 4 | MIRA LOMA/WALNUT | 5069 | MIRA LOMA | O | 1986-08-01 | 1989-08-10 | A | 3 | 34 | 3 | 10 | RIVERSIDE COUNTY |  |  |  |  | CA | [5 empty] | NO | YES | NO
SPANKY P.T. | 1269 | 7749 |  |  | 12 | 2.4 | 5086 | ELLIS | 2 | ELLIS | 5086 | ELLIS | I | 1977-04-01 |  | A | 1 | 29 | 2 | 80 | ORANGE COUNTY |  |  |  |  | CA | 92701 |  |  |  |  | NO | YES | NO
SPONGE | 854 | 5857 | Apocada, Ed |  | 66 | 2.4 | 5084 | CENTER | 9 | LIGHTHIPE | 5073 | LIGHTHIPE | I | 1966-11-01 |  | C | 1 | 47 | 2 | 4 | LOS ANGELES COUNTY - 1993 | 676 | D-6 | 8320 E. REX RD. | PICO RIVERA | CA | 90660 | 33.9809 | -118.111 | NORTHWEST |  | NO | YES | NO
SPRING VALLEY P.T. | 1272 | 7753 |  |  | 33 | 12 | 8027 | VICTOR | 15 | LUGO | 5061 | LUGO | O | 1974-07-01 | 1981-05-01 | A | 3 | 73 | 4 | 30 | SAN BERNARDINO COUNTY |  |  |  |  | CA | [5 empty] | NO | YES | NO
SPRINGVILLE | 281 | 5034 | Clark, Gerald | 74471 | 220 | 66 | 5000 | SCE SYSTEM | 17 | SAN JOAQUIN | 5033 | RECTOR | I | 1948-06-01 |  | T | 5 | 51 | 3 | 33 | CENTRAL VALLEY CITIES |  |  | _____ FRAZIER VALLEY RD., 8.5 MI. E/O TOWN | STRATHMORE | CA | 93267 | 36.108 | -118.9384 | NORTHWEST |  | NO | YES | NO
SPRINGVILLE | 1621 | 5034 | Clark, Gerald | 74471 | 66 | 66 | 5034 | SPRINGVILLE | 17 | SAN JOAQUIN | 5033 | RECTOR | I | 1948-06-01 |  | S | 5 | 51 | 3 | 33 | CENTRAL VALLEY CITIES |  |  | _____ FRAZIER VALLEY RD., 8.5 MI. E/O TOWN | STRATHMORE | CA | 93267 | 36.108 | -118.9384 | NORTHWEST |  | NO | YES | NO
SPRUCE | 1678 | 9556 |  |  | 66 | 12 | 9010 | WOODS |  |  | 9010 | WOODS | I | 1993-01-01 |  | C | 9 | 99 | 2 | 0 |  |  |  | 501 S. MARENGO AVE., T/S SIMULATOR, ALHAMBRA TRAINING FACILITY | ALHAMBRA | CA | 91801 |  |  |  |  | NO | YES | NO
STABLES P.T. | 1283 | 7776 |  |  | 12 | 2.4 | 5064 | VISTA | 5 | VISTA | 5064 | VISTA | O | 1950-05-01 | 1981-05-01 | A | 3 | 40 | 2 | 40 | SAN BERNARDINO COUNTY |  |  |  |  | CA | [5 empty] | NO | YES | NO
STADAN | 930 | 6119 |  |  | 33 | 12 | 8016 | KRAMER | 15 | LUGO | 5090 | ELDORADO | I | 1950-01-01 |  | B | 3 | 72 | 4 | 30 | SAN BERNARDINO COUNTY |  |  |  |  | CA | [5 empty] | NO | YES | NO
STADIUM | 800 | 5796 | Perez, Chris | 34248 | 66 | 12 | 1410 | ALAMITOS | 9 | LIGHTHIPE | 5073 | LIGHTHIPE | I | 1950-01-01 |  | D | 1 | 46 | 1 | 52 | LOS ANGELES | 76 | E-5 | _____ E. SEVENTH ST. | LONG BEACH | CA | 90803 | 33.7717 | -118.1005 | NORTHWEST |  | NO | YES | YES
STADLER | 1531 | 8309 | Caldera, Art | 18941 / 17541 | 115 | 12 | 5070 | VALLEY | 7 | VALLEY | 5070 | VALLEY | I | 1990-04-01 |  | S | 3 | 77 | 3 | 16 | RIVERSIDE | 113 | F-2 | _____ LOS ALMOS RD. @ MADISON ST., 1/2 MILE S/W OF I-15 | MURRIETA | CA | 92362 | 33.5578 | -117.2032 | SOUTHEAST |  | YES | NO | NO
STALLION P.T. | 1288 | 7786 |  |  | 33 | 12 | 5070 | VALLEY | 7 | VALLEY | 5070 | VALLEY | O | 1970-06-01 | 1989-07-01 | A | 3 | 77 | 4 | 20 | [5 empty] | CA | [5 empty] | NO | YES | NO
STANHILL | 490 | 5273 | Dupree, Daryl |  | 66 | 12 | 5029 | LA CIENEGA | 8 | EL NIDO | 5023 | EL NIDO | I | 1965-06-01 |  | C | 5 | 44 | 1 | 54 | LOS ANGELES | 50 | E-4 | CIENEGA,N/O SLAUSON | INGLEWOOD | CA |  | 34.0005 | -118.3737 | NORTHWEST |  | NO | YES | NO
STARLINE | 1766 | 5279 |  |  | 66 | 16 | 5021 | LA FRESA | 8 | EL NIDO | 5023 | EL NIDO | F | 2010-01-01 |  | S | 5 | 44 | 1 | 50 | LOS ANGELES COUNTY |  |  |  |  | CA | [5 empty] | NO | YES | NO
STATE STREET | 767 | 5755 | Murray, Kevin | 32724 | 66 | 12 | 5071 | HINSON | 9 | LIGHTHIPE | 5073 | LIGHTHIPE | I | 1924-10-01 |  | S | 1 | 46 | 1 | 51 | LOS ANGELES | 75 | C-3 | 1801 MAGNOLIA AVE. | LONG BEACH | CA | 90806 | 33.7902 | -118.1984 | NORTHWEST |  | NO | YES | YES
STAUFFER-DOMINGUEZ G | 111 | 1936 |  |  | 12 | 12 | 5073 | LIGHTHIPE | 9 | LIGHTHIPE | 5073 | LIGHTHIPE | I | 1976-08-01 |  | B | 1 | 32 | 2 | 50 | LOS ANGELES COUNTY |  |  |  |  | CA | [5 empty] | NO | YES | NO
STEELCASE | 1568 | 6291 | Johnson, Bill |  | 66 | 12 | 5017 | JOHANNA | 2 | ELLIS | 5086 | ELLIS | I | 1991-03-23 |  | C | 1 | 43 | 2 | 44 | ORANGE COUNTY - 1993 | 829 | J-7 | 1123 WARNER AVE. | TUSTIN | CA | 92680 | 33.7143 | -117.841 | SOUTHEAST |  | NO | YES | NO
STELLAR | 1784 | 5294 |  |  | 66 | 16 | 5056 | MOORPARK | 11 | MOORPARK | 5056 | MOORPARK | F | 2005-01-01 |  | P | 5 | 35 | 2 | 60 | VENTURA COUNTY | 54 | F-4 | N/E C/O CAMPUS PARK DR. & BERAGEN ST. | MOORPARK | VA | 93021 |  |  |  |  | NO | YES | NO
STETSON | 711 | 5686 | Caldera, Art | 17536 | 115 | 12 | 5070 | VALLEY | 7 | VALLEY | 5070 | VALLEY | I | 1978-06-01 |  | S | 3 | 77 | 4 | 16 | RIVERSIDE | 55 | F-6 | 26750 SANDERSON AVE. | HEMET | CA | 92343 | 33.7333 | -117.0076 | SOUTHEAST |  | YES | NO | NO
STEWART | 849 | 5852 | Perez, Chris | 37516 | 66 | 12 | 5084 | CENTER | 9 | LIGHTHIPE | 5073 | LIGHTHIPE | I | 1963-09-01 |  | S | 1 | 47 | 2 | 57 | LOS ANGELES | 60 | B-4 | 11523 PARAMOUNT BLVD. | DOWNEY | CA | 90241 | 33.9402 | -118.1403 | NORTHWEST |  | YES | NO | NO
STEWVAL P.T. | 1624 | 7779 |  |  | 25 | 16 | 4020 | NEVADA POWER | 16 | ELDORADO | 5090 | ELDORADO | I | 1991-11-01 |  | A | 3 | 72 | 4 | 30 | SAN BERNARDINO COUNTY |  |  |  |  | CA | 92389 |  |  |  |  | NO | YES | NO
STIRRUP | 477 | 5259 |  |  | 16 | 4 | 5021 | LA FRESA | 8 | EL NIDO | 5023 | EL NIDO | I | 1950-01-01 |  | D | 5 | 44 | 1 | 56 | LOS ANGELES | 78 | C-2 | W/O PALOS VERDES DR. AND VIA CANADA | PALOS VERDES | CA | 90274 | 33.7519 | -118.3268 | NORTHWEST |  | NO | YES | NO
STODDARD | 673 | 5632 | Martinez, Jimi | 12786 | 33 | 4 | 1990 | SAN BERNARDINO | 5 | VISTA | 5064 | VISTA | I | 1950-01-01 |  | D | 3 | 31 | 4 | 11 | SAN BERNARDINO COUNTY | 16 | E-4 | 105 S. STODDARD ST. | SAN BERNARDINO | CA | 92401 | 34.1005 | -117.2927 | SOUTHEAST |  | NO | YES | NO
STRATHMORE | 523 | 5325 | Clark, Gerald | 49911 | 66 | 12 | 5034 | SPRINGVILLE | 17 | SAN JOAQUIN | 5033 | RECTOR | I | 1927-04-01 |  | S | 5 | 51 | 3 | 33 | CENTRAL VALLEY CITIES |  |  | _____ PERTH AND FRAZIER VALLEY RD. | STRATHMORE | CA | 93267 | 36.146 | -119.0578 | NORTHWEST |  | NO | YES | NO
STRESS | 898 | 5910 | Perez, Chris |  | 66 | 4 | 5085 | DEL AMO | 9 | LIGHTHIPE | 5073 | LIGHTHIPE | I | 1970-05-01 |  | C | 1 | 46 | 2 | 52 | LOS ANGELES COUNTY | 71 | B-4 | _____ LAKEWOOD BLVD., @ CARSON | LONG BEACH | CA |  | 33.8298 | -118.1508 | NORTHWEST |  | NO | YES | NO
STRIP (HCB) | 942 | 6133 |  |  | 66 | 7 | 1310 | ETIWANDA | 4 | MIRA LOMA/WALNUT | 5069 | MIRA LOMA | I | 1960-12-01 |  | C | 3 | 30 | 3 | 14 | SAN BERNARDINO COUNTY | 13 | D-6 | _____ SAN BERNARDINO AVE., E/O CALABASH AVE. | FONTANA | CA | 92335 | 34.0761 | -117.4998 | SOUTHEAST |  | NO | YES | NO
STROH P.T. | 1294 | 7795 |  |  | 33 | 4 | 5069 | MIRA LOMA | 4 | MIRA LOMA/WALNUT | 5069 | MIRA LOMA | I | 1971-07-01 |  | A | 3 | 34 | 3 | 10 | RIVERSIDE COUNTY |  |  |  |  | CA | 92881 |  |  |  |  | NO | YES | NO
STUDIO | 1582 | 6292 | Upgrade |  | 66 | 12 | 5011 | EAGLE ROCK | 3 | MESA/WALNUT | 5012 | MESA | I | 1991-07-16 |  | C | 1 | 59 | 3 | 62 | LOS ANGELES COUNTY - 1993 | 563 | B-6 | 100 UNIVERSAL CITY PLAZA | UNIVERSAL CITY | CA | 91608 | 34.1425 | -118.3586 | SOUTHEAST |  | NO | YES | NO
SUBSTATION 72 | 253 | 4197 |  |  | 33 | 4.8 | 4090 | LDWP SYSTEM | 15 | LUGO | 5014 | WALNUT | I | 1950-01-01 |  | F | 5 | 27 | 3 | 0 | LOS ANGLES COUNTY |  |  |  |  | CA | [5 empty] | NO | YES | NO
SUGARLOAF P.T. | 1287 | 7785 |  |  | 12 | 2.4 | 5035 | VESTAL | 17 | SAN JOAQUIN | 5033 | RECTOR | I | 1950-01-01 |  | A | 5 | 53 | 3 | 40 | CENTRAL VALLEY CITIES |  |  |  |  | CA | 93207 |  |  |  |  | NO | YES | NO
SULDOX | 1751 | 6205 |  |  | 66 | 12 | 5071 | HINSON | 9 | LIGHTHIPE | 5073 | LIGHTHIPE | F | 2005-01-01 |  | P | 1 | 46 | 2 | 50 | LOS ANGELES COUNTY |  |  |  |  | CA | [5 empty] | NO | YES | NO
SULLIVAN | 858 | 5862 | Rolf, Dave |  | 66 | 4 | 5086 | ELLIS | 2 | ELLIS | 5086 | ELLIS | I | 1950-01-01 |  | S | 1 | 29 | 2 | 45 | ORANGE COUNTY - 1993 | 829 | B-3 | 2440 W. FIRST ST. | SANTA ANA | CA | 92703 | 33.744 | -117.9003 | SOUTHEAST |  | NO | YES | NO
SULLIVAN | 859 | 5862 | Rolf, Dave |  | 66 | 12 | 5086 | ELLIS | 2 | ELLIS | 5086 | ELLIS | I | 1950-01-01 |  | S | 1 | 29 | 2 | 45 | ORANGE COUNTY - 1993 | 829 | B-3 | 2440 W. FIRST ST. | SANTA ANA | CA | 92703 | 33.744 | -117.9003 | SOUTHEAST |  | YES | NO | NO
SULPHER | 1799 | 6311 |  |  | 66 | 16 | 5053 | SANTA CLARA | 12 | SANTA CLARA | 5056 | MOORPARK | F | 2005-01-01 |  | P | 5 | 39 |  | 60 | VENTURA COUNTY |  |  | 2 |  | CA | [5 empty] | NO | YES | NO
SUMMIT | 1741 | 5677 |  |  | 66 | 12 | 1310 | ETIWANDA | 4 | MIRA LOMA/WALNUT | 5069 | MIRA LOMA | F | 2005-01-01 |  | P | 3 | 30 | 3 | 10 | SAN BERNARDINO COUNTY | 4 | C-5 | C/O HIGHLAND AVE. & EAST AVE. | ETIWANDA | CA | 91739 |  |  |  |  | NO | YES | NO
SUN CITY | 1465 | 8243 | Caldera, Art |  | 33 | 12 | 5070 | VALLEY | 7 | VALLEY | 5070 | VALLEY | I | 1950-01-01 |  | D | 3 | 77 | 4 | 16 | RIVERSIDE | 73 | E-5 | C/O NEWPORT AND LINDENBERGER | SUN CITY | CA | 92381 | 33.6874 | -117.1458 | SOUTHEAST |  | YES | NO | NO
SUNGEN | 1635 | 6915 |  |  | 115 | 115 | 8016 | KRAMER | 15 | LUGO | 4000 | FOREIGN UTILITY | I | 1986-12-01 |  | X | 9 | 99 | 4 | 0 | CALIFORNIA ROAD ATLAS | 81 | A-5 | 1 MI. N/O HWY.395 & N/O HWY. 58 | BORON | CA | 92327 |  |  |  |  | NO | YES | NO
SUNLIGHT P.T. | 1293 | 7794 |  |  | 12 | 4 | 5073 | LIGHTHIPE | 9 | LIGHTHIPE | 5073 | LIGHTHIPE | I | 1969-12-01 |  | A | 1 | 46 | 2 | 50 | LOS ANGELES COUNTY |  |  |  |  | CA | 90805 |  |  |  |  | NO | YES | NO
SUNNY DUNES | 1466 | 8244 | Brehaut, Paul |  | 33 | 4 | 5067 | DEVERS | 6 | DEVERS | 5067 | DEVERS | I | 1964-05-01 |  | D | 3 | 79 | 4 | 13 | RIVERSIDE | 190 | F-2 | CALLE ENCILIA & CAMINO PAROCELA, 1/2 BLK E/O INDIAN AVE | PALM SPRINGS | CA | 92264 | 33.8144 | -116.5443 | SOUTHEAST |  | NO | YES | NO
SUNNYCREST P.T. | 1292 | 7793 |  |  | 16 | 4 | 5053 | SANTA CLARA | 12 | SANTA CLARA | 5056 | MOORPARK | O | 1973-01-01 | 1984-12-01 | A | 5 | 39 | 2 | 60 | VENTURA COUNTY |  |  |  |  | CA | [5 empty] | NO | YES | NO
SUNNYHILLS | 918 | 6095 | Orduno, Marlo |  | 66 | 12 | 5081 | BARRE | 1 | VILLA PARK | 5082 | VILLA PARK | I | 1970-07-01 |  | C | 1 | 48 | 2 | 45 | ORANGE COUNTY - 1993 | 738 | D-5 | 901 W. MALVERN AVE. | FULLERTON | CA | 92833 | 33.8825 | -117.9578 | SOUTHEAST |  | NO | YES | NO
SUNNYMEAD | 1467 | 8245 |  |  | 33 | 4 | 5070 | VALLEY | 7 | VALLEY | 5070 | VALLEY | O | 1950-01-01 | 1988-05-01 | D | 3 | 77 | 4 | 16 | [5 empty] | CA | [5 empty] | NO | YES | NO
SUNNYSIDE | 794 | 5785 | Perez, Chris | 37454 | 66 | 4 | 5073 | LIGHTHIPE | 9 | LIGHTHIPE | 5073 | LIGHTHIPE | I | 1949-05-01 |  | S | 1 | 46 | 2 | 57 | LOS ANGELES | 70 | E-2 | 5300 CHERRY AVE. | LONG BEACH | CA | 90802 | 33.8536 | -118.1665 | NORTHWEST |  | NO | YES | NO
SUNNYSIDE | 795 | 5785 | Perez, Chris | 37454 | 66 | 12 | 5073 | LIGHTHIPE | 9 | LIGHTHIPE | 5073 | LIGHTHIPE | I | 1949-05-01 |  | S | 1 | 46 | 2 | 57 | LOS ANGELES | 70 | E-2 | 5300 CHERRY AVE. | LONG BEACH | CA | 90802 | 33.8536 | -118.1665 | NORTHWEST |  | NO | YES | YES
SURREY U.G.S. | 1290 | 7788 |  |  | 16 | 4 | 5021 | LA FRESA | 8 | EL NIDO | 5023 | EL NIDO | I | 1968-05-01 |  | A | 5 | 44 | 1 | 50 | LOS ANGELES COUNTY |  |  |  |  | CA | 90274 |  |  |  |  | NO | YES | NO
SYCAMORE | 2 | 1002 |  |  | 220 | 12 | 5000 | SCE SYSTEM | 17 | SAN JOAQUIN | 5033 | RECTOR | I | 1987-12-01 |  | C | 5 | 51 | 3 | 32 | CENTRAL VALLEY CITIES |  |  | __________________ 5 MI. N/E OF BAKERSFIELD | BAKERSFIELD | CA |  | 35.3672 | -118.9834 | NORTHWEST |  | NO | YES | NO
SYLMAR | 233 | 4093 |  |  | 220 | 220 | 4090 | LDWP SYSTEM | 15 | LUGO | 4000 | FOREIGN UTILITY | I | 1950-01-01 |  | F | 9 | 99 | 3 | 0 | LOS ANGELES | 2 | A-3 | WEST OF INTERSTATE 5 | SYLMAR | CA | 91342 | 34.3137 | -118.4934 | NORTHWEST |  | NO | YES | NO
SYMERON P.T. | 1579 | 7764 |  |  | 33 | 12 | 8027 | VICTOR | 15 | LUGO | 5061 | LUGO | O | 1991-05-03 | 1993-06-21 | A | 3 | 73 | 4 | 30 | SAN BERNARDINO COUNTY | 317 | C-5 | 19296 SYMERON RD. | APPLE VALLEY | CA | 92307 |  |  |  |  | NO | YES | NO
T/S SIMULATOR SYSTEM | 1688 | 9000 |  |  | 500 | 220 | 9000 | T/S SIMULATOR SYSTEM |  |  | 4000 | FOREIGN UTILITY | I | 1993-01-01 |  | T | 9 | 99 | 2 | 0 |  |  |  | 501 S. MARENGO AVE., T/S SIMULATOR, ALHAMBRA TRAINING FACILITY | ALHAMBRA | CA | 91801 |  |  |  |  | NO | YES | NO
TACAN U.G.S. | 1298 | 7805 |  |  | 12 | 4 | 5085 | DEL AMO | 9 | LIGHTHIPE | 5073 | LIGHTHIPE | O | 1971-10-01 | 1983-10-01 | A | 1 | 46 | 1 | 50 | LOS ANGELES COUNTY |  |  |  |  | CA | [5 empty] | NO | YES | NO
TAFT | 243 | 4135 |  |  | 66 | 12 | 4030 | PGAE SYSTEM | 14 | VINCENT | 5054 | VINCENT | I | 1950-01-01 |  | F | 5 | 36 |  | 0 | [5 empty] | CA | [5 empty] | NO | YES | NO
TAHITI | 488 | 5271 | Dupree, Daryl | 37588 | 66 | 16 | 5029 | LA CIENEGA | 8 | EL NIDO | 5023 | EL NIDO | I | 1971-10-01 |  | S | 5 | 42 | 1 | 54 | LOS ANGELES COUNTY | 702 | B-1 | 13837 W. FIJI WAY | MARINA DEL REY | CA | 90292 | 33.9774 | -118.436 | NORTHWEST |  | YES | NO | YES
TAHQUITZ P.T. | 1299 | 7808 |  |  | 33 | 12 | 5070 | VALLEY | 7 | VALLEY | 5070 | VALLEY | I | 1967-11-01 |  | A | 3 | 77 | 4 | 20 | [5 empty] | CA | 92561 |  |  |  |  | NO | YES | NO
TALBERT | 850 | 5853 | Rolf, Dave |  | 66 | 12 | 5086 | ELLIS | 2 | ELLIS | 5086 | ELLIS | I | 1959-01-01 |  | S | 1 | 29 | 2 | 41 | ORANGE COUNTY - 1993 | 888 | J-1 | 2430 S. HARBOR BLVD. | SANTA ANA | CA | 92704 | 33.7141 | -117.9198 | SOUTHEAST |  | YES | NO | NO
TALEGA | 227 | 4082 |  |  | 220 | 138 | 4080 | SDGE SYSTEM | 2 | ELLIS | 4000 | FOREIGN UTILITY | I | 1971-06-01 |  | F | 9 | 99 |  | 0 | [11 empty] | NO | YES | NO
TAMARISK | 1340 | 8099 | Brehaut, Paul | 14311 | 115 | 12 | 5067 | DEVERS | 6 | DEVERS | 5067 | DEVERS | I | 1980-05-01 |  | S | 3 | 79 | 4 | 13 | RIVERSIDE | 192 | B-5 | _____ PLUMLEY RD. 350 FT. W/O CONVERSE RD. | CATHEDRAL CITY | CA | 92234 | 33.7919 | -116.4497 | SOUTHEAST |  | YES | NO | NO
TANKER | 1697 | 6302 | Caldera, Art |  | 115 | 12 | 5064 | VISTA | 5 | VISTA | 5070 | VALLEY | I | 1993-06-01 |  | C | 3 | 77 | 3 | 17 | RIVERSIDE | 25 | B-3 | MARCH A.F.B. | MORENO VALLEY | CA | 92508 | 33.9087 | -117.2608 | SOUTHEAST |  | NO | YES | NO
TAPIA | 493 | 5281 | Manzano, John | 76958 | 66 | 16 | 5056 | MOORPARK | 11 | MOORPARK | 5056 | MOORPARK | I | 1976-12-01 |  | S | 5 | 35 | 1 | 61 | LOS ANGELES COUNTY - 1994 | 629 | A-7 | 3806 CROSS CREEK RD. | MALIBU | CA | 90265 | 34.0376 | -118.6835 | NORTHWEST |  | NO | YES | YES
TATANKA P.T. | 1966 | 7093 |  |  | 16 | 4 | 5055 | GOLETA | 10 | GOLETA | 5056 | MOORPARK | I | 2001-09-13 |  | A | 5 | 49 | 1 | 63 | SANTA BARBARA COUNTY | 997 | B-1 | C/O E. VALLEY ROAD AND BUENA VISTA ROAD | CARPINTERIA | CA | 93108 |  |  |  |  | NO | YES | NO
TAYSHELL | 558 | 5416 | Carbone, Jim |  | 66 | 16 | 5053 | SANTA CLARA | 12 | SANTA CLARA | 5056 | MOORPARK | I | 1971-01-01 |  | C | 5 | 39 | 1 | 64 | VENTURA | 48 | A-1 | SHELL RD., 1.9 MI. W/O OJAI FWY. | VENTURA | CA |  | 34.3172 | -119.3148 | NORTHWEST |  | NO | YES | NO
TEAM | 862 | 5865 | Rolf, Dave |  | 66 | 12 | 5081 | BARRE | 1 | VILLA PARK | 5082 | VILLA PARK | I | 1986-06-01 |  | S | 1 | 33 | 2 | 41 | ORANGE COUNTY - 1993 | 827 | H-3 | _____ BOLSA AVE., E/O CHESTNUT ST. | WESTMINSTER | CA | 92683 | 33.745 | -118.0016 | SOUTHEAST |  | YES | NO | NO
TECATE | 1735 | 5689 |  |  | 33 | 12 | 5067 | DEVERS | 6 | DEVERS | 5067 | DEVERS | F | 2005-01-01 |  | P | 3 | 79 | 4 | 20 | [5 empty] | CA | [5 empty] | NO | YES | NO
TECOPA | 1761 | 8131 |  |  | 115 | 12 | 8016 | KRAMER | 15 | LUGO | 5090 | ELDORADO | F | 2005-01-01 |  | P | 3 | 73 | 4 | 30 | SAN BERNARDINO COUNTY |  |  |  |  | CA | [5 empty] | NO | YES | NO
TEJON (PGAE) | 241 | 4133 |  |  | 66 | 12 | 4030 | PGAE SYSTEM | 14 | VINCENT | 5054 | VINCENT | I | 1950-01-01 |  | F | 5 | 36 | 3 | 0 | LOS ANGLES COUNTY |  |  |  |  | CA | [5 empty] | NO | YES | NO
TEJON PEAK P.T. | 1926 | 7815 |  |  | 12 | 2.4 | 5057 | BAILEY | 14 | VINCENT | 5054 | VINCENT | I | 1950-01-01 |  | A | 5 | 36 | 4 | 60 | CALIFORNIA ROAD ATLAS | 88 | E-2 | _____ LANCASTER RD. (HWY 138)., 1 MI. S/O TOWN | GORMAN | CA | 93243 |  |  |  |  | NO | YES | NO
TELEGRAPH | 888 | 5892 | Apocada, Ed | 53938 | 66 | 12 | 5087 | OLINDA | 1 | VILLA PARK | 5082 | VILLA PARK | I | 1950-01-01 |  | S | 1 | 48 | 2 | 1 | LOS ANGELES COUNTY - 1993 | 707 | J-6 | 15801 LEFFINGWELL RD. | LA HABRA | CA | 90632 | 33.9323 | -117.9923 | SOUTHEAST |  | YES | NO | NO
TEMECULA P.T. (SDGE) | 1602 | 4534 |  |  | 12 | 4 | 5070 | VALLEY | 7 | VALLEY | 5070 | VALLEY | I | 1990-06-01 |  | F | 3 | 77 | 4 | 10 | [5 empty] | CA | [5 empty] | NO | YES | NO
TEMESCAL | 1471 | 8250 | Olson, Marty |  | 33 | 4 | 5069 | MIRA LOMA | 4 | MIRA LOMA/WALNUT | 5069 | MIRA LOMA | O | 1950-01-01 | 2001-04-30 | D | 3 | 34 | 3 | 12 | RIVERSIDE COUNTY |  |  | 300 FT. W/O TEMESCAL RD. OFF OF CAJALCO RD. |  | CA | 92881 |  |  |  |  | NO | YES | NO
TEMESCAL P.T. | 1982 | 7829 |  |  | 33 | 12 | 5069 | MIRA LOMA | 4 | MIRA LOMA/WALNUT | 5069 | MIRA LOMA | I | 2001-04-30 |  | A | 3 | 34 | 3 | 12 | RIVERSIDE COUNTY 1996 | 774 | A-5 | 300 FT. W/O TEMESCAL CANYON RD., OFF OF CAJALCO RD. |  | CA | 91719 |  |  |  |  | NO | YES | NO
TEMESCAL P.T. | 1983 | 7829 |  |  | 33 | 4 | 5069 | MIRA LOMA | 4 | MIRA LOMA/WALNUT | 5069 | MIRA LOMA | I | 2001-04-30 |  | A | 3 | 34 | 3 | 12 | RIVERSIDE COUNTY 1996 | 774 | A-5 | 300 FT. W/O TEMESCAL CANYON RD., OFF OF CAJALCO RD. |  | CA | 91719 |  |  |  |  | NO | YES | NO
TEMPLE | 387 | 5170 | Fish, Terry | 37737 | 16 | 4 | 5012 | MESA | 3 | MESA/WALNUT | 5012 | MESA | I | 1950-01-01 |  | D | 1 | 27 | 3 | 3 | LOS ANGELES COUNTY - 1993 | 596 | J-3 | 5911 N. ENCINITA AVE. | TEMPLE CITY | CA | 91780 | 34.1075 | -118.0676 | SOUTHEAST |  | YES | NO | NO
TENAGA P.T. | 1911 | 7826 |  |  | 33 | 12 | 5070 | VALLEY | 7 | VALLEY | 5070 | VALLEY | O | 1981-08-06 | 1990-06-26 | A | 3 | 77 | 4 | 20 | RIVERSIDE COUNTY - 1994 | 99 | A-5 | GRAND AVE. N/S, CLINTON RD. | MURRIETTA | CA | 92530 |  |  |  |  | NO | YES | NO
TENAJA | 1910 | 8270 |  |  | 33 | 12 | 5070 | VALLEY | 7 | VALLEY | 5070 | VALLEY | I | 1995-03-31 |  | D | 3 | 77 | 4 | 20 | RIVERSIDE COUNTY - 1994 | 99 | A-5 | GRAND AVE. N/S, W/O CLINTON KEITH RD. | MURRIETTA | CA | 92530 |  |  |  |  | YES | NO | NO
TENDERFOOT P.T. | 1297 | 7804 |  |  | 33 | 12 | 8027 | VICTOR | 15 | LUGO | 5061 | LUGO | I | 1971-05-01 |  | A | 3 | 73 | 4 | 30 | SAN BERNARDINO COUNTY |  |  |  |  | CA | 92333 |  |  |  |  | NO | YES | NO
TENGEN | 79 | 1089 | Upgrade |  | 66 | 12 | 5051 | SAUGUS | 13 | SAUGUS | 5056 | MOORPARK | I | 1989-12-01 |  | X | 5 | 59 | 3 | 62 | CALIFORNIA ROAD ATLAS | 89 | C-4 | 25121 N. SIERRA HWY. | NEWHALL | CA |  | 34.3847 | -118.4937 | NORTHWEST |  | NO | YES | NO
TENNESSEE | 668 | 5628 | Martinez, Jimi | 49936 | 66 | 12 | 1990 | SAN BERNARDINO | 5 | VISTA | 5064 | VISTA | I | 1967-04-01 |  | S | 3 | 31 | 4 | 17 | SAN BERNARDINO COUNTY | 30 | C-6 | N/E C/O 18TH ST. & AVENUE 'E', S/O YUCAIPA BLVD | REDLANDS | CA | 92374 | 34.0275 | -117.1112 | SOUTHEAST |  | YES | NO | NO
TEQUILLA | 1736 | 8249 |  |  | 115 | 12 | 5067 | DEVERS | 6 | DEVERS | 5067 | DEVERS | F | 2005-01-01 |  | P | 3 | 79 | 4 | 20 | [5 empty] | CA | [5 empty] | NO | YES | NO
TERAWIND | 78 | 1088 | Brehaut, Paul |  | 115 | 33 | 5067 | DEVERS | 6 | DEVERS | 5067 | DEVERS | I | 1985-12-01 |  | X | 3 | 79 | 4 | 13 | RIVERSIDE |  |  | SECTION 4 R4ET3S | PALM SPRINGS | CA |  | 33.9306 | -116.5697 | SOUTHEAST |  | NO | YES | NO
TERRA BELLA | 524 | 5326 | Cochran, Mike |  | 66 | 12 | 5035 | VESTAL | 17 | SAN JOAQUIN | 5033 | RECTOR | I | 1914-01-01 |  | S | 5 | 51 | 3 | 33 | CENTRAL VALLEY CITIES | 15 | C-6 | ROAD 248 AND AVENUE 96. | TERRA BELLA | CA | 93270 | 35.9641 | -119.0186 | NORTHWEST |  | NO | YES | NO
TERRACE | 368 | 5146 | Fish, Terry |  | 16 | 4 | 5012 | MESA | 3 | MESA/WALNUT | 5012 | MESA | I | 1926-08-01 |  | D | 1 | 22 | 2 | 2 | LOS ANGELES COUNTY - 1993 | 635 | D-3 | 3825 WHITESIDE AVE. | LOS ANGELES | CA | 90063 | 34.058 | -118.1831 | SOUTHEAST |  | YES | NO | NO
TEXACO | 915 | 6001 |  |  | 220 | 12 | 5000 | SCE SYSTEM | 17 | SAN JOAQUIN | 5033 | RECTOR | I | 1986-01-01 |  | C | 5 | 51 | 3 | 32 | CENTRAL VALLEY CITIES |  |  | _________________________________________________________ | BAKERSFIELD | CA | 93306 |  |  |  |  | NO | YES | NO
THATCHER GLASS | 904 | 5926 |  |  | 66 | 4 | 5051 | SAUGUS | 13 | SAUGUS | 5056 | MOORPARK | O | 1970-06-01 | 1994-05-20 | C | 5 | 59 | 3 | 62 | LOS ANGELES | 4550 | H-4 | 25655 SPRINGBROOK AVE. | SAUGUS | CA | 91350 |  |  |  |  | NO | YES | NO
THERMAL | 479 | 5263 | Dupree, Daryl |  | 66 | 12 | 5023 | EL NIDO | 8 | EL NIDO | 5023 | EL NIDO | O | 1950-01-01 | 1999-05-01 | C | 5 | 44 | 1 | 53 | LOS ANGELES | 56 | D-6 | _____ DUDLY RD, 2 BLKS N/O EL SEGUNDO BLVD. | EL SEGUNDO | CA | [5 empty] | NO | YES | NO
THORNHILL | 1464 | 8242 | Brehaut, Paul |  | 115 | 12 | 5067 | DEVERS | 6 | DEVERS | 5067 | DEVERS | I | 1988-06-01 |  | S | 3 | 79 | 4 | 13 | RIVERSIDE | 191 | A-2 | 655 CALLE AMIGOS | PALM SPRINGS | CA | 92262 | 33.8133 | -116.5325 | SOUTHEAST |  | NO | YES | NO
THORNHILL | 1463 | 8242 |  |  | 33 | 4 | 5067 | DEVERS | 6 | DEVERS | 5067 | DEVERS | O | 1950-01-01 | 1987-06-01 | D | 3 | 79 | 4 | 13 | RIVERSIDE | 191 | A-2 | 655 CALLE AMIGOS | PALM SPRINGS | CA | 92262 | 33.8133 | -116.5325 | SOUTHEAST |  | YES | NO | NO
THOUSAND OAKS | 620 | 5569 | Manzano, John | 76968 | 66 | 16 | 5056 | MOORPARK | 11 | MOORPARK | 5056 | MOORPARK | I | 1960-09-01 |  | S | 5 | 35 | 2 | 61 | VENTURA COUNTY | 74 | B-5 | N/O WILBUR ROAD, E/O MOORPARK RD. | THOUSAND OAKS | CA | 91360 | 34.1874 | -118.8717 | NORTHWEST |  | YES | NO | NO
THREE M | 1792 | 6327 |  |  | 66 | 4 | 5053 | SANTA CLARA | 12 | SANTA CLARA | 5056 | MOORPARK | I | 1994-06-29 |  | C | 5 | 39 | 2 | 64 | VENTURA COUNTY | 71 | F-2 | 350 LEWIS RD. | CAMARILLO | CA | 93010 | 34.2116 | -119.0345 | NORTHWEST |  | NO | YES | NO
THREE RIVERS | 546 | 5350 | Clark, Gerald |  | 66 | 12 | 5033 | RECTOR | 17 | SAN JOAQUIN | 5033 | RECTOR | I | 1956-11-01 |  | S | 5 | 51 | 2 | 32 | CENTRAL VALLEY CITIES | 12 | E-7 | HIGHWAY 198, 1.5 MILES N/O TOWN | THREE RIVERS | CA | 93271 | 36.4537 | -118.8877 | NORTHWEST |  | NO | YES | NO
THRUST | 634 | 5589 | Upgrade |  | 66 | 4 | 5051 | SAUGUS | 13 | SAUGUS | 5056 | MOORPARK | I | 1965-12-01 |  | C | 5 | 35 | 3 | 62 | LOS ANGELES COUNTY |  |  | SANTA SUSANA HILLS | CHATSWORTH | CA | 91311 | 34.2252 | -118.7062 | NORTHWEST |  | NO | YES | NO
THUMS A | 753 | 5741 | Murray, Kevin |  | 66 | 4 | 5071 | HINSON | 9 | LIGHTHIPE | 5073 | LIGHTHIPE | I | 1966-09-01 |  | C | 1 | 46 | 1 | 51 | LOS ANGELES 1993 | 825 | E-2 | GRISSOM ISLAND - LONG BEACH HARBOR | LONG BEACH | CA | 90802 | 33.76 | -118.1812 | NORTHWEST |  | NO | YES | NO
THUMS B | 754 | 5742 | Murray, Kevin |  | 66 | 4 | 5071 | HINSON | 9 | LIGHTHIPE | 5073 | LIGHTHIPE | I | 1967-01-01 |  | C | 1 | 46 | 1 | 51 | LOS ANGELES 1993 | 825 | H-3 | WHITE ISLAND - LONG BEACH HARBOR | LONG BEACH | CA | 90802 | 33.7533 | -118.159 | NORTHWEST |  | NO | YES | NO
THUMS C | 771 | 5759 | Murray, Kevin |  | 66 | 4 | 5071 | HINSON | 9 | LIGHTHIPE | 5073 | LIGHTHIPE | I | 1967-06-01 |  | C | 1 | 46 | 1 | 51 | LOS ANGELES 1993 | 826 | A-4 | CHAFFEE ISLAND - LONG BEACH HARBOR | LONG BEACH | CA | 90802 | 33.7405 | -118.1384 | NORTHWEST |  | NO | YES | NO
THUMS D | 772 | 5760 | Murray, Kevin |  | 66 | 4 | 5071 | HINSON | 9 | LIGHTHIPE | 5073 | LIGHTHIPE | I | 1967-05-01 |  | C | 1 | 46 | 1 | 51 | LOS ANGELES 1993 | 825 | H-4 | FREEMAN ISLAND - LONG BEACH HARBOR | LONG BEACH | CA | 90802 | 33.7416 | -118.162 | NORTHWEST |  | NO | YES | NO
THUMSGEN | 2003 | 1161 |  |  | 66 | 12 | 5071 | HINSON | 9 | LIGHTHIPE | 5073 | LIGHTHIPE | I | 2002-11-25 |  | X | 1 | 46 | 1 | 51 | LOS ANGELES COUNTY 2002 | 825 | A-2 | PIER D, PORT OF LONG BEACH, PIER D AVE. | LONG BEACH | CA | 90802 | 33.7677 | -118.2155 | NORTHWEST |  | NO | YES | NO
THUNDERBIRD | 1472 | 8251 | Brehaut, Paul |  | 33 | 4.8 | 5067 | DEVERS | 6 | DEVERS | 5067 | DEVERS | I | 1950-01-01 |  | D | 3 | 79 | 1 | 13 | RIVERSIDE COUNTY |  |  | _____ HWY. 111, 3/8 MILE S/E OF THUNDERBIRD RANCH RD. | PALM SPRINGS | CA | 92270 | 33.7508 | -116.4257 | SOUTHEAST |  | NO | YES | NO
TIDELANDS | 1918 | 6336 | Murray, Kevin |  | 66 | 12 | 5071 | HINSON | 9 | LIGHTHIPE | 5073 | LIGHTHIPE | I | 1995-12-20 |  | C | 1 | 46 | 1 | 51 | LOS ANGELES | 80A | C-5 | 19_ S. HARBOR SCENIC DR. | LONG BEACH | CA | 90802 | 33.7664 | -118.2081 | NORTHWEST |  | NO | YES | NO
TIEFORT | 1335 | 8024 | Manzer, Jim |  | 115 | 33 | 8016 | KRAMER | 15 | LUGO | 5090 | ELDORADO | I | 1966-05-01 |  | S | 3 | 72 | 4 | 24 | SAN BERNARDINO COUNTY | 705 | F-0 | S/W C/O FT.IRWIN RD. & PICKERING RD. | FORT IRWIN | CA | 92310 | 35.2269 | -116.7306 | NORTHWEST |  | NO | YES | YES
TIGE | 636 | 5592 | Manzano, John |  | 66 | 4 | 5051 | SAUGUS | 13 | SAUGUS | 5054 | VINCENT | O | 1966-07-01 | 1998-10-01 | C | 5 | 35 | 3 | 62 | VENTURA COUNTY | 66 | F-1 | 4750 INDUSTRIAL ST. | SANTA SUSANA | CA | 93063 |  |  |  |  | NO | YES | NO
TIJERAS | 1804 | 5938 |  |  | 66 | 12 | 5088 | SANTIAGO | 2 | ELLIS | 5086 | ELLIS | F | 2005-01-01 |  | P | 1 | 33 | 1 | 80 | [5 empty] | CA | [5 empty] | NO | YES | NO
TIMBERWINE | 554 | 5361 |  |  | 33 | 12 | 2202 | BIG CREEK SYSTEM | 17 | SAN JOAQUIN | 5033 | RECTOR | I | 1987-03-01 |  | D | 5 | 50 | 2 | 90 | CENTRAL VALLEY CITIES | 8 | K-4 | 4.5 MI. S/E OF HWY 168 AND SHAVER LAKE BOAT MARINA | SHAVER LAKE | CA | 93664 |  |  |  |  | NO | YES | NO
TIMOTEO | 642 | 5604 | Martinez, Jimi | 17286 / 293 | 66 | 12 | 1990 | SAN BERNARDINO | 5 | VISTA | 5064 | VISTA | I | 1966-05-01 |  | S | 3 | 31 | 4 | 17 | SAN BERNARDINO COUNTY | 28 | C-2 | MOUNTAIN VIEW AVE. & REDLANDS BLVD. | REDLANDS | CA | 92374 | 34.0621 | -117.2442 | SOUTHEAST |  | NO | YES | NO
TIPPECANOE | 678 | 5637 | Martinez, Jimi |  | 12 | 4 | 1990 | SAN BERNARDINO | 5 | VISTA | 5064 | VISTA | I | 1950-01-01 |  | D | 3 | 31 | 4 | 11 | SAN BERNARDINO | 17 | B-1 | _____ BASELINE AVE., E/O TIPPECANOE | SAN BERNARDINO | CA | 92410 | 34.1209 | -117.2584 | SOUTHEAST |  | NO | YES | NO
TIPTON | 525 | 5327 | Clark, Gerald | 49904 | 66 | 12 | 5034 | SPRINGVILLE | 17 | SAN JOAQUIN | 5033 | RECTOR | I | 1909-06-01 |  | S | 5 | 51 | 3 | 33 | CENTRAL VALLEY CITIES | 14 | J-5 | ROAD 120 & AVE. 144 | TIPTON | CA | 93272 | 36.052 | -119.3044 | NORTHWEST |  | YES | NO | NO
TITANS | 1897 | 1099 | Orduno, Marlo |  | 66 | 12 | 5082 | VILLA PARK | 1 | VILLA PARK | 5082 | VILLA PARK | I | 1995-05-04 |  | X | 1 | 48 | 2 | 45 | ORANGE COUNTY - 1994 | 739 | C-6 | 800 N. STATE COLLEGE BLVD. | FULLERTON | CA | 92635 | 33.8789 | -117.888 | SOUTHEAST |  | NO | YES | NO
TOLLHOUSE P.T. | 1304 | 7828 |  |  | 12 | 4 | 2202 | BIG CREEK SYSTEM | 17 | SAN JOAQUIN | 5033 | RECTOR | I | 1981-11-01 |  | A | 5 | 50 | 2 | 40 | CENTRAL VALLEY CITIES |  |  |  |  | CA | 93664 |  |  |  |  | NO | YES | NO
TOPANGA | 459 | 5243 | Manzano, John | 49964 | 16 | 4 | 5056 | MOORPARK | 11 | MOORPARK | 5056 | MOORPARK | I | 1950-01-01 |  | D | 5 | 35 | 2 | 61 | LOS ANGELES COUNTY | 109 | B-3 | 121 N. OLD TOPANGA CANYON RD. | TOPANGA | CA | 90290 | 34.0902 | -118.6043 | NORTHWEST |  | NO | YES | YES
TOPAZ | 484 | 5268 |  |  | 66 | 4 | 5021 | LA FRESA | 8 | EL NIDO | 5023 | EL NIDO | I | 1962-09-01 |  | S | 5 | 44 | 1 | 56 | LOS ANGELES COUNTY | 67 | E-5 | S/E C/O PROSPECT AVE. & KNOB HILL AVE. | REDONDO | CA | 90503 | 33.8276 | -118.376 | NORTHWEST |  | YES | NO | NO
TORRANCE | 485 | 5269 |  | 33929 | 66 | 16 | 5021 | LA FRESA | 8 | EL NIDO | 5023 | EL NIDO | I | 1963-09-01 |  | S | 5 | 44 | 2 | 56 | LOS ANGELES | 68 | B-5 | 1720 MADRONA AVE. | TORRANCE | CA | 90503 | 33.8305 | -118.3438 | NORTHWEST |  | YES | NO | NO
TORREY | 560 | 5420 | Carbone, Jim |  | 66 | 16 | 5051 | SAUGUS | 13 | SAUGUS | 5056 | MOORPARK | I | 1974-04-01 |  | C | 5 | 35 | 3 | 64 | VENTURA COUNTY | 33 | D-5 | _____ TORREY CANYON RD. | PIRU | CA | 93040 | 34.3897 | -118.7965 | NORTHWEST |  | NO | YES | NO
TORTILLA | 1517 | 8295 | Manzer, Jim | 15222 | 33 | 12 | 8016 | KRAMER | 15 | LUGO | 5090 | ELDORADO | I | 1967-03-01 |  | D | 3 | 72 | 4 | 24 | SAN BERNARDINO COUNTY | 91 | D-1 | _____ HWY ___., 2 MI. S/W OF TOWN | BARSTOW | CA | 92311 | 34.8634 | -117.0318 | NORTHWEST |  | NO | YES | NO
TORTILLA | 1518 | 8295 | Manzer, Jim | 15222 | 115 | 33 | 8016 | KRAMER | 15 | LUGO | 5090 | ELDORADO | I | 1967-03-01 |  | S | 3 | 72 | 4 | 24 | SAN BERNARDINO COUNTY | 91 | D-1 | _____ HWY ___., 2 MI. S/W OF TOWN | BARSTOW | CA | 92311 | 34.8634 | -117.0318 | NORTHWEST |  | NO | YES | YES
TORTOISE | 1040 | 6276 | Brown, Ken A. |  | 66 | 12 | 5052 | ANTELOPE | 14 | VINCENT | 5054 | VINCENT | I | 1985-07-01 |  | C | 5 | 36 | 3 | 25 | LOS ANGELES COUNTY | 172 | G-1 | ____ AVENUE 'M'., E/O 30TH ST. EAST. | PALMDALE | CA | 93550 | 34.6412 | -118.065 | NORTHWEST |  | NO | YES | NO
TOYOTA | 1595 | 6295 | Murray, Kevin |  | 66 | 12 | 5073 | LIGHTHIPE | 9 | LIGHTHIPE | 5073 | LIGHTHIPE | I | 1991-09-20 |  | C | 1 | 46 | 1 | 57 | LOS ANGELES | 65 | F-5 | S/W C/O ARTESIA BLVD & PARAMOUNT | N. LONG BCH | CA |  | 33.8707 | -118.1611 | NORTHWEST |  | NO | YES | NO
TRANSCO | 1862 | 6237 |  |  | 66 | 4 | 1990 | SAN BERNARDINO | 5 | VISTA | 5064 | VISTA | F | 2000-01-01 |  | C | 3 | 31 | 3 | 30 | SAN BERNARDINO COUNTY |  |  |  |  | CA | [5 empty] | NO | YES | NO
TRANSOIL | 1034 | 6268 |  |  | 115 | 2.4 | 5067 | DEVERS | 6 | DEVERS | 5067 | DEVERS | O | 1981-10-01 | 1990-03-01 | C | 3 | 79 | 4 | 13 | RIVERSIDE | 192 | F-2 | N/E C/O RAMON RD. & BOB HOPE DR. | THOUSAND PALMS | CA | 92276 |  |  |  |  | NO | YES | NO
TRANSREX | 1752 | 6250 |  |  | 66 | 12 | 5071 | HINSON | 9 | LIGHTHIPE | 5073 | LIGHTHIPE | F | 2010-01-01 |  | C | 1 | 46 | 2 | 70 | LOS ANGELES COUNTY |  |  |  |  | CA | [5 empty] | NO | YES | NO
TRANSWIND | 76 | 1086 | Brehaut, Paul |  | 115 | 12 | 5067 | DEVERS | 6 | DEVERS | 5067 | DEVERS | I | 1985-05-01 |  | X | 3 | 79 | 4 | 13 | RIVERSIDE |  |  | S/O I-10 FWY AND W/O HWY 111 IN WHITEWATER WASH | PALM SPRINGS | CA |  | 33.915 | -116.7187 | SOUTHEAST |  | NO | YES | NO
TRASK | 893 | 5899 | Rolf, Dave | 53942 | 66 | 12 | 5081 | BARRE | 1 | VILLA PARK | 5082 | VILLA PARK | I | 1955-12-01 |  | S | 1 | 29 | 2 | 41 | ORANGE COUNTY - 1993 | 798 | B-7 | 8602 TRASK AVE. | GARDEN GROVE | CA | 92644 | 33.7664 | -117.9798 | SOUTHEAST |  | YES | NO | NO
TRAVERTINE | 707 | 5675 | Brady, Neil (WF) |  | 33 | 33 | 4020 | NEVADA POWER | 16 | ELDORADO | 5090 | ELDORADO | O | 1964-04-01 | 2001-03-12 | D | 3 | 86 | 4 | 21 | CALIFORNIA ROAD ATLAS | 62 | A-5 | FURNACE CREEK, DEATH VALLEY | FURNACE CREEK | CA | 92328 |  |  |  |  | NO | YES | NO
TRISONIC | 472 | 5253 | Dupree, Daryl |  | 66 | 4 | 5023 | EL NIDO | 8 | EL NIDO | 5023 | EL NIDO | I | 1950-01-01 |  | C | 5 | 44 | 1 | 53 | LOS ANGELES | 56 | D-6 | _____ DULEY RD., 2 BLKS N/O EL SEGUNDO BLVD. | EL SEGUNDO | CA | 90245 | 33.922 | -118.3847 | NORTHWEST |  | YES | NO | NO
TROLLEY P.T. | 1580 | 7823 |  |  | 33 | 12 | 5070 | VALLEY | 7 | VALLEY | 5070 | VALLEY | O | 1991-06-03 | 1992-06-04 | A | 3 | 77 | 4 | 20 | [5 empty] | CA | [5 empty] | NO | YES | NO
TRONA | 1473 | 8252 | Manzer, Jim |  | 33 | 12 | 8016 | KRAMER | 15 | LUGO | 5061 | LUGO | I | 1966-06-01 |  | D | 3 | 86 | 4 | 24 | SAN BERNARDINO COUNTY | 400 | E-4 | _____ ATHOL ST. 700 FT. W/O TRONA RD. | TRONA | CA | 93562 | 35.7742 | -117.3704 | NORTHWEST |  | NO | YES | NO
TROPHY | 679 | 5638 | Reid, Jim |  | 66 | 12 | 5062 | CHINO | 4 | MIRA LOMA/WALNUT | 5069 | MIRA LOMA | I | 1980-06-01 |  | S | 1 | 26 | 3 | 6 | LOS ANGELES COUNTY - 1993 | 640 | A-4 | _____ VALLEY BLVD., W/O W. POMONA BLVD. | POMONA | CA | 91766 | 34.0423 | -117.817 | SOUTHEAST |  | YES | NO | NO
TROUTMAN P.T. | 1300 | 7822 |  |  | 16 | 2.4 | 5051 | SAUGUS | 13 | SAUGUS | 5056 | MOORPARK | O | 1950-01-01 | 1981-06-01 | A | 5 | 59 | 3 | 60 | LOS ANGLES COUNTY |  |  |  |  | CA | [5 empty] | NO | YES | NO
TUCALOTA P.T. | 1302 | 7825 |  |  | 33 | 12 | 5070 | VALLEY | 7 | VALLEY | 5070 | VALLEY | O | 1976-08-01 | 1991-06-04 | A | 3 | 77 | 4 | 20 | [5 empty] | CA | [5 empty] | NO | YES | NO
TULARE | 526 | 5328 | Clark, Gerald | 73345 | 66 | 4 | 5033 | RECTOR | 17 | SAN JOAQUIN | 5033 | RECTOR | I | 1912-01-01 |  | S | 5 | 51 | 3 | 32 | CENTRAL VALLEY CITIES |  |  | 368 N. BLACKSTONE AVE. | TULARE | CA | 93274 | 36.2134 | -119.3304 | NORTHWEST |  | NO | YES | NO
TULARE | 527 | 5328 | Clark, Gerald | 73345 | 66 | 12 | 5033 | RECTOR | 17 | SAN JOAQUIN | 5033 | RECTOR | I | 1912-01-01 |  | S | 5 | 51 | 3 | 32 | CENTRAL VALLEY CITIES |  |  | 368 N. BLACKSTONE AVE. | TULARE | CA | 93274 | 36.2134 | -119.3304 | NORTHWEST |  | NO | YES | NO
TULE | 148 | 2327 |  |  | 12 | 66 | 5034 | SPRINGVILLE | 17 | SAN JOAQUIN | 5033 | RECTOR | I | 1909-07-01 |  | H | 5 | 51 | 3 | 91 | CENTRAL VALLEY CITIES | 15 | F-3 | HIGHWAY 190, 2 MI. ABOVE SPRINGVILLE | SPRINGVILLE | CA |  | 36.1361 | -118.7876 | NORTHWEST |  | NO | YES | NO
TULE (PGAE) | 240 | 4131 |  |  | 66 | 12 | 5034 | SPRINGVILLE | 17 | SAN JOAQUIN | 5033 | RECTOR | I | 1950-01-01 |  | F | 5 | 51 | 3 | 33 | CENTRAL VALLEY CITIES |  |  |  |  | CA | [5 empty] | NO | YES | NO
TUMBLEWEED P.T. | 1305 | 7833 |  |  | 33 | 2.4 | 8016 | KRAMER | 15 | LUGO | 5061 | LUGO | I | 1984-04-01 |  | A | 3 | 86 | 4 | 40 | SAN BERNARDINO COUNTY |  |  |  |  | CA | 93558 |  |  |  |  | NO | YES | NO
TURBO | 762 | 5752 | Perez, Chris |  | 66 | 12 | 5085 | DEL AMO | 9 | LIGHTHIPE | 5073 | LIGHTHIPE | I | 1967-09-01 |  | C | 1 | 46 | 2 | 52 | LOS ANGELES COUNTY | 71 | A-4 | _____ CARSON & LAKEWOOD BLVD | LONG BEACH | CA |  | 33.8313 | -118.1487 | NORTHWEST |  | NO | YES | NO
TURBWIND | 1820 | 1061 |  |  | 115 | 12 | 8027 | VICTOR | 15 | LUGO | 5061 | LUGO | F | 1999-01-01 |  | X | 3 | 73 | 4 | 30 | SAN BERNARDINO COUNTY |  |  |  |  | CA | [5 empty] | NO | YES | NO
TURNER | 1474 | 8254 |  |  | 33 | 2.4 | 8027 | VICTOR | 15 | LUGO | 5061 | LUGO | O | 1950-01-01 | 1985-08-01 | D | 3 | 73 | 4 | 30 | SAN BERNARDINO COUNTY |  |  |  |  | CA | [5 empty] | NO | YES | NO
TUSTIN | 875 | 5878 |  |  | 66 | 12 | 5082 | VILLA PARK | 1 | VILLA PARK | 5082 | VILLA PARK | O | 1987-07-18 | 1993-04-29 | S | 1 | 29 | 1 | 45 | LOS ANGELES 1993 | 830 | C-1 | 17TH ST. NEAR GERSHON PL. | TUSTIN | CA | 92705 |  |  |  |  | NO | YES | NO
TWENTYNINE PALMS | 1475 | 8255 | Brehaut, Paul | 14451 | 33 | 4.8 | 5067 | DEVERS | 6 | DEVERS | 5067 | DEVERS | I | 1950-01-01 |  | D | 3 | 84 | 4 | 13 | SAN BERNARDINO | 716 | F-2 | 1 BLK N/O & 1/2 BLK E/O 29 PALMS HWY & ADOBE RD. | 29 PALMS | CA | 92256 | 34.1378 | -116.0539 | SOUTHEAST |  | NO | YES | NO
TWENTYNINE PALMS | 1476 | 8255 | Brehaut, Paul | 14451 | 33 | 12 | 5067 | DEVERS | 6 | DEVERS | 5067 | DEVERS | I | 1950-01-01 |  | D | 3 | 84 | 4 | 13 | SAN BERNARDINO | 716 | F-2 | 1 BLK N/O & 1/2 BLK E/O 29 PALMS HWY & ADOBE RD. | 29 PALMS | CA | 92256 | 34.1378 | -116.0539 | SOUTHEAST |  | NO | YES | NO
TWO HARBORS | 491 | 5274 |  |  | 12 | 12 | 3002 | CATALINA | 9 | LIGHTHIPE | 5073 | LIGHTHIPE | I | 1967-06-01 |  | D | 1 | 61 | 1 | 50 | LOS ANGELES | 5923 |  | EMPIRE LANDING RD. | SANTA CATALINA ISLAND | CA | 90704 | 33.4372 | -118.4918 | NORTHWEST |  | NO | YES | NO
TYBURN P.T. | 1301 | 7824 |  |  | 16 | 4 | 5021 | LA FRESA | 8 | EL NIDO | 5023 | EL NIDO | I | 1961-08-01 |  | A | 5 | 44 | 1 | 50 | LOS ANGELES COUNTY |  |  |  |  | CA | 90275 |  |  |  |  | NO | YES | NO
U.S. GYPSUM | 1004 | 6216 |  |  | 16 | 2.4 | 5074 | LAGUNA BELL | 9 | LIGHTHIPE | 5073 | LIGHTHIPE | I | 1950-01-01 |  | B | 1 | 32 | 2 | 50 | LOS ANGELES COUNTY |  |  | 4500 ADRINE ST. | SOUTHGATE | CA | 90280 |  |  |  |  | NO | YES | NO
U.S. RUBBER | 369 | 5147 |  |  | 66 | 2.4 | 5074 | LAGUNA BELL | 9 | LIGHTHIPE | 5012 | MESA | O | 1950-01-01 | 1980-09-01 | C | 1 | 22 | 2 | 1 | [5 empty] | CA | [5 empty] | NO | YES | NO
U.S.BORAX | 933 | 6122 |  |  | 33 | 2.4 | 8016 | KRAMER | 15 | LUGO | 5061 | LUGO | I | 1971-03-01 |  | B | 3 | 86 | 4 | 24 | SAN BERNARDINO COUNTY |  |  |  |  | CA | [5 empty] | NO | YES | NO
U.S.GYPSUM | 948 | 6139 |  |  | 33 | 2.4 | 4025 | BLYTHE (WALC) | 6 | DEVERS | 5067 | DEVERS | O | 1950-01-01 | 1980-01-01 | B | 3 | 87 | 4 | 40 | [11 empty] | NO | YES | NO
ULTRAGEN | 37 | 1038 | Cochran, Mike |  | 66 | 12 | 5035 | VESTAL | 17 | SAN JOAQUIN | 5033 | RECTOR | I | 1989-04-01 |  | X | 5 | 51 | 4 | 33 | CENTRAL VALLEY CITIES | 18 | C-0 | E/S OF HWY 65, 1.3 MI S/O HWY 155, GARCES HWY | DELANO | CA |  | 35.743 | -119.0526 | NORTHWEST |  | NO | YES | NO
UNIMED | 1035 | 6269 | Martinez, Jimi |  | 66 | 12 | 1990 | SAN BERNARDINO | 5 | VISTA | 5064 | VISTA | I | 1986-12-01 |  | X | 3 | 31 | 4 | 17 | SAN BERNARDINO COUNTY | 28 | B-3 | _____ PROSPECT AVE., 1 BLK E/O ANDERSON ST. | LOMA LINDA | CA | 92354 | 34.0516 | -117.2635 | SOUTHEAST |  | NO | YES | NO
UNIOIL | 1028 | 6260 | Carbone, Jim |  | 66 | 16 | 5053 | SANTA CLARA | 12 | SANTA CLARA | 5056 | MOORPARK | I | 1981-10-01 |  | C | 5 | 39 | 1 | 64 | VENTURA COUNTY | 68 | D-2 | _____ N. HARBOR BLVD. | OXNARD | CA |  | 34.2025 | -119.2497 | NORTHWEST |  | NO | YES | NO
UNION OIL RESEARCH | 993 | 6201 |  |  | 12 | 2.4 | 5087 | OLINDA | 1 | VILLA PARK | 5082 | VILLA PARK | I | 1950-01-01 |  | B | 1 | 48 | 2 | 80 | [5 empty] | CA | [5 empty] | NO | YES | NO
UNIPAC | 938 | 6129 | Murray, Kevin |  | 66 | 4 | 5071 | HINSON | 9 | LIGHTHIPE | 5073 | LIGHTHIPE | O | 1968-10-01 | 2001-02-06 | C | 1 | 46 | 1 | 51 | LOS ANGELES | 74 | F-6 | 2665 W. SEASIDE BLVD., W/O LONG BEACH STEAM GENERATING STATION | LONG BEACH | CA | [5 empty] | NO | YES | NO
UNITED ARTISTS | 1012 | 6227 |  |  | 16 | 4 | 5011 | EAGLE ROCK | 3 | MESA/WALNUT | 5023 | EL NIDO | I | 1950-01-01 |  | B | 5 | 42 | 1 | 60 | LOS ANGLES COUNTY |  |  |  |  | CA | [5 empty] | NO | YES | NO
UNIVERSAL | 630 | 5584 | Upgrade |  | 66 | 12 | 5011 | EAGLE ROCK | 3 | MESA/WALNUT | 5012 | MESA | I | 1964-07-01 |  | C | 1 | 59 | 3 | 62 | LOS ANGELES COUNTY - 1993 | 563 | B-6 | 100 UNIVERSAL CITY PLAZA | UNIVERSAL CITY | CA | 91608 | 34.1422 | -118.3598 | SOUTHEAST |  | NO | YES | NO
UNIVERSITY | 1663 | 6300 | Pepper, Steve | 52125 | 66 | 12 | 5088 | SANTIAGO | 2 | ELLIS | 5086 | ELLIS | I | 1992-07-06 |  | C | 1 | 43 | 2 | 46 | ORANGE COUNTY - 1993 | 889 | H-3 | _____ BETWEEN BISON AND CALIFORNIA | IRVINE | CA |  | 33.6404 | -117.85 | SOUTHEAST |  | NO | YES | NO
UNOCAL | 1853 | 6320 | Orduno, Marlo |  | 66 | 12 | 5087 | OLINDA | 1 | VILLA PARK | 5073 | LIGHTHIPE | O | 1993-12-29 | 2000-05-24 | C | 1 | 48 | 2 | 43 | ORANGE COUNTY - 1993 | 709 | E-6 | N/S LAMBERT RD. AND KRAMER BLVD. | BREA | CA | 92621 |  |  | SOUTHEAST |  | NO | YES | NO
UPLAND | 675 | 5635 | Olson, Marty | 17345 | 66 | 4 | 5045 | PADUA | 4 | MIRA LOMA/WALNUT | 5069 | MIRA LOMA | I | 1950-01-01 |  | S | 3 | 34 | 3 | 15 | SAN BERNARDINO COUNTY | 11 | B-4 | 86 STOWELL ST. | UPLAND | CA | 91786 | 34.0936 | -117.6501 | SOUTHEAST |  | NO | YES | NO
UPLAND | 676 | 5635 | Olson, Marty | 17345 | 66 | 12 | 5045 | PADUA | 4 | MIRA LOMA/WALNUT | 5069 | MIRA LOMA | I | 1950-01-01 |  | S | 3 | 34 | 3 | 15 | SAN BERNARDINO COUNTY | 11 | B-4 | 86 STOWELL ST. | UPLAND | CA | 91786 | 34.0936 | -117.6501 | SOUTHEAST |  | NO | YES | YES
URBANA | 1359 | 8116 |  |  | 12 | 4 | 1310 | ETIWANDA | 4 | MIRA LOMA/WALNUT | 5069 | MIRA LOMA | I | 1967-07-01 |  | B | 3 | 30 | 3 | 10 | SAN BERNARDINO COUNTY |  |  |  |  | CA |  | 34.0064 | -118.1275 | NORTHWEST |  | NO | YES | NO
VAIL | 391 | 5175 | Fish, Terry | 45345 | 66 | 16 | 5074 | LAGUNA BELL | 9 | LIGHTHIPE | 5073 | LIGHTHIPE | I | 1957-06-01 |  | S | 1 | 32 | 2 | 2 | LOS ANGELES COUNTY - 1993 | 676 | B-3 | 6701 E. FLOTILLA ST., C/O YATES AVE. | COMMERCE | CA | 90640 | 34.148 | -118.6301 | NORTHWEST |  | YES | NO | NO
VALDEZ | 450 | 5236 | Manzano, John | 76969 | 66 | 16 | 5056 | MOORPARK | 11 | MOORPARK | 5056 | MOORPARK | I | 1968-02-01 |  | S | 5 | 35 | 3 | 61 | LOS ANGELES COUNTY | 100 | F-3 | _____ PARK ORA., W/O VAL MAR RD. | CALABASAS | CA | 91302 | 34.1647 | -117.2865 | SOUTHEAST |  | NO | YES | YES
VALENCIA | 689 | 5647 | Martinez, Jimi |  | 12 | 4 | 1990 | SAN BERNARDINO | 5 | VISTA | 5064 | VISTA | I | 1950-01-01 |  | D | 3 | 31 | 4 | 11 | SAN BERNARDINO COUNTY | 7 | E-2 | 40TH ST. & GENEVIEVE ST. | SAN BERNARDINO | CA | 92405 |  |  |  |  | NO | YES | NO
VALENTINE P.T. | 1306 | 7880 |  |  | 12 | 2.4 | 8015 | INYO SCE | 15 | LUGO | 2556 | CONTROL | I | 1968-12-01 |  | A | 3 | 85 | 2 | 40 | CALIFORNIA ROAD ATLAS |  |  |  |  | CA | 93546 |  |  |  |  | NO | YES | NO
VALLEY | 311 | 5070 | Caldera, Art | 18901 / 17501 | 115 | 12 | 5070 | VALLEY | 7 | VALLEY | 5070 | VALLEY | I | 1991-01-30 |  | S | 3 | 77 | 3 | 16 | RIVERSIDE | 53 | E-5 | HWY 74 NEAR INTERSECTION OF MENIFEE. | ROMOLAND | CA | 92380 | 33.7419 | -117.1566 | SOUTHEAST |  | NO | YES | NO
VALLEY | 312 | 5070 | Caldera, Art | 18901 / 17501 | 33 | 12 | 5070 | VALLEY | 7 | VALLEY | 5070 | VALLEY | O | 1950-01-01 | 1991-06-10 | D | 3 | 77 | 3 | 16 | RIVERSIDE | 53 | E-5 | HWY 74 NEAR INTERSECTION OF MENIFEE. | ROMOLAND | CA | 92380 | 33.7419 | -117.1566 | SOUTHEAST |  | NO | YES | NO
VALLEY | 313 | 5070 | Caldera, Art | 18901 / 17501 | 500 | 115 | 5000 | SCE SYSTEM | 7 | VALLEY | 5070 | VALLEY | I | 1986-04-01 |  | T | 3 | 77 | 3 | 16 | RIVERSIDE | 53 | E-5 | HWY 74 NEAR INTERSECTION OF MENIFEE. | ROMOLAND | CA | 92380 | 33.7419 | -117.1566 | SOUTHEAST |  | NO | YES | NO
VALLEY | 1840 | 5070 | Caldera, Art | 18901 / 17501 | 115 | 33 | 5070 | VALLEY | 7 | VALLEY | 5070 | VALLEY | O | 1950-01-01 | 1991-06-07 | S | 3 | 77 | 3 | 16 | RIVERSIDE | 53 | E-5 | HWY 74 NEAR INTERSECTION OF MENIFEE. | ROMOLAND | CA | 92380 | 33.7419 | -117.1566 | SOUTHEAST |  | NO | YES | YES
VALLEY ELECT. ASSOC. | 217 | 4051 |  |  | 25 | 25 | 4020 | NEVADA POWER | 16 | ELDORADO | 5090 | ELDORADO | I | 1950-01-01 |  | F | 3 | 86 |  | 0 | [11 empty] | NO | YES | NO
VALLEY ELECT. ASSOC. | 218 | 4051 |  |  | 25 | 33 | 4020 | NEVADA POWER | 16 | ELDORADO | 5090 | ELDORADO | I | 1950-01-01 |  | F | 3 | 86 |  | 0 | [11 empty] | NO | YES | NO
VALLEY OF THE MOON P.T. | 1307 | 7882 |  |  | 12 | 2.4 | 5064 | VISTA | 5 | VISTA | 5064 | VISTA | I | 1950-01-01 |  | A | 3 | 40 | 2 | 40 | SAN BERNARDINO COUNTY |  |  |  |  | CA | 92325 |  |  |  |  | NO | YES | NO
VALLEY STEAM | 234 | 4094 |  |  | 220 | 138 | 4090 | LDWP SYSTEM | 15 | LUGO | 4000 | FOREIGN UTILITY | I | 1950-01-01 |  | F | 9 | 99 | [13 empty] | NO | YES | NO
VALYERMO | 1716 | 5406 |  |  | 66 | 12 | 5052 | ANTELOPE | 14 | VINCENT | 5054 | VINCENT | F | 2005-01-01 |  | P | 5 | 36 | 3 | 30 | [5 empty] | CA | [5 empty] | NO | YES | NO
VANDERLIP P.T. | 1309 | 7887 |  |  | 16 | 2.4 | 5021 | LA FRESA | 8 | EL NIDO | 5023 | EL NIDO | I | 1968-08-01 |  | A | 5 | 44 | 1 | 50 | LOS ANGELES COUNTY | 823 | B-4 | SWEETBAY RD S/S 400' E/O CINNAMON LN | RANCHO PALOS VERDES | CA | 90275 |  |  |  |  | NO | YES | NO
VAPOR | 1917 | 6355 |  |  | 66 | 2.4 | 5021 | LA FRESA | 8 | EL NIDO | 5023 | EL NIDO | I | 1995-12-19 |  | C | 5 | 44 |  | 56 | LOS ANGELES COUNTY - 1994 | 763 | F-4 | 2535 DEL AMO BLVD. | TORRANCE | CA |  | 33.8483 | -118.3298 | NORTHWEST |  | NO | YES | NO
VARWIND | 1717 | 1154 | Brown, Ken A. | 49969 | 66 | 12 | 5052 | ANTELOPE | 14 | VINCENT | 5054 | VINCENT | I | 1993-04-21 |  | C | 5 | 52 | 4 | 22 | CENTRAL VALLEY CITIES | 23 | E-4 | 2 MI. N/O OAK CREEK RD., 8 MI. W/O TOWN | MOJAVE | CA | 93561 | 35.0781 | -118.3123 | NORTHWEST |  | NO | YES | NO
VEGAS | 621 | 5570 | Carbone, Jim | 75322 | 66 | 16 | 5055 | GOLETA | 10 | GOLETA | 5056 | MOORPARK | I | 1960-10-01 |  | S | 5 | 49 | 1 | 63 | SANTA BARBARA COUNTY | 28 | A-5 | 5510 CAMINO CONTIGO. | GOLETA | CA | 91311 | 34.4483 | -119.817 | NORTHWEST |  | YES | NO | NO
VELASCO | 232 | 4092 |  |  | 220 | 220 | 4090 | LDWP SYSTEM | 15 | LUGO | 4000 | FOREIGN UTILITY | I | 1950-01-01 |  | F | 9 | 99 |  | 0 | [5 empty] | CA | [5 empty] | NO | YES | NO
Venice (MWD) | [27 empty] | 34.0116 | -118.4173 | NORTHWEST |  | NO | YES | NO
VENICE HILL | 528 | 5329 | Clark, Gerald | 72264 | 66 | 12 | 5033 | RECTOR | 17 | SAN JOAQUIN | 5033 | RECTOR | I | 1912-01-01 |  | S | 5 | 51 | 3 | 32 | CENTRAL VALLEY CITIES | 12 | A-7 | C/O AVENUE 344 AND ROAD 172. | IVANHOE | CA | 93235 | 36.4144 | -119.1891 | NORTHWEST |  | NO | YES | YES
VENIDA | 529 | 5330 | Clark, Gerald | 49902 | 66 | 12 | 5033 | RECTOR | 17 | SAN JOAQUIN | 5033 | RECTOR | I | 1923-03-01 |  | S | 5 | 51 | 3 | 32 | CENTRAL VALLEY CITIES | 12 | B-9 | C/O HWY 65 AND 198. | EXETER | CA | 93221 | 36.3255 | -119.132 | NORTHWEST |  | YES | NO | NO
VENT | 1380 | 8141 |  |  | 33 | 4 | 5069 | MIRA LOMA | 4 | MIRA LOMA/WALNUT | 5069 | MIRA LOMA | O | 1966-08-01 | 2000-07-26 | D | 3 | 34 | 3 | 12 | RIVERSIDE COUNTY | 26 | W-1 | _____ BEVERLY DR., S/O RIMPAU AVE. | CORONA | CA | 91720 |  |  |  |  | NO | YES | NO
VENTURA | 591 | 5538 | Carbone, Jim | 70278 / 76713 | 16 | 4 | 5053 | SANTA CLARA | 12 | SANTA CLARA | 5056 | MOORPARK | I | 1926-04-01 |  | D | 5 | 39 | 1 | 64 | VENTURA | 47 | F-5 | 99 S. VENTURA AVE. | VENTURA | CA | 93001 | 34.2798 | -119.3009 | NORTHWEST |  | YES | NO | YES
VENWIND | 80 | 1090 | Brehaut, Paul |  | 115 | 12 | 5067 | DEVERS | 6 | DEVERS | 5067 | DEVERS | I | 1985-08-01 |  | X | 3 | 79 | 4 | 13 | RIVERSIDE | 157 | A-6 | N/O I-10 FWY, W/O HWY 62, 2 MILES W/O DEVERS SUB | PALM SPRINGS | CA |  | 33.9374 | -116.6158 | SOUTHEAST |  | NO | YES | NO
VERA | 801 | 5801 | Rolf, Dave |  | 66 | 12 | 5086 | ELLIS | 2 | ELLIS | 5086 | ELLIS | I | 1963-09-01 |  | S | 1 | 29 | 2 | 41 | ORANGE COUNTY - 1993 | 828 | H-1 | 13622 NEWHOPE ST. | GARDEN GROVE | CA | 92643 | 33.7653 | -117.9283 | SOUTHEAST |  | YES | NO | NO
VERDANT | 1478 | 8259 | Brady, Neil (WF) |  | 33 | 12 | 4025 | BLYTHE (WALC) | 6 | DEVERS | 5067 | DEVERS | I | 1950-01-01 |  | D | 3 | 87 | 4 | 13 | CALIFORNIA ROAD ATLAS | 110 | C-1 | _____ 40TH AVE., 1/2 MI EAST & 1 MI S/O PALO VERDE | BLYTHE | CA | 92266 | 33.4188 | -114.7243 | SOUTHEAST |  | NO | YES | NO
VERNON CITY | 908 | 5971 |  |  | 66 | 7 | 5074 | LAGUNA BELL | 9 | LIGHTHIPE | 4000 | FOREIGN UTILITY | O | 1950-01-01 | 1989-07-01 | F | 9 | 60 | 2 | 2 | LOS ANGLES COUNTY |  |  | 2715 E. 50TH ST. | VERNON | CA | 90058 | 33.9997 | -118.2207 | Frgn Util |  | NO | YES | NO
VERNON CITY SYS. | 259 | 4235 |  |  | 66 | 66 | 4000 | FOREIGN UTILITY | 9 | LIGHTHIPE | 4000 | FOREIGN UTILITY | I | 1989-07-01 |  | F | 9 | 99 | 2 | 0 | LOS ANGELES COUNTY |  |  | 2715 E. 50 TH ST. | VERNON | CA | [5 empty] | NO | YES | NO
VERNON DIESEL | 196 | 3071 |  | 37461 | 2.4 | 7 | 5074 | LAGUNA BELL | 9 | LIGHTHIPE | 4000 | FOREIGN UTILITY | O | 1933-01-01 | 1989-07-01 | F | 9 | 60 | 2 | 0 | LOS ANGELES COUNTY |  |  | 2715 E. 57TH ST. | VERNON | CA | 90058 |  |  |  |  | NO | YES | NO
VESTAL | 282 | 5035 | Cochran, Mike | 74421 | 66 | 12 | 5035 | VESTAL | 17 | SAN JOAQUIN | 5033 | RECTOR | I | 1920-01-01 |  | S | 5 | 51 | 3 | 33 | CENTRAL VALLEY CITIES | 15 | B-9 | FAMOSA-PORTERVILLE HWY, 3.5 MI.N/O TOWN | RICHGROVE | CA | 93218 | 35.8408 | -119.0862 | NORTHWEST |  | NO | YES | NO
VESTAL | 283 | 5035 | Cochran, Mike | 74421 | 220 | 66 | 5000 | SCE SYSTEM | 17 | SAN JOAQUIN | 5033 | RECTOR | I | 1920-01-01 |  | T | 5 | 51 | 3 | 33 | CENTRAL VALLEY CITIES | 15 | B-9 | FAMOSA-PORTERVILLE HWY, 3.5 MI.N/O TOWN | RICHGROVE | CA | 93218 | 35.8408 | -119.0862 | NORTHWEST |  | NO | YES | YES
VIA HUERTO P.T. | 1310 | 7888 |  |  | 16 | 4 | 5055 | GOLETA | 10 | GOLETA | 5056 | MOORPARK | I | 1968-12-01 |  | A | 5 | 49 | 1 | 60 | SANTA BARBARA COUNTY |  |  |  |  | CA | 93110 |  |  |  |  | NO | YES | NO
VICTOR | 1336 | 8027 | Manzer, Jim | 13348 | 115 | 12 | 8027 | VICTOR | 15 | LUGO | 5061 | LUGO | I | 1950-01-01 |  | D | 3 | 73 | 3 | 24 | SAN BERNARDINO COUNTY | 330 | D-3 | 13449 PALMDALE RD., .5 MI. E/O HWY. 395 | VICTORVILLE | CA | 92392 | 34.5059 | -117.3877 | NORTHWEST |  | NO | YES | NO
VICTOR | 1337 | 8027 | Manzer, Jim | 13348 | 115 | 33 | 8027 | VICTOR | 15 | LUGO | 5061 | LUGO | I | 1950-01-01 |  | S | 3 | 73 | 3 | 24 | SAN BERNARDINO COUNTY | 330 | D-3 | 13449 PALMDALE RD., .5 MI. E/O HWY. 395 | VICTORVILLE | CA | 92392 | 34.5059 | -117.3877 | NORTHWEST |  | NO | YES | NO
VICTOR | 1339 | 8027 | Manzer, Jim | 13348 | 220 | 115 | 8027 | VICTOR | 15 | LUGO | 5061 | LUGO | I | 1950-01-01 |  | T | 3 | 73 | 3 | 24 | SAN BERNARDINO COUNTY | 330 | D-3 | 13449 PALMDALE RD., .5 MI. E/O HWY. 395 | VICTORVILLE | CA | 92392 | 34.5059 | -117.3877 | NORTHWEST |  | YES | NO | YES
VICTOR VALLEY COLLEG | 935 | 6124 |  |  | 33 | 4 | 8027 | VICTOR | 15 | LUGO | 5061 | LUGO | I | 1965-09-01 |  | B | 3 | 73 | 4 | 30 | SAN BERNARDINO COUNTY | 347 | A-1 | 18422 BEAR VALLEY RD. | VICTORVILLE | CA | 92392 |  |  |  |  | NO | YES | NO
VICTORIA | 445 | 5232 |  | 37735 | 66 | 16 | 5021 | LA FRESA | 8 | EL NIDO | 5023 | EL NIDO | I | 1950-01-01 |  | S | 5 | 44 | 1 | 53 | LOS ANGELES | 67 | E-1 | 512 BLOSSOM LANE | REDONDO BEACH | CA | 90278 | 33.8586 | -118.3744 | NORTHWEST |  | YES | NO | YES
VICTORVILLE | 1479 | 8260 | Manzer, Jim |  | 33 | 4 | 8027 | VICTOR | 15 | LUGO | 5061 | LUGO | I | 1950-01-01 |  | D | 3 | 73 | 4 | 23 | SAN BERNARDINO COUNTY | 316 | D-5 | N/E C/O SIXTH ST. & 'B' ST. | VICTORVILLE | CA | 92392 | 34.5353 | -117.2947 | NORTHWEST |  | NO | YES | NO
VICTORVILLE | 1480 | 8260 | Manzer, Jim |  | 33 | 12 | 8027 | VICTOR | 15 | LUGO | 5061 | LUGO | I | 1950-01-01 |  | D | 3 | 73 | 4 | 23 | SAN BERNARDINO COUNTY | 316 | D-5 | N/E C/O SIXTH ST. & 'B' ST. | VICTORVILLE | CA | 92392 | 34.5353 | -117.2947 | NORTHWEST |  | NO | YES | NO
VICTORVILLE | 1481 | 8260 | Manzer, Jim |  | 33 | 33 | 8027 | VICTOR | 15 | LUGO | 5061 | LUGO | I | 1950-01-01 |  | D | 3 | 73 | 4 | 23 | SAN BERNARDINO COUNTY | 316 | D-5 | N/E C/O SIXTH ST. & 'B' ST. | VICTORVILLE | CA | 92392 | 34.5353 | -117.2947 | NORTHWEST |  | YES | NO | NO
VICTORVILLE (LDWP) | 1648 | 4095 |  |  | 500 | 220 | 4090 | LDWP SYSTEM | 15 | LUGO | 4000 | FOREIGN UTILITY | I | 1973-10-01 |  | F | 9 | 99 |  | 0 | [11 empty] | NO | YES | NO
VIDAL | 1551 | 8361 |  |  | 33 | 4 | 4028 | BLACK PEAK | 6 | DEVERS | 5067 | DEVERS | O | 1984-08-01 | 1992-02-05 | B | 3 | 87 | 4 | 40 | [11 empty] | NO | YES | NO
VIDEO | 1634 | 6297 | Murray, Kevin |  | 66 | 12 | 5071 | HINSON | 9 | LIGHTHIPE | 5073 | LIGHTHIPE | I | 1991-12-20 |  | C | 1 | 46 | 2 | 51 | LOS ANGELES | 69 | C-6 | 1041 E. 230TH ST. | CARSON | CA | 90745 | 33.8178 | -118.2565 | NORTHWEST |  | NO | YES | NO
VIEJO | 1805 | 5902 |  |  | 66 | 12 | 5088 | SANTIAGO | 2 | ELLIS | 5086 | ELLIS | F | 2005-01-01 |  | P | 1 | 43 | 2 | 80 | ORANGE COUNTY - 1993 | 892 | A-3 | W/S EL TORO RD., 3.5 MI. N/O TRABUCO RD. | EL TORO | CA |  | 33.6673 | -117.6427 | SOUTHEAST |  | NO | YES | NO
VILLA PARK | 322 | 5082 | Orduno, Marlo | 55701 / 52170 | 66 | 12 | 5082 | VILLA PARK | 1 | VILLA PARK | 5082 | VILLA PARK | I | 1950-01-01 |  | S | 1 | 29 | 2 | 45 | ORANGE COUNTY - 1993 | 769 | J-7 | 1900 E. TAFT AVE. | ORANGE | CA | 92665 | 33.814 | -117.8345 | SOUTHEAST |  | NO | YES | NO
VILLA PARK | 323 | 5082 | Orduno, Marlo | 55701 / 52170 | 220 | 66 | 5000 | SCE SYSTEM | 1 | VILLA PARK | 5082 | VILLA PARK | I | 1963-07-01 |  | T | 1 | 29 | 2 | 45 | ORANGE COUNTY - 1993 | 769 | J-7 | 1900 E. TAFT AVE. | ORANGE | CA | 92665 | 33.814 | -117.8345 | SOUTHEAST |  | NO | YES | NO
VILO P.T. | 1308 | 7885 |  |  | 12 | 2.4 | 5082 | VILLA PARK | 1 | VILLA PARK | 5082 | VILLA PARK | O | 1950-01-01 | 1985-01-01 | A | 1 | 29 | 2 | 80 | ORANGE COUNTY |  |  |  |  | CA | [5 empty] | NO | YES | NO
VINA VISTA | 1742 | 5678 |  |  | 66 | 12 | 1310 | ETIWANDA | 4 | MIRA LOMA/WALNUT | 5069 | MIRA LOMA | F | 2005-01-01 |  | P | 3 | 30 | 3 | 10 | SAN BERNARDINO COUNTY |  |  |  |  | CA | [5 empty] | NO | YES | NO
VINCENT | 294 | 5054 | Brown, Ken A. | 17213 | 500 | 220 | 5000 | SCE SYSTEM | 14 | VINCENT | 5054 | VINCENT | I | 1967-10-01 |  | T | 5 | 36 | 3 | 25 | LOS ANGELES | 190 | C-1 | 33301 ANGELES FOREST HWY. | PALMDALE | CA | 93550 | 34.4863 | -118.1181 | NORTHWEST |  | NO | YES | NO
VISALIA | 530 | 5331 | Clark, Gerald | 72354 / 49920 | 66 | 4 | 5033 | RECTOR | 17 | SAN JOAQUIN | 5033 | RECTOR | I | 1922-09-01 |  | S | 5 | 51 | 3 | 32 | CENTRAL VALLEY CITIES | 172 | B-5 | S/W C/O E. MAIN ST. & BEN MADDOX WAY | VISALIA | CA | 93292 | 36.3301 | -119.2788 | NORTHWEST |  | NO | YES | NO
VISALIA | 531 | 5331 | Clark, Gerald | 72354 / 49920 | 66 | 12 | 5033 | RECTOR | 17 | SAN JOAQUIN | 5033 | RECTOR | I | 1922-09-01 |  | S | 5 | 51 | 3 | 32 | CENTRAL VALLEY CITIES | 172 | B-5 | S/W C/O E. MAIN ST. & BEN MADDOX WAY | VISALIA | CA | 93292 | 36.3301 | -119.2788 | NORTHWEST |  | NO | YES | NO
VISTA | 304 | 5064 | Martinez, Jimi | 17213 | 220 | 66 | 5000 | SCE SYSTEM | 5 | VISTA | 5064 | VISTA | I | 1950-01-01 |  | T | 3 | 31 | 4 | 17 | SAN BERNARDINO COUNTY | 27 | B-5 | 22200 NEWPORT AVE. | GRAND TERRACE | CA | 92324 | 34.0413 | -117.319 | SOUTHEAST |  | NO | YES | NO
VISTA | 305 | 5064 | Martinez, Jimi | 17213 | 220 | 115 | 5000 | SCE SYSTEM | 5 | VISTA | 5064 | VISTA | I | 1950-01-01 |  | T | 3 | 31 | 4 | 17 | SAN BERNARDINO COUNTY | 27 | B-5 | 22200 NEWPORT AVE. | GRAND TERRACE | CA | 92324 | 34.0413 | -117.319 | SOUTHEAST |  | NO | YES | NO
VOICE OF AMERICA | 1027 | 6259 |  |  | 12 | 2.4 | 5035 | VESTAL | 17 | SAN JOAQUIN | 5033 | RECTOR | I | 1950-01-01 |  | B | 5 | 51 | 3 | 70 | CENTRAL VALLEY CITIES |  |  |  |  | CA |  | 35.8067 | -119.2785 | NORTHWEST |  | NO | YES | NO
VONI P.T. | 1311 | 7890 |  |  | 12 | 4 | 5081 | BARRE | 1 | VILLA PARK | 5082 | VILLA PARK | I | 1970-11-01 |  | A | 1 | 48 | 2 | 80 | ORANGE COUNTY |  |  | 1111 LA CRESTA PLACE | FULLERTON | CA | 92835 |  |  |  |  | NO | YES | NO
VORTAC | 1552 | 8362 |  |  | 33 | 2.4 | 4028 | BLACK PEAK | 6 | DEVERS | 5067 | DEVERS | O | 1984-08-01 | 1992-02-02 | B | 3 | 87 | 4 | 40 | [11 empty] | NO | YES | NO
VULCAGEN | 1566 | 1096 |  |  | 33 | 4 | 8015 | INYO SCE | 15 | LUGO | 2556 | CONTROL | I | 1990-11-15 |  | X | 3 | 85 | 2 | 92 | CALIFORNIA ROAD ATLAS |  |  |  |  | CA | [5 empty] | NO | YES | NO
VULCAGEN | 1627 | 1096 |  |  | 33 | 12 | 8015 | INYO SCE | 15 | LUGO | 2556 | CONTROL | I | 1990-10-01 |  | X | 3 | 85 | 2 | 92 | CALIFORNIA ROAD ATLAS |  |  |  |  | CA | [5 empty] | NO | YES | NO
WABASH | 370 | 5148 | Fish, Terry | 45785 | 66 | 16 | 5012 | MESA | 3 | MESA/WALNUT | 5012 | MESA | I | 1950-01-01 |  | S | 1 | 22 | 2 | 2 | LOS ANGELES COUNTY - 1993 | 635 | E-4 | 3671 E. FOLSOM ST. | EAST LOS ANGELES | CA | 90063 | 34.0448 | -118.1865 | SOUTHEAST |  | YES | NO | NO
WAKEFIELD | 628 | 5579 | Carbone, Jim |  | 66 | 16 | 5053 | SANTA CLARA | 12 | SANTA CLARA | 5056 | MOORPARK | I | 1948-11-01 |  | S | 5 | 39 | 3 | 64 | VENTURA COUNTY | 40 | D-2 | 137 N. 12TH ST. | SANTA PAULA | CA | 93060 | 34.3565 | -119.0559 | NORTHWEST |  | YES | NO | YES
WALC SYSTEM | 209 | 4024 |  |  | 220 | 161 | 4024 | WALC SYSTEM | 6 | DEVERS | 4000 | FOREIGN UTILITY | I | 1950-01-01 |  | F | 9 | 99 |  | 0 | [11 empty] | NO | YES | NO
WALKER BASIN | 532 | 5332 | Cochran, Mike |  | 66 | 12 | 5052 | ANTELOPE | 14 | VINCENT | 5033 | RECTOR | I | 1950-01-01 |  | S | 5 | 53 | 3 | 31 | CENTRAL VALLEY CITIES | 19 | A-7 | _____ WALKER BASIN RD., 2 MI. E/O WALKER BASIN FIRE STATION | HAVILAH | CA | 93518 | 35.4121 | -118.4915 | NORTHWEST |  | NO | YES | NO
WALNUT | 266 | 5014 | Reid, Jim | 40901 | 66 | 12 | 5014 | WALNUT | 4 | MIRA LOMA/WALNUT | 5014 | MIRA LOMA | I | 1966-08-01 |  | S | 1 | 26 | 2 | 6 | LOS ANGELES COUNTY - 1993 | 678 | D-2 | 16333 GALE AVE. E/O STIMSON AVE. | INDUSTRY | CA | 91745 | 34.0082 | -117.9498 | SOUTHEAST |  | NO | YES | NO
WALNUT | 267 | 5014 | Reid, Jim | 40901 | 220 | 66 | 5000 | SCE SYSTEM | 4 | MIRA LOMA/WALNUT | 5014 | MIRA LOMA | I | 1957-07-01 |  | T | 1 | 26 | 2 | 6 | LOS ANGELES COUNTY - 1993 | 678 | D-2 | 16333 GALE AVE. E/O STIMSON AVE. | INDUSTRY | CA | 91745 | 34.0082 | -117.9498 | SOUTHEAST |  | NO | YES | NO
WALTERIA | 447 | 5233 |  |  | 66 | 16 | 5021 | LA FRESA | 8 | EL NIDO | 5023 | EL NIDO | I | 1965-09-01 |  | S | 5 | 44 | 1 | 56 | LOS ANGELES | 73 | C-3 | 2318 W. 255TH ST. | LOMITA | CA | 90717 | 33.7919 | -118.324 | NORTHWEST |  | NO | YES | NO
WALTERIA | 446 | 5233 |  |  | 66 | 4 | 5021 | LA FRESA | 8 | EL NIDO | 5023 | EL NIDO | I | 1950-01-01 |  | S | 5 | 44 | 1 | 56 | LOS ANGELES | 73 | C-3 | 2318 W. 255TH ST. | LOMITA | CA | 90717 | 33.7919 | -118.324 | NORTHWEST |  | YES | NO | YES
WARNE | 285 | 5038 |  |  | 220 | 7 | 5000 | SCE SYSTEM | 14 | VINCENT | 5054 | VINCENT | I | 1982-08-01 |  | F | 5 | 99 | 3 | 0 | LOS ANGLES COUNTY |  |  |  |  | CA |  | 34.6845 | -118.7872 | NORTHWEST |  | NO | YES | NO
WARREN P.T. | 1319 | 7918 |  |  | 33 | 12 | 5070 | VALLEY | 7 | VALLEY | 5070 | VALLEY | O | 1988-06-01 | 1989-07-01 | A | 3 | 77 | 4 | 20 | [5 empty] | CA | [5 empty] | NO | YES | NO
WASHINGTON | 852 | 5856 | Johnson, Bill |  | 12 | 4 | 5082 | VILLA PARK | 1 | VILLA PARK | 5082 | VILLA PARK | O | 1950-01-01 | 1995-03-07 | S | 1 | 29 | 2 | 45 | ORANGE COUNTY - 1993 | 829 | G-2 | 800 E. WASHINGTON ST. | SANTA ANA | CA | 92701 | 33.7568 | -117.8592 | SOUTHEAST |  | NO | YES | NO
WASHINGTON | 853 | 5856 | Johnson, Bill |  | 66 | 12 | 5082 | VILLA PARK | 1 | VILLA PARK | 5082 | VILLA PARK | I | 1969-10-01 |  | S | 1 | 29 | 2 | 45 | ORANGE COUNTY - 1993 | 829 | G-2 | 800 E. WASHINGTON ST. | SANTA ANA | CA | 92701 | 33.7568 | -117.8592 | SOUTHEAST |  | YES | NO | NO
WASTEWATER | 1957 | 6351 |  |  | 66 | 16 | 5053 | SANTA CLARA | 12 | SANTA CLARA | 5056 | MOORPARK | I | 1999-04-01 |  | C | 5 | 39 |  | 0 |  |  |  | 6001 S. PERKINS ROAD | OXNARD | CA |  | 34.1439 | -119.1852 | NORTHWEST |  | NO | YES | NO
WATER WELL P.T. | 1320 | 7919 |  |  | 33 | 4 | 8016 | KRAMER | 15 | LUGO | 5090 | ELDORADO | O | 1979-01-01 | 1997-12-31 | A | 3 | 72 | 4 | 30 | SAN BERNARDINO COUNTY |  |  |  |  | CA | [5 empty] | NO | YES | NO
WATSON | 770 | 5758 | Murray, Kevin | 37455 | 66 | 12 | 5071 | HINSON | 9 | LIGHTHIPE | 5073 | LIGHTHIPE | I | 1923-08-01 |  | S | 1 | 32 | 1 | 56 | LOS ANGELES COUNTY | 74 | C-1 | _____ SEPULVEDA BLVD. @ BROAD ST. | CARSON | CA | 90745 | 33.8079 | -118.2611 | NORTHWEST |  | YES | NO | YES
WAVE | 826 | 5828 | Rolf, Dave | 37790 | 12 | 4 | 5086 | ELLIS | 2 | ELLIS | 5086 | ELLIS | I | 1950-01-01 |  | D | 1 | 33 | 1 | 42 | ORANGE COUNTY - 1993 | 587 | J-7 | 730 LAKE ST. | HUNTINGTON BEACH | CA | 92648 | 33.6651 | -117.9972 | SOUTHEAST |  | NO | YES | NO
WAVE | 827 | 5828 | Rolf, Dave | 37790 | 66 | 12 | 5086 | ELLIS | 2 | ELLIS | 5086 | ELLIS | I | 1964-11-01 |  | S | 1 | 33 | 1 | 42 | ORANGE COUNTY - 1993 | 587 | J-7 | 730 LAKE ST. | HUNTINGTON BEACH | CA | 92648 | 33.6651 | -117.9972 | SOUTHEAST |  | YES | NO | NO
WEBCO | 1033 | 6267 | Murray, Kevin |  | 66 | 4 | 5073 | LIGHTHIPE | 9 | LIGHTHIPE | 5073 | LIGHTHIPE | I | 1981-12-01 |  | C | 1 | 32 | 2 | 57 | LOS ANGELES COUNTY - 1993 | 735 | G-5 | 16646 ILLINOIS AVE. | PARAMOUNT | CA | 90723 | 33.8839 | -118.1649 | NORTHWEST |  | NO | YES | NO
WEEKEND P.T. | 1149 | 7328 |  |  | 33 | 12 | 8027 | VICTOR | 15 | LUGO | 5061 | LUGO | O | 1988-07-01 | 1989-06-01 | A | 3 | 73 | 4 | 30 | SAN BERNARDINO COUNTY |  |  |  |  | CA | [5 empty] | NO | YES | NO
WEESHA P.T. | 1482 | 8261 |  |  | 33 | 2.4 | 5064 | VISTA | 5 | VISTA | 5064 | VISTA | I | 1950-01-01 |  | A | 3 | 31 | 3 | 20 | SAN BERNARDINO COUNTY |  |  |  |  | CA | 92305 |  |  |  |  | NO | YES | NO
WEICO | 1024 | 6256 |  |  | 66 | 12 | 5081 | BARRE | 1 | VILLA PARK | 5073 | LIGHTHIPE | O | 1979-11-01 | 1990-08-13 | C | 1 | 33 | 1 | 41 | ORANGE COUNTY 1993 | 827 | E-5 | 5555 MCFADDEN AVE. | HUNTINGTON BEACH | CA | 92649 |  |  |  |  | NO | YES | NO
WELDON | 549 | 5353 | Cochran, Mike |  | 66 | 12 | 5035 | VESTAL | 17 | SAN JOAQUIN | 5033 | RECTOR | I | 1952-12-01 |  | S | 5 | 53 | 3 | 31 | CENTRAL VALLEY CITIES | 19 | E-2 | HWY 178., 15 MI. E/O ISABELLA | WELDON | CA | 93283 | 35.6664 | -118.2632 | NORTHWEST |  | NO | YES | NO
WELLINGTON P.T. | 1999 | 7900 |  |  | 12 | 4 | 5082 | VILLA PARK | 1 | VILLA PARK | 5082 | VILLA PARK | I | 1995-03-07 |  | B | 1 | 29 | 2 | 45 | ORANGE COUNTY 1998 | 829 | F-2 | 700 E. WELLINGTON AVE; N/S B/T GARFIELD ST & POINSETTIA ST | SANTA ANA | CA | 92701 |  |  |  |  | NO | YES | NO
WENDY P.T. | 1321 | 7920 |  |  | 12 | 4 | 5071 | HINSON | 9 | LIGHTHIPE | 5073 | LIGHTHIPE | I | 1978-10-01 |  | A | 1 | 32 | 2 | 50 | LOS ANGELES COUNTY |  |  |  |  | CA | 90745 |  |  |  |  | NO | YES | NO
WESBASIN | 1846 | 6318 |  |  | 66 | 16 | 5023 | EL NIDO | 8 | EL NIDO | 5023 | EL NIDO | I | 1994-03-03 |  | C | 5 | 44 | 1 | 53 | LOS ANGELES COUNTY - 1993 | 732 | H-3 | 1935 HUGHES WAY. | EL SEGUNDO | CA | 90245 | 33.9091 | -118.3929 | NORTHWEST |  | NO | YES | NO
WESSON | 1896 | 6331 | Orduno, Marlo |  | 66 | 12 | 5081 | BARRE | 1 | VILLA PARK | 5073 | LIGHTHIPE | O | 1995-06-06 | 2000-09-25 | C | 1 | 48 | 2 | 41 | ORANGE COUNTY - 1994 | 738 | D-7 | 165 S. BROOKHURST RD. | FULLERTON | CA | 92633 |  |  | SOUTHEAST |  | NO | YES | NO
WESSON | 1827 | 6255 | Orduno, Marlo |  | 66 | 4 | 5064 | VISTA | 5 | VISTA | 5064 | VISTA | F | 1999-01-01 | 2000-09-25 | C | 3 | 30 | 3 | 20 | SAN BERNARDINO COUNTY |  |  |  |  | CA |  |  |  | SOUTHEAST |  | NO | YES | NO
WEST BARSTOW | 1483 | 8262 | Manzer, Jim |  | 33 | 4 | 8016 | KRAMER | 15 | LUGO | 5090 | ELDORADO | I | 1950-01-01 |  | D | 3 | 72 | 4 | 24 | SAN BERNARDINO COUNTY | 245 | C-4 | S/W C/O W. MAIN ST. & 'H' ST. | BARSTOW | CA | 92311 | 34.8922 | -117.0495 | NORTHWEST |  | NO | YES | NO
WEST RIVERSIDE | 1485 | 8265 |  |  | 33 | 4 | 5064 | VISTA | 5 | VISTA | 5064 | VISTA | O | 1950-01-01 | 2000-08-29 | D | 3 | 34 | 3 | 14 | RIVERSIDE COUNTY | 7 | A-3 | _____ HALL ST., S/O 28TH ST. | RUBIDOUX | CA | 92509 |  |  |  |  | NO | YES | NO
WEST RIVERSIDE | 2008 | 8265 |  |  | 33 | 12 | 5064 | VISTA | 5 | VISTA | 5064 | VISTA | F | 2003-04-01 |  | D | 3 | 34 | 3 | 14 | RIVERSIDE COUNTY | 7 | A-3 | _____ HALL ST., S/O 28TH ST. | RUBIDOUX | CA | 92509 |  |  |  |  | NO | YES | NO
WESTEND P.T. | 1848 | 7912 |  |  | 33 | 12 | 8016 | KRAMER | 15 | LUGO | 5061 | LUGO | I | 1990-09-01 |  | A | 3 | 86 | 4 | 40 | [5 empty] | CA | 93564 |  |  |  |  | NO | YES | NO
WESTEX | 1010 | 6223 | Perez, Chris |  | 66 | 12 | 5073 | LIGHTHIPE | 9 | LIGHTHIPE | 5073 | LIGHTHIPE | I | 1976-08-01 |  | C | 1 | 46 | 1 | 51 | LOS ANGELES | 75 | D-1 | S/E C/O ORANGE AVE. & SPRING ST. | SIGNAL HILL | CA | 90806 | 33.8111 | -118.1755 | NORTHWEST |  | NO | YES | NO
WESTFALL P.M. | 1915 | 7924 |  |  | 16 | 4 | 5055 | GOLETA | 10 | GOLETA | 5056 | MOORPARK | I | 1995-04-14 |  | A | 5 | 49 | 1 | 60 | SANTA BARBARA COUNTY - 94 | 985 | E-6 | FOOTHILL RD. AND NORTHRIDGE RD. | SANTA BARBARA | CA | 93105 |  |  |  |  | NO | YES | NO
WESTGATE | 884 | 5888 | Apocada, Ed |  | 12 | 4 | 5012 | MESA | 3 | MESA/WALNUT | 5012 | MESA | I | 1950-01-01 |  | D | 1 | 22 | 2 | 1 | LOS ANGELES COUNTY - 1993 | 676 | J-5 | 10700 E. WHITTIER BLVD. | WHITTIER | CA | 90606 | 33.9905 | -118.0637 | SOUTHEAST |  | YES | NO | NO
WESTHILL | 1007 | 6219 | Dupree, Daryl | 36088 | 66 | 16 | 6007 | CHEVMAIN | 8 | EL NIDO | 5023 | EL NIDO | I | 1976-02-01 |  | C | 5 | 44 | 1 | 53 | LOS ANGELES | 62 | B-2 | N/O ROSECRANS BLVD. @ BLANCHE RD. | EL SEGUNDO | CA | 90245 | 33.9091 | -118.4187 | NORTHWEST |  | NO | YES | NO
WESTMONT P.T. | 1312 | 7906 |  |  | 16 | 4 | 5055 | GOLETA | 10 | GOLETA | 5056 | MOORPARK | I | 1973-11-01 |  | A | 5 | 49 | 1 | 60 | SANTA BARBARA COUNTY |  |  |  |  | CA | 93108 |  |  |  |  | NO | YES | NO
WESTPAC | 635 | 5591 | Brown, Ken A. |  | 66 | 4 | 5057 | BAILEY | 14 | VINCENT | 5054 | VINCENT | I | 1966-09-01 |  | C | 5 | 36 | 3 | 25 | CALIFORNIA ROAD ATLAS | 88 | D-2 | 4 MI. N/O HWY 138., 5 MI E/O GORMAN | GORMAN | CA | 93243 | 34.8197 | -118.7509 | NORTHWEST |  | NO | YES | NO
WESTVIEW P.T. | 1322 | 7921 |  |  | 16 | 4 | 5053 | SANTA CLARA | 12 | SANTA CLARA | 5056 | MOORPARK | O | 1981-09-01 | 1987-07-01 | A | 5 | 39 | 1 | 60 | VENTURA COUNTY |  |  |  |  | CA | [5 empty] | NO | YES | NO
WESTWIND | 84 | 1097 |  |  | 220 | 66 | 5000 | SCE SYSTEM | 14 | VINCENT | 5054 | VINCENT | I | 1989-10-01 |  | X | 5 | 52 | 4 | 25 | [5 empty] | CA | [5 empty] | NO | YES | NO
WESTWING | 97 | 1360 |  |  | 12 | 500 | 4200 | APS SYSTEM | 16 | ELDORADO | 4000 | FOREIGN UTILITY | I | 1974-11-01 |  | F | 9 | 99 |  | 0 | [11 empty] | NO | YES | NO
WESTWING G.S. | 256 | 4202 |  |  | 500 | 500 | 4000 | FOREIGN UTILITY | 16 | ELDORADO | 4000 | FOREIGN UTILITY | I | 1974-05-01 |  | F | 9 | 99 |  | 0 | [11 empty] | NO | YES | NO
WHEATLAND | 545 | 5348 | Cochran, Mike |  | 66 | 12 | 5035 | VESTAL | 17 | SAN JOAQUIN | 5033 | RECTOR | I | 1953-04-01 |  | S | 5 | 51 | 3 | 33 | CENTRAL VALLEY CITIES | 15 | B-7 | ROAD 192, 1-1/4 MI. N/O AVENUE 56, | DUCOR | CA | 93218 | 35.9111 | -119.1443 | NORTHWEST |  | NO | YES | NO
WHEEL | 695 | 5657 | Martinez, Jimi |  | 66 | 12 | 5064 | VISTA | 5 | VISTA | 5064 | VISTA | I | 1950-01-01 |  | C | 3 | 31 | 4 | 17 | SAN BERNARDINO COUNTY | 27 | B-4 | S/O LINCOLN & WASHINGTON, ACCESS FROM JEFFERSON ST | COLTON | CA | 92325 | 34.0477 | -117.3273 | SOUTHEAST |  | NO | YES | NO
WHEELER P.T. | 1313 | 7908 |  |  | 16 | 12 | 5053 | SANTA CLARA | 12 | SANTA CLARA | 5056 | MOORPARK | O | 1965-06-01 | 1984-01-01 | A | 5 | 39 | 1 | 60 | VENTURA COUNTY |  |  |  |  | CA | [5 empty] | NO | YES | NO
WHIPPLE | 1545 | 8350 | Brady, Neil (WF) |  | 66 | 33 | 4027 | PARKER | 6 | DEVERS | 5067 | DEVERS | I | 1985-05-01 |  | S | 3 | 87 | 4 | 21 | SAN BERNARDINO COUNTY |  |  | _____ GENE CREEK RD., 2 MI. W/O PARKER DAM | PARKER DAM | CA | 92267 | 34.2919 | -114.1711 | SOUTHEAST |  | NO | YES | NO
WHITE MT. | 189 | 2594 |  |  | 55 | 2.4 | 8015 | INYO SCE | 15 | LUGO | 2556 | CONTROL | I | 1950-01-01 |  | C | 3 | 85 | 2 | 92 | CALIFORNIA ROAD ATLAS | 52 | A-4 | _____ WHITE MTN RD., 6 MI. NE/O HWY 395 & HWY 168 | BIG PINE | CA | 93514 | 37.4186 | -118.189 | NORTHWEST |  | NO | YES | NO
WHITEWATER | 1486 | 8266 | Brehaut, Paul |  | 33 | 4 | 5067 | DEVERS | 6 | DEVERS | 5067 | DEVERS | I | 1950-01-01 |  | D | 3 | 79 | 4 | 13 | RIVERSIDE | 206 | A-6 | I-10, 1-1/2 MI. E/O HWY 111 | WHITEWATER | CA | 92282 | 33.925 | -116.6495 | SOUTHEAST |  | NO | YES | NO
WHITEWOOD P.T. | 1314 | 7910 |  |  | 33 | 12 | 5070 | VALLEY | 7 | VALLEY | 5070 | VALLEY | O | 1989-04-01 | 1990-04-01 | A | 3 | 77 | 4 | 20 | [5 empty] | CA | [5 empty] | NO | YES | NO
WILDE | 1487 | 8267 | Manzer, Jim |  | 33 | 4 | 8016 | KRAMER | 15 | LUGO | 5090 | ELDORADO | I | 1950-01-01 |  | D | 3 | 73 | 4 | 24 | SAN BERNARDINO |  |  | OLD TRAILS HWY, 3.5 MI. N/O HELENDALE | HELENDALE | CA | 92342 | 34.7858 | -117.2488 | NORTHWEST |  | NO | YES | NO
WILDERNESS | 1614 | 6016 |  |  | 220 | 220 | 5000 | SCE SYSTEM | 14 | VINCENT | 5054 | VINCENT | I | 1991-02-01 |  | C | 5 | 52 | 4 | 25 | [5 empty] | CA | [5 empty] | NO | YES | NO
WILDERNESS P.T. | 1315 | 7911 |  |  | 12 | 2.4 | 5064 | VISTA | 5 | VISTA | 5064 | VISTA | I | 1964-12-01 |  | A | 3 | 40 | 2 | 40 | SAN BERNARDINO COUNTY |  |  |  |  | CA | 92382 |  |  |  |  | NO | YES | NO
WILEYS | 1828 | 8338 |  |  | 161 | 33 | 4024 | WALC SYSTEM | 6 | DEVERS | 5067 | DEVERS | F | 2005-01-01 |  | P | 3 | 87 | 4 | 40 |  |  |  |  | BLYTHE | CA | [5 empty] | NO | YES | NO
WILLAMETTE | 1041 | 6277 | Manzano, John | 77266 | 66 | 12 | 5053 | SANTA CLARA | 12 | SANTA CLARA | 5056 | MOORPARK | I | 1985-12-01 |  | X | 5 | 39 | 1 | 64 | VENTURA COUNTY | 78 | D-3 | 5936 PERKINS RD. | OXNARD | CA | 93033 | 34.1433 | -119.1826 | NORTHWEST |  | NO | YES | NO
WILLOW | 1789 | 5357 |  |  | 66 | 12 | 5033 | RECTOR | 17 | SAN JOAQUIN | 5033 | RECTOR | F | 2005-01-01 |  | P | 5 | 51 | 3 | 70 | CENTRAL VALLEY CITIES | 11 | E-9 | N/E C/O SIXTH AVE. & HANFORD ARMONA RD. | HANFORD | CA | [5 empty] | NO | YES | NO
WILSHIRE | 842 | 5844 | Perez, Chris |  | 66 | 12 | 5085 | DEL AMO | 9 | LIGHTHIPE | 5073 | LIGHTHIPE | O | 1964-08-01 | 1998-04-01 | C | 1 | 47 | 2 | 52 | LOS ANGELES | 82 | D-1 | 13600 FOSTER RD. | SANTE FE SPRINGS | CA | 90670 |  |  |  |  | NO | YES | NO
WILSONA | 618 | 5567 | Brown, Ken A. |  | 66 | 12 | 5052 | ANTELOPE | 14 | VINCENT | 5054 | VINCENT | I | 1960-06-01 |  | S | 5 | 36 | 3 | 25 | CALIFORNIA ROAD ATLAS | 90 | D-3 | C/O PALMDALE BLVD. & 230TH ST., 23 MILES E/O TOWN | LANCASTER | CA | 93534 | 34.5786 | -117.7184 | NORTHWEST |  | NO | YES | NO
WIMBLEDON | 714 | 5690 | Olson, Marty | 17435 | 66 | 12 | 1310 | ETIWANDA | 4 | MIRA LOMA/WALNUT | 5069 | MIRA LOMA | I | 1983-06-01 |  | S | 3 | 30 | 3 | 15 | SAN BERNARDINO COUNTY | 24 | B-4 | C/O ETIWANDA AVE. AND JURUPA AVE. | ONTARIO | CA | 91761 | 34.0488 | -117.526 | SOUTHEAST |  | YES | NO | NO
WINCHESTER P.T. | 1323 | 7922 |  |  | 33 | 12 | 5070 | VALLEY | 7 | VALLEY | 5070 | VALLEY | O | 1988-07-01 | 1991-06-04 | A | 3 | 77 | 4 | 20 | [5 empty] | CA | [5 empty] | NO | YES | NO
WIND | 478 | 5260 |  |  | 66 | 4 | 5023 | EL NIDO | 8 | EL NIDO | 5012 | MESA | O | 1950-01-01 | 1985-05-01 | C | 5 | 44 | 1 | 54 | LOS ANGELES COUNTY |  |  |  |  | CA | [5 empty] | NO | YES | NO
WINDFARM | 1597 | 6902 |  |  | 115 | 115 | 5067 | DEVERS | 6 | DEVERS | 4000 | FOREIGN UTILITY | I | 1985-05-22 |  | X | 9 | 99 |  | 0 |  |  |  | DUMMY NAME FOR VARIOUS WIND CO-GEN STATIONS | [7 empty] | NO | YES | NO
WINDFARMS | 1615 | 6904 |  |  | 66 | 66 | 5052 | ANTELOPE | 14 | VINCENT | 4000 | FOREIGN UTILITY | I | 1986-01-01 |  | X | 9 | 99 |  | 0 |  |  |  | DUMMY NAME FOR VARIOUS WIND CO-GEN STATIONS | [7 empty] | NO | YES | NO
WINDLAND | 1965 | 6900 |  |  | 115 | 115 | 5067 | DEVERS | 6 | DEVERS | 4000 | FOREIGN UTILITY | I | 1999-03-01 |  | X | 9 | 99 |  | 0 |  |  |  | DUMMY NAME FOR VARIOUS WIND CO-GEN STATIONS | [7 empty] | NO | YES | NO
WINDLANDS | 1617 | 6905 |  |  | 66 | 66 | 5052 | ANTELOPE | 14 | VINCENT | 4000 | FOREIGN UTILITY | I | 1986-01-01 |  | X | 9 | 99 |  | 0 |  |  |  | DUMMY NAME FOR VARIOUS WIND CO-GEN STATIONS | [7 empty] | NO | YES | NO
WINDMILL P.T. | 1318 | 7916 |  |  | 33 | 12 | 5070 | VALLEY | 7 | VALLEY | 5070 | VALLEY | O | 1973-08-01 | 1990-07-01 | A | 3 | 77 | 4 | 20 | [5 empty] | CA | [5 empty] | NO | YES | NO
WINDPARK | 1596 | 6901 |  |  | 115 | 115 | 5067 | DEVERS | 6 | DEVERS | 4000 | FOREIGN UTILITY | I | 1984-01-17 |  | X | 9 | 99 |  | 0 |  |  |  | DUMMY NAME FOR VARIOUS WIND CO-GEN STATIONS | [7 empty] | NO | YES | NO
WINDPARKS | 1616 | 6903 |  |  | 66 | 66 | 5052 | ANTELOPE | 14 | VINCENT | 4000 | FOREIGN UTILITY | I | 1986-01-01 |  | X | 9 | 99 |  | 0 |  |  |  | DUMMY NAME FOR VARIOUS WIND CO-GEN STATIONS | [7 empty] | NO | YES | NO
WINDSOR HILLS | 449 | 5235 | Dupree, Daryl | 37525 | 66 | 16 | 5029 | LA CIENEGA | 8 | EL NIDO | 5023 | EL NIDO | I | 1971-09-01 |  | S | 5 | 44 | 2 | 54 | LOS ANGLES COUNTY | 50 | F-3 | _____ STOCKER ST., 500 FT W/O LA BREA AVE. | LOS ANGELES | CA | 90056 | 33.996 | -118.3593 | NORTHWEST |  | NO | YES | NO
WINDSOR HILLS | 448 | 5235 |  | 37525 | 16 | 4 | 5029 | LA CIENEGA | 8 | EL NIDO | 5023 | EL NIDO | I | 1950-01-01 |  | D | 5 | 44 | 2 | 54 | LOS ANGLES COUNTY | 50 | F-3 | _____ STOCKER ST., 500 FT W/O LA BREA AVE. | LOS ANGELES | CA | 90056 | 33.996 | -118.3593 | NORTHWEST |  | YES | NO | NO
WINTEC | 1990 | 1158 | Brehaut, Paul |  | 115 | 115 | 5067 | DEVERS | 6 | DEVERS | 5067 | DEVERS | F | 2003-03-01 |  | X | 3 | 79 | 4 | 13 | RIVERSIDE CO. 1996 | 725 | J-2 | ____ DIABLO RD. S/O DILLON RD. | NORTH PALM SPRINGS | CA | 92258 |  |  |  |  | NO | YES | NO
WOLVERTON P.T. | 1317 | 7915 |  |  | 12 | 4 | 5033 | RECTOR | 17 | SAN JOAQUIN | 5033 | RECTOR | O | 1971-01-01 | 2000-10-13 | A | 5 | 51 | 3 | 70 | CENTRAL VALLEY CITIES |  |  |  |  | CA | [5 empty] | NO | YES | NO
WOODLAKE | 542 | 5344 | Clark, Gerald |  | 12 | 12 | 5033 | RECTOR | 17 | SAN JOAQUIN | 5033 | RECTOR | I | 1950-02-01 |  | D | 5 | 51 | 3 | 32 | CENTRAL VALLEY CITIES | 180 | B-2 | C/O PALM ST. & ANTELOPE AVE. | WOODLAKE | CA | 93286 | 36.4156 | -119.0999 | NORTHWEST |  | NO | YES | NO
WOODRUFF | 787 | 5777 | Perez, Chris |  | 12 | 4 | 5085 | DEL AMO | 9 | LIGHTHIPE | 5073 | LIGHTHIPE | I | 1948-09-01 |  | D | 1 | 32 | 2 | 57 | LOS ANGELES | 66 | C-2 | 10120 E. LINDALE ST. | BELLFLOWER | CA | 90706 | 33.9 | -118.1184 | NORTHWEST |  | NO | YES | NO
WOODS | 1672 | 9010 |  |  | 220 | 220 | 9000 | T/S SIMULATOR SYSTEM |  |  | 9012 | BORDER | I | 1993-01-01 |  | T | 9 | 99 | 2 | 0 |  |  |  | 501 S. MARENGO AVE., T/S SIMULATOR, ALHAMBRA TRAINING FACILITY | ALHAMBRA | CA | 91801 |  |  |  |  | NO | YES | NO
WOODS | 1692 | 9010 |  |  | 66 | 66 | 9000 | T/S SIMULATOR SYSTEM |  |  | 9010 | WOODS | I | 1993-01-01 |  | S | 9 | 99 | 2 | 0 |  |  |  | 501 S. MARENGO AVE., T/S SIMULATOR, ALHAMBRA TRAINING FACILITY | ALHAMBRA | CA | 91801 |  |  |  |  | NO | YES | NO
WOODVILLE | 533 | 5333 | Clark, Gerald | 49912 | 66 | 12 | 5034 | SPRINGVILLE | 17 | SAN JOAQUIN | 5033 | RECTOR | I | 1950-01-01 |  | S | 5 | 51 | 3 | 33 | CENTRAL VALLEY CITIES | 15 | A-4 | ROAD 176 AND AVENUE 160, | WOODVILLE | CA | 93258 | 36.0809 | -119.1791 | NORTHWEST |  | NO | YES | NO
WRANGLER P.T. | 1581 | 7923 |  |  | 33 | 12 | 8016 | KRAMER | 15 | LUGO | 5061 | LUGO | O | 1991-06-20 | 1998-08-01 | A | 3 | 73 | 4 | 30 | SAN BERNARDINO COUNTY |  |  |  |  | CA | [5 empty] | NO | YES | NO
WREN | 1538 | 8319 |  |  | 33 | 12 | 8027 | VICTOR | 15 | LUGO | 5061 | LUGO | O | 1983-06-01 | 1987-07-01 | D | 3 | 73 | 4 | 23 | SAN BERNARDINO COUNTY |  |  | _____ DEEP CREEK RD., 1 MI. S/O BEAR VALLEY RD. | VICTORVILLE | CA | [5 empty] | NO | YES | NO
WRIGHTWOOD | 1491 | 8271 | Manzer, Jim |  | 33 | 12 | 8027 | VICTOR | 15 | LUGO | 5061 | LUGO | I | 1987-04-01 |  | D | 3 | 73 | 2 | 23 | SAN BERNARDINO COUNTY | 360A | D-3 | ____ HWY 2., AND LONE PINE CYN RD. | WRIGHTWOOD | CA | 92397 | 34.3586 | -117.6243 | NORTHWEST |  | NO | YES | NO
WRIGHTWOOD | 1490 | 8271 |  |  | 12 | 2.4 | 8027 | VICTOR | 15 | LUGO | 5061 | LUGO | I | 1987-04-01 |  | D | 3 | 73 | 2 | 23 | SAN BERNARDINO COUNTY | 360A | D-3 | ____ HWY 2., AND LONE PINE CYN RD. | WRIGHTWOOD | CA | 92397 | 34.3586 | -117.6243 | NORTHWEST |  | YES | NO | NO
WRIGHTWOOD P.T. | 1316 | 7914 |  |  | 12 | 2.4 | 8027 | VICTOR | 15 | LUGO | 5061 | LUGO | O | 1950-01-01 | 1987-04-01 | A | 3 | 73 | 4 | 30 | SAN BERNARDINO COUNTY |  |  |  |  | CA | [5 empty] | NO | YES | NO
YANKEE P.T. | 1324 | 7926 |  |  | 12 | 2.4 | 5035 | VESTAL | 17 | SAN JOAQUIN | 5033 | RECTOR | I | 1969-10-01 |  | A | 5 | 53 | 3 | 40 | CENTRAL VALLEY CITIES |  |  |  |  | CA | 93240 |  |  |  |  | NO | YES | NO
YERMO | 1488 | 8268 | Manzer, Jim |  | 33 | 12 | 8016 | KRAMER | 15 | LUGO | 5090 | ELDORADO | I | 1950-01-01 |  | D | 3 | 72 | 4 | 24 | SAN BERNARDINO | 248 | E-2 | N/W C/O HWY 91., AND DIVIDING LINE RD. | YERMO | CA | 92398 | 34.9033 | -116.8293 | NORTHWEST |  | NO | YES | NO
YORBA LINDA | 877 | 5880 | Orduno, Marlo | 55722 | 66 | 12 | 5082 | VILLA PARK | 1 | VILLA PARK | 5082 | VILLA PARK | I | 1968-02-01 |  | S | 1 | 48 | 2 | 45 | ORANGE COUNTY - 1993 | 740 | E-4 | 19788 YORBA LINDA BLVD. | YORBA LINDA | CA | 92686 | 33.8895 | -117.7875 | SOUTHEAST |  | YES | NO | NO
YUCAIPA | 677 | 5636 | Martinez, Jimi | 17348 | 66 | 12 | 1990 | SAN BERNARDINO | 5 | VISTA | 5064 | VISTA | I | 1950-01-01 |  | S | 3 | 31 | 4 | 17 | SAN BERNARDINO COUNTY | 16 | D-3 | FOURTH ST. & 'H' ST. (TURN ON 5TH ST) | YUCAIPA | CA | 92399 | 34.0106 | -117.0515 | SOUTHEAST |  | YES | NO | NO
YUCCA | 1489 | 8269 | Brehaut, Paul | 14452 | 115 | 12 | 5067 | DEVERS | 6 | DEVERS | 5067 | DEVERS | I | 1971-09-01 |  | S | 3 | 84 | 4 | 13 | SAN BERNARDINO | 177 | E-2 | _____ SAGE AVE., S/O ONAGA TRAIL | YUCCA VALLEY | CA | 92256 | 34.1108 | -116.4235 | SOUTHEAST |  | NO | YES | NO
YUKON | 456 | 5241 |  | 37537 / 33963 | 66 | 16 | 5021 | LA FRESA | 8 | EL NIDO | 5023 | EL NIDO | I | 1950-01-01 |  | S | 5 | 44 | 2 | 53 | LOS ANGELES COUNTY | 63 | B-2 | 12512 YUKON AVE. | HAWTHORNE | CA | 90250 | 33.9187 | -118.3343 | NORTHWEST |  | NO | YES | NO
YUKON | 455 | 5241 |  | 37537 / 33963 | 66 | 4 | 5021 | LA FRESA | 8 | EL NIDO | 5023 | EL NIDO | I | 1950-01-01 |  | S | 5 | 44 | 2 | 53 | LOS ANGELES COUNTY | 63 | B-2 | 12512 YUKON AVE. | HAWTHORNE | CA | 90250 | 33.9187 | -118.3343 | NORTHWEST |  | YES | NO | YES
ZACK | 177 | 2579 |  |  | 55 | 12 | 8015 | INYO SCE | 15 | LUGO | 2556 | CONTROL | I | 1968-12-01 |  | D | 3 | 85 | 2 | 92 | CALIFORNIA ROAD ATLAS | 51 | D-2 | CHIDAGO CANYON RD., 1/4 MI. W/O HWY 6, 19 MI. N/O BISHOP | BISHOP | CA | 93541 | 37.6158 | -118.3979 | NORTHWEST |  | NO | YES | YES
ZANJA | 1513 | 8290 | Martinez, Jimi | 49931 | 115 | 33 | 5064 | VISTA | 5 | VISTA | 5064 | VISTA | I | 1950-01-01 |  | S | 3 | 31 | 4 | 17 | SAN BERNARDINO COUNTY | 20 | C-6 | _____ JUNIPER ST. | YUCAIPA | CA | 92399 | 34.0743 | -117.0468 | SOUTHEAST |  | YES | NO | NO
ZEEWIND | 82 | 1093 |  |  | 66 | 0.5 | 5052 | ANTELOPE | 14 | VINCENT | 5054 | VINCENT | O | 1985-11-01 | 1991-09-09 | X | 5 | 52 | 4 | 22 | CENTRAL VALLEY CITIES | 23 | B-3 | 1 MI. E/O TEHACHAPI-WILLOW SPRINGS RD., 1 MI. S/O HWY 58, | TEHACHAPI | CA | 93561 |  |  |  |  | NO | YES | NO
ZONDWIND | 83 | 1095 | Brown, Ken A. |  | 66 | 0.5 | 5052 | ANTELOPE | 14 | VINCENT | 5054 | VINCENT | I | 1984-01-01 |  | X | 5 | 52 | 3 | 22 | CENTRAL VALLEY CITIES | 23 | B-3 | 2 MI. E/O TEHACHAPI-WILLOW SPRINGS RD., 1 MI. S/O JAMISON. | TEHACHAPI | CA | 93561 | 35.0752 | -118.3718 | NORTHWEST |  | NO | YES | NO
ZUMA | 467 | 5249 |  |  | 16 | 4 | 5056 | MOORPARK | 11 | MOORPARK | 5056 | MOORPARK | I | 1950-01-01 |  | D | 5 | 35 | 1 | 61 | LOS ANGELES COUNTY | 110 | B-4 | 29249 W. HEATHERCLIFF RD. | MALIBU | CA | 90265 | 34.023 | -118.8045 | NORTHWEST |  | NO | YES | YES
[32 empty] | 304 | 1645 | 140
| TypeCode | [14 empty] | 320
449
| Type | Description | [13 empty] | 69
| A | DISTRICT POLETOP
| B | DISTRICT CUSTOMER
| C | T/S CUSTOMER | [12 empty] | Distribution | 320
| D | DISTRIBUTION | [12 empty] | Sub-Transmission | 451
| F | FOREIGN | [12 empty] | Transmission | 69
| G | GENERATION | [12 empty] | Co-Gen | 117
| H | HYDRO | [12 empty] | Gen | 46
| P | PROPERTY / SITE ONLY | [12 empty] | Pole Top | 347
| S | SUB-TRANSMISSION | [12 empty] | Dist Customer | 81
| T | TRANSMISSION | [12 empty] | T/S Customer | 269
| X | CO-GENERATION | [12 empty] | Hydro | 29
[15 empty] | Property | 98
[15 empty] | Total | 1729

## SAS Stations
Station Number | Substation Name | Station Type | No of Circuits | Station Size | SAS | Modelled | CB Racks / Circuits to be Modelled | CB Racks / Circuits already Modelled
1889 | ACTON | B | 3 | Small | YES | NO | 3 | 0
706 | ALDER | B | 15 | Large | YES | NO | 15 | 0
1496 | ALESSANDRO | B | 15 | Large | YES | NO | 15 | 0
337 | ALHAMBRA | B | 16 | Large | YES | NO | 16 | 0
338 | ALLEN | B | 5 | Medium | YES | NO | 5 | 0
715 | ALON | B | 9 | Large | YES | NO | 9 | 0
378 | AMADOR | B | 15 | Large | YES | NO | 15 | 0
339 | AMALIA | B | 8 | Large | YES | NO | 8 | 0
592 | ANAVERDE | B | 10 | Large | YES | NO | 10 | 0
341 | ANITA | B | 15 | Large | YES | NO | 15 | 0
1345 | APPLE VALLEY | B | 10 | Large | YES | NO | 10 | 0
343 | ARCADIA | B | 15 | Large | YES | NO | 15 | 0
864 | ARCH BEACH | B | 2 | Small | YES | NO | 2 | 0
697 | ARCHIBALD | B | 10 | Large | YES | NO | 10 | 0
702 | ARCHLINE | B | 14 | Large | YES | NO | 14 | 0
1526 | ARROWHEAD | B | 5 | Medium | YES | YES | 0 | 5
376 | ARROYO | B | 9 | Large | YES | NO | 9 | 0
803 | ARTESIA | B | 3 | Small | YES | NO | 3 | 0
740 | ATHENS | B | 4 | Medium | YES | YES | 4 | 0
804 | ATWOOD | B | 7 | Medium | YES | NO | 7 | 0
1326 | AULD | B | 18 | Large | YES | YES | 0 | 18
397 | BADILLO | B | 3 | Small | YES | NO | 3 | 0
641 | BAIN | B | 6 | Medium | YES | YES | 0 | 6
1498 | BANNING | B | 5 | Medium | YES | NO | 5 | 0
860 | BARTOLO | B | 4 | Medium | YES | NO | 4 | 0
398 | BASSETT | B | 12 | Large | YES | NO | 12 | 0
879 | BASTA | B | 5 | Medium | YES | NO | 5 | 0
805 | BAYSIDE | B | 8 | Large | YES | YES | 0 | 8
462 | BEDFORD | B | 8 | Large | YES | NO | 8 | 0
346 | BELVEDERE | B | 6 | Medium | YES | NO | 6 | 0
347 | BICKNELL | B | 5 | Medium | YES | NO | 5 | 0
498 | BLISS | B | 6 | Medium | YES | YES | 6 | 0
1529 | BLOOMINGTON | B | 13 | Large | YES | NO | 13 | 0
210 | BLYTHE CITY | B | 0 | Small | YES | NO | 0 | 0
807 | BOLSA | B | 7 | Medium | YES | NO | 7 | 0
878 | BORREGO | B | 9 | Large | YES | NO | 9 | 0
874 | BOVINE | B | 8 | Large | YES | YES | 0 | 8
388 | BRADBURY | B | 8 | Large | YES | NO | 8 | 0
903 | BREA | B | 6 | Medium | YES | NO | 6 | 0
476 | BRIDGE | B | 6 | Medium | YES | NO | 6 | 0
438 | BRIGHTON | B | 6 | Medium | YES | NO | 6 | 0
778 | BROADWAY | B | 9 | Large | YES | NO | 9 | 0
851 | BROOKHURST | B | 7 | Medium | YES | NO | 7 | 0
1657 | BUNKER | B | 10 | Large | YES | NO | 10 | 0
682 | BURNT MILL | B | 5 | Medium | YES | NO | 5 | 0
876 | CABRILLO | B | 20 | Large | YES | YES | 0 | 20
1534 | CAJALCO | B | 8 | Large | YES | NO | 8 | 0
894 | CAMARILLO | B | 7 | Medium | YES | NO | 7 | 0
824 | CAMDEN | B | 7 | Medium | YES | NO | 7 | 0
886 | CANYON | B | 6 | Medium | YES | NO | 6 | 0
812 | CARMENITA | B | 10 | Large | YES | YES | 0 | 10
811 | CAROLINA | B | 12 | Large | YES | NO | 12 | 0
811 | CARPENTERIA | B | 0 | Small | YES | NO | 0 | 0
722 | CARSON | B | 9 | Large | YES | YES | 0 | 9
563 | CASITAS | B | 6 | Medium | YES | YES | 0 | 6
856 | CEDARWOOD | B | 3 | Small | YES | NO | 3 | 0
559 | CHANNEL ISLAND | B | 0 | Small | YES | NO | 0 | 0
708 | CHASE | B | 15 | Large | YES | NO | 15 | 0
724 | CHERRY | B | 6 | Medium | YES | YES | 0 | 6
857 | CHESTNUT | B | 15 | Large | YES | NO | 15 | 0
900 | CHIQUITA | B | 14 | Large | YES | NO | 14 | 0
399 | CITRUS | B | 12 | Large | YES | NO | 12 | 0
564 | COLONIA | B | 8 | Large | YES | NO | 8 | 0
458 | COLORADO | B | 10 | Large | YES | YES | 0 | 10
736 | CORNUTA | B | 7 | Medium | YES | NO | 7 | 0
1501 | CORONA | B | 23 | Large | YES | YES | 0 | 23
400 | CORTEZ | B | 14 | Large | YES | YES | 0 | 14
815 | COSTA MESA | B | 7 | Medium | YES | NO | 7 | 0
1502 | COTTONWOOD | B | 4 | Medium | YES | NO | 4 | 0
401 | COVINA | B | 5 | Medium | YES | YES | 0 | 5
480 | CREST | B | 7 | Medium | YES | YES | 0 | 7
816 | CROWN | B | 11 | Large | YES | YES | 0 | 11
698 | CUCAMONGA | B | 16 | Large | YES | YES | 0 | 16
726 | CUDAHY | B | 17 | Large | YES | NO | 17 | 0
837 | CYPRESS | B | 10 | Large | YES | NO | 10 | 0
775 | DAISY | B | 4 | Medium | YES | NO | 4 | 0
402 | DALTON | B | 11 | Large | YES | NO | 11 | 0
566 | DEL SUR | B | 5 | Medium | YES | NO | 5 | 0
308 | DEVERS | B | 2 | Small | YES | NO | 2 | 0
354 | DIAMOND BAR | B | 6 | Medium | YES | NO | 6 | 0
734 | DIKE | B | 4 | Medium | YES | NO | 4 | 0
464 | DITMAR | B | 11 | Large | YES | YES | 0 | 11
420 | DOHENY | B | 4 | Medium | YES | NO | 4 | 0
818 | DOWNEY | B | 6 | Medium | YES | NO | 6 | 0
1377 | DOWNS | B | 7 | Medium | YES | NO | 7 | 0
371 | DUARTE | B | 3 | Small | YES | NO | 3 | 0
502 | EARLIMART | B | 4 | Medium | YES | YES | 0 | 4
348 | EATON | B | 6 | Medium | YES | NO | 6 | 0
861 | EDGEWATER | B | 4 | Medium | YES | NO | 4 | 0
872 | EDINGER | B | 5 | Medium | YES | NO | 5 | 0
1533 | EISENHOWER | B | 12 | Large | YES | NO | 12 | 0
415 | EL PORTO | B | 4 | Medium | YES | YES | 0 | 4
534 | ELIZABETH LAKE | B | 0 | Small | YES | NO | 0 | 0
817 | ELY | B | 10 | Large | YES | NO | 10 | 0
792 | ERIC | B | 11 | Large | YES | YES | 0 | 11
614 | ESTERO | B | 5 | Medium | YES | YES | 0 | 5
901 | ESTRELLA | B | 17 | Large | YES | NO | 17 | 0
379 | FAIR OAKS | B | 5 | Medium | YES | NO | 5 | 0
1524 | FARRELL | B | 12 | Large | YES | NO | 12 | 0
461 | FELTON | B | 10 | Large | YES | YES | 0 | 10
759 | FERNWOOD | B | 6 | Medium | YES | YES | 0 | 6
568 | FILLMORE | B | 7 | Medium | YES | YES | 0 | 7
713 | FIREHOUSE | B | 15 | Large | YES | NO | 15 | 0
1134 | FOGARTY | B | 6 | Medium | YES | NO | 6 | 0
732 | FREMONT | B | 12 | Large | YES | NO | 12 | 0
887 | FRIENDLY HILLS | B | 0 | Small | YES | NO | 0 | 0
731 | FRUITLAND | B | 11 | Large | YES | NO | 11 | 0
821 | FULLERTON | B | 12 | Large | YES | NO | 12 | 0
780 | GAGE | B | 3 | Small | YES | NO | 3 | 0
822 | GALLATIN | B | 7 | Medium | YES | YES | 7 | 0
351 | GARFIELD | B | 6 | Medium | YES | NO | 6 | 0
352 | GARVEY | B | 5 | Medium | YES | NO | 5 | 0
1043 | GENAMIC | B | 4 | Medium | YES | NO | 4 | 0
832 | GILBERT | B | 12 | Large | YES | NO | 12 | 0
855 | GISLER | B | 13 | Large | YES | YES | 0 | 13
632 | GONZALES | B | 8 | Large | YES | YES | 0 | 8
737 | GRAHAM | B | 4 | Medium | YES | NO | 4 | 0
353 | GRANADA | B | 6 | Medium | YES | NO | 6 | 0
897 | GREENING | B | 6 | Medium | YES | NO | 6 | 0
823 | HAMILTON | B | 8 | Large | YES | YES | 0 | 8
507 | HANFORD | B | 21 | Large | YES | YES | 0 | 21
637 | HASKELL | B | 9 | Large | YES | NO | 9 | 0
1506 | HI DESERT | B | 6 | Medium | YES | YES | 0 | 6
659 | HIGHLAND | B | 13 | Large | YES | NO | 13 | 0
1521 | HOMART | B | 6 | Medium | YES | NO | 6 | 0
421 | HOWARD | B | 7 | Medium | YES | NO | 7 | 0
372 | HOYT | B | 5 | Medium | YES | NO | 5 | 0
741 | HUNTINGTON PARK | B | 0 | Small | YES | NO | 0 | 0
661 | HUSTON | B | 5 | Medium | YES | NO | 5 | 0
784 | IMPERIAL | B | 14 | Large | YES | YES | 0 | 14
403 | INDUSTRY | B | 9 | Large | YES | NO | 9 | 0
423 | INGLEWOOD | B | 16 | Large | YES | YES | 0 | 16
828 | IRVINE | B | 10 | Large | YES | NO | 10 | 0
639 | ISLA VISTA | B | 6 | Medium | YES | NO | 6 | 0
373 | IVAR | B | 4 | Medium | YES | NO | 4 | 0
1171 | IVY GLEN | B | 0 | Small | YES | NO | 0 | 0
1494 | JEFFERSON | B | 12 | Large | YES | NO | 12 | 0
786 | JERSEY | B | 7 | Medium | YES | NO | 7 | 0
1772 | KIMBALL | B | 4 | Medium | YES | YES | 0 | 4
970 | KIRKWALL | B | 0 | Small | YES | NO | 0 | 0
356 | LA CANADA | B | 9 | Large | YES | NO | 9 | 0
831 | LA HABRA | B | 12 | Large | YES | NO | 12 | 0
833 | LA MIRADA | B | 7 | Medium | YES | NO | 7 | 0
870 | LA PALMA | B | 9 | Large | YES | NO | 9 | 0
834 | LA VETA | B | 11 | Large | YES | NO | 11 | 0
869 | LAFAYETTE | B | 9 | Large | YES | NO | 9 | 0
318 | LAGUNA BELL | B | 10 | Large | YES | YES | 0 | 10
867 | LAMPSON | B | 8 | Large | YES | YES | 8 | 0
404 | LARK ELLEN | B | 8 | Large | YES | NO | 8 | 0
687 | LAYFAIR | B | 17 | Large | YES | NO | 17 | 0
426 | LENNOX | B | 12 | Large | YES | YES | 0 | 12
604 | LEVY | B | 5 | Medium | YES | NO | 5 | 0
902 | LIMESTONE | B | 19 | Large | YES | YES | 0 | 19
574 | LITTLE ROCK | B | 6 | Medium | YES | NO | 6 | 0
648 | LIVE OAK | B | 10 | Large | YES | NO | 10 | 0
750 | LOS CERRITOS | B | 13 | Large | YES | YES | 0 | 13
782 | LUCAS | B | 15 | Large | YES | YES | 0 | 15
474 | LUNADA | B | 3 | Small | YES | NO | 3 | 0
743 | LYNWOOD | B | 6 | Medium | YES | YES | 0 | 6
871 | MACARTHUR | B | 11 | Large | YES | NO | 11 | 0
428 | MADRID | B | 4 | Medium | YES | NO | 4 | 0
429 | MANHATTAN | B | 6 | Medium | YES | NO | 6 | 0
1528 | MARASCHINO | B | 10 | Large | YES | NO | 10 | 0
863 | MARION | B | 11 | Large | YES | NO | 11 | 0
1409 | MAXWELL | B | 12 | Large | YES | NO | 12 | 0
1341 | MAYBERRY | B | 12 | Large | YES | NO | 12 | 0
384 | MAYFLOWER | B | 4 | Medium | YES | NO | 4 | 0
744 | MAYWOOD | B | 8 | Large | YES | NO | 8 | 0
405 | MERCED | B | 8 | Large | YES | NO | 8 | 0
357 | MICHILLINDA | B | 6 | Medium | YES | NO | 6 | 0
956 | MIRA LOMA | B | 5 | Medium | YES | YES | 0 | 5
802 | MODENA | B | 14 | Large | YES | NO | 14 | 0
576 | MODOC | B | 8 | Large | YES | YES | 0 | 8
431 | MONETA | B | 7 | Medium | YES | NO | 7 | 0
577 | MONOLITH | B | 4 | Medium | YES | NO | 4 | 0
358 | MONROVIA | B | 6 | Medium | YES | NO | 6 | 0
579 | MONTECITO | B | 4 | Medium | YES | YES | 0 | 4
1978 | MORAGA | B | 17 | Large | YES | NO | 17 | 0
432 | MORNINGSIDE | B | 3 | Small | YES | NO | 3 | 0
835 | MORRO | B | 5 | Medium | YES | NO | 5 | 0
843 | MOUNT WILSON | B | 0 | Small | YES | NO | 0 | 0
466 | MOVIE | B | 4 | Medium | YES | NO | 4 | 0
810 | MURPHY | B | 6 | Medium | YES | NO | 6 | 0
789 | NAOMI | B | 4 | Medium | YES | NO | 4 | 0
752 | NAPLES | B | 6 | Medium | YES | YES | 0 | 6
838 | NARROWS | B | 10 | Large | YES | NO | 10 | 0
1520 | NELSON | B | 15 | Large | YES | NO | 15 | 0
791 | NEPTUNE | B | 14 | Large | YES | NO | 14 | 0
609 | NEWBURY | B | 9 | Large | YES | NO | 9 | 0
1535 | NEWCOMB | B | 15 | Large | YES | YES | 0 | 15
361 | NEWMARK | B | 9 | Large | YES | NO | 9 | 0
883 | NIGUEL | B | 10 | Large | YES | NO | 10 | 0
694 | NOGALES | B | 10 | Large | YES | NO | 10 | 0
774 | NOLA | B | 5 | Medium | YES | NO | 5 | 0
494 | OAK PARK | B | 5 | Medium | YES | NO | 5 | 0
599 | OASIS | B | 9 | Large | YES | NO | 9 | 0
433 | OCEAN PARK | B | 5 | Medium | YES | NO | 5 | 0
840 | OCEANVIEW | B | 7 | Medium | YES | NO | 7 | 0
434 | OLYMPIC | B | 6 | Medium | YES | NO | 6 | 0
1243 | ONEIL | B | 0 | Small | YES | NO | 0 | 0
665 | ONTARIO | B | 6 | Medium | YES | YES | 0 | 6
841 | ORANGE | B | 11 | Large | YES | NO | 11 | 0
581 | OXNARD | B | 7 | Medium | YES | YES | 0 | 7
289 | PADUA | B | 15 | Large | YES | YES | 0 | 15
615 | PALMDALE | B | 14 | Large | YES | NO | 14 | 0
435 | PALOS VERDES | B | 4 | Medium | YES | NO | 4 | 0
814 | PARKWOOD | B | 9 | Large | YES | NO | 9 | 0
1544 | PAUBA | B | 7 | Medium | YES | NO | 7 | 0
891 | PAULARINO | B | 2 | Small | YES | YES | 0 | 2
436 | PEARL | B | 3 | Small | YES | NO | 3 | 0
1813 | PECHANGA | B | 12 | Large | YES | YES | 0 | 12
1441 | PEPPER | B | 8 | Large | YES | NO | 8 | 0
1484 | PERFORMANCE | B | 0 | Small | YES | NO | 0 | 0
652 | PEYTON | B | 12 | Large | YES | NO | 12 | 0
582 | PIERPONT | B | 7 | Medium | YES | YES | 0 | 7
882 | PIONEER | B | 13 | Large | YES | NO | 13 | 0
518 | PIXLEY | B | 5 | Medium | YES | NO | 5 | 0
885 | PLACENTIA | B | 11 | Large | YES | NO | 11 | 0
616 | PLAYA | B | 3 | Small | YES | YES | 0 | 3
667 | POMONA | B | 6 | Medium | YES | NO | 6 | 0
392 | PROCTOR | B | 7 | Medium | YES | NO | 7 | 0
406 | PUENTE | B | 8 | Large | YES | NO | 8 | 0
617 | QUARTZ HILL | B | 10 | Large | YES | YES | 0 | 10
407 | RAILROAD | B | 16 | Large | YES | NO | 16 | 0
362 | RAMONA | B | 9 | Large | YES | NO | 9 | 0
1567 | RANDALL | B | 14 | Large | YES | NO | 14 | 0
394 | RAVENDALE | B | 12 | Large | YES | NO | 12 | 0
670 | REDLANDS | B | 15 | Large | YES | NO | 15 | 0
439 | REDONDO | B | 7 | Medium | YES | NO | 7 | 0
382 | REPETTO | B | 12 | Large | YES | NO | 12 | 0
1956 | RITTER RANCH | B | 4 | Medium | YES | NO | 4 | 0
957 | RIVERWAY | B | 6 | Medium | YES | NO | 6 | 0
1576 | ROADWAY | B | 4 | Medium | YES | NO | 4 | 0
471 | ROLLING HILLS | B | 0 | Small | YES | NO | 0 | 0
363 | ROSEMEAD | B | 9 | Large | YES | NO | 9 | 0
629 | ROYAL | B | 10 | Large | YES | NO | 10 | 0
349 | RUSH | B | 10 | Large | YES | NO | 10 | 0
364 | SAN GABRIEL | B | 8 | Large | YES | NO | 8 | 0
365 | SAN MARINO | B | 4 | Medium | YES | NO | 4 | 0
626 | SAN MIGUEL | B | 8 | Large | YES | NO | 8 | 0
442 | SAN VINCENTE | B | 0 | Small | YES | NO | 0 | 0
367 | SANGAR | B | 2 | Small | YES | NO | 2 | 0
847 | SANTA ANA | B | 0 | Small | YES | NO | 0 | 0
585 | SANTA BARBARA | B | 0 | Small | YES | NO | 0 | 0
848 | SANTA FE SPRINGS | B | 0 | Small | YES | NO | 0 | 0
587 | SANTA SUSANA | B | 11 | Large | YES | YES | 0 | 11
66 | SANWIND | B | 0 | Small | YES | NO | 0 | 0
1932 | SAVAGE | B | 15 | Large | YES | NO | 15 | 0
468 | SAWTELLE | B | 4 | Medium | YES | NO | 4 | 0
417 | SEPULVEDA | B | 13 | Large | YES | NO | 13 | 0
658 | SHANDIN | B | 10 | Large | YES | NO | 10 | 0
389 | SHARON | B | 5 | Medium | YES | NO | 5 | 0
866 | SHAWNEE | B | 9 | Large | YES | NO | 9 | 0
522 | SHUTTLE | B | 14 | Large | YES | NO | 14 | 0
366 | SIERRA MADRE | B | 4 | Medium | YES | NO | 4 | 0
1530 | SKYLARK | B | 10 | Large | YES | NO | 10 | 0
895 | SLATER | B | 7 | Medium | YES | NO | 7 | 0
766 | SOMERSET | B | 12 | Large | YES | YES | 0 | 12
1553 | SOQUEL | B | 9 | Large | YES | NO | 9 | 0
796 | SOURCE | B | 0 | Small | YES | NO | 0 | 0
797 | SOUTH GATE | B | 7 | Medium | YES | NO | 7 | 0
1531 | STADLER | B | 15 | Large | YES | NO | 15 | 0
711 | STETSON | B | 14 | Large | YES | NO | 14 | 0
849 | STEWART | B | 8 | Large | YES | NO | 8 | 0
859 | SULLIVAN | B | 13 | Large | YES | NO | 13 | 0
1465 | SUN CITY | B | 7 | Medium | YES | NO | 7 | 0
488 | TAHITI | B | 4 | Medium | YES | YES | 0 | 4
850 | TALBERT | B | 7 | Medium | YES | NO | 7 | 0
1340 | TAMARISK | B | 14 | Large | YES | NO | 14 | 0
862 | TEAM | B | 6 | Medium | YES | NO | 6 | 0
888 | TELEGRAPH | B | 12 | Large | YES | NO | 12 | 0
387 | TEMPLE | B | 3 | Small | YES | NO | 3 | 0
1910 | TENAJA | B | 6 | Medium | YES | NO | 6 | 0
668 | TENNESSEE | B | 6 | Medium | YES | NO | 6 | 0
368 | TERRACE | B | 3 | Small | YES | NO | 3 | 0
368 | TEST LAB | B | 0 | Small | YES | NO | 0 | 0
1463 | THORNHILL | B | 7 | Medium | YES | NO | 7 | 0
620 | THOUSAND OAKS | B | 0 | Small | YES | NO | 0 | 0
525 | TIPTON | B | 6 | Medium | YES | NO | 6 | 0
484 | TOPAZ | B | 6 | Medium | YES | NO | 6 | 0
485 | TORRANCE | B | 10 | Large | YES | NO | 10 | 0
893 | TRASK | B | 12 | Large | YES | NO | 12 | 0
472 | TRITON | B | 8 | Large | YES | NO | 8 | 0
679 | TROPHY | B | 9 | Large | YES | NO | 9 | 0
391 | VAIL | B | 10 | Large | YES | NO | 10 | 0
621 | VEGAS | B | 5 | Medium | YES | NO | 5 | 0
529 | VENIDA | B | 8 | Large | YES | NO | 8 | 0
591 | VENTURA | B | 4 | Medium | YES | YES | 0 | 4
801 | VERA | B | 7 | Medium | YES | NO | 7 | 0
1339 | VICTOR | B | 20 | Large | YES | YES | 0 | 20
445 | VICTORIA | B | 9 | Large | YES | YES | 0 | 9
1481 | VICTORVILLE | B | 10 | Large | YES | NO | 10 | 0
370 | WABASH | B | 4 | Medium | YES | NO | 4 | 0
628 | WAKEFIELD | B | 5 | Medium | YES | YES | 0 | 5
446 | WALTERIA | B | 12 | Large | YES | YES | 0 | 12
853 | WASHINGTON | B | 7 | Medium | YES | NO | 7 | 0
770 | WATSON | B | 7 | Medium | YES | YES | 0 | 7
827 | WAVE | B | 11 | Large | YES | NO | 11 | 0
884 | WESTGATE | B | 4 | Medium | YES | NO | 4 | 0
714 | WIMBLEDON | B | 12 | Large | YES | NO | 12 | 0
448 | WINDSOR HILLS | B | 0 | Small | YES | NO | 0 | 0
1490 | WRIGHTWOOD | B | 6 | Medium | YES | NO | 6 | 0
877 | YORBA LINDA | B | 10 | Large | YES | NO | 10 | 0
677 | YUCAIPA | B | 10 | Large | YES | NO | 10 | 0
455 | YUKON | B | 16 | Large | YES | YES | 0 | 16
1513 | ZANJA | B | 1 | Small | YES | NO | 1 | 0
|  | 306 | 2449 |  |  | 62 | 1844 | 605

## Stations Modelled
Station Number | Station Name | A Bank Station | Modelled
1526 | ARROWHEAD | VISTA | YES
1326 | AULD | VALLEY | YES
641 | BAIN | MIRLOM | YES
1352 | BARSTOW | KRAMER | YES
805 | BAYSIDE | ELLIS | YES
408 | BEVERLY | LACNGA | YES
874 | BOVINE | DELAMO | YES
720 | BOWL | HINSON | YES
610 | BREEZE | ANTELP | YES
808 | BRYAN | VILLA PARK | YES
768 | BULLIS | LIGHTH | YES
876 | CABRILLO | JOHANNA | YES
1327 | CALECTRIC | VISTA | YES
595 | CAMAR | SN CLR | YES
723 | CAMERON | HINSON | YES
812 | CARMENITA | DELAMO | YES
722 | CARSON | LIGHTH | YES
183 | CASA DIABLO | KRAMER | YES
563 | CASITAS | SN CLR | YES
724 | CHERRY | HINSON | YES
303 | CHINO | CHINO | YES
458 | COLORADO | LACNGA | YES
776 | COMPTON | LIGHTH | YES
1501 | CORONA | MIRLOM | YES
400 | CORTEZ | WALNUT | YES
401 | COVINA | WALNUT | YES
480 | CREST | LAFRSA | YES
816 | CROWN | SANTAG | YES
698 | CUCAMONGA | PADUA | YES
413 | CULVER | LACNGA | YES
565 | CUMMINGS | BAILEY | YES
788 | DAVIDSON CITY | HINSON | YES
566 | DEL SUR | ANTELP | YES
464 | DITMAR | LAFRSA | YES
502 | EARLIMART | VESTAL | YES
1379 | EAST BARSTOW | KRAMER | YES
861 | EDGEWATER | SANTAG | YES
275 | EL NIDO | EL NIDO | YES
415 | EL PORTO | EL NIDO | YES
1385 | ELSINORE | VALLEY | YES
792 | ERIC | DELAMO | YES
614 | ESTERO | SN CLR | YES
1664 | ETIWANDA | ETIWND | YES
685 | EUCLID | PADUA | YES
819 | FAIRVIEW | JOHANNA | YES
461 | FELTON | EL NIDO | YES
759 | FERNWOOD | LIGHTH | YES
568 | FILLMORE | SAUGUS | YES
556 | FRAZIER PARK | BAILEY | YES
1330 | GARNET | DEVERS | YES
855 | GISLER | ELLIS | YES
296 | GOLETA | GOLETA | YES
632 | GONZALES | SN CLR | YES
570 | GORMAN | BAILEY | YES
823 | HAMILTON | ELLIS | YES
507 | HANFORD | RECTOR | YES
739 | HATHAWAY | ALAMTS | YES
793 | HEDDA | DELAMO | YES
1506 | HI DESERT | DEVERS | YES
784 | IMPERIAL | CENTER | YES
423 | INGLEWOOD | EL NIDO | YES
1325 | INYOKERN | KRAMER | YES
181 | JUNE LAKE | KRAMER | YES
552 | KERNVILLE | VESTAL | YES
1772 | KIMBALL | CHINO | YES
318 | LAGUNA BELL | LAGBEL | YES
756 | LARDER | HINSON | YES
489 | LATIGO | MRPARK | YES
426 | LENNOX | EL NIDO | YES
316 | LIGHTHIPE | LIGHTH | YES
902 | LIMESTONE | VIEJO | YES
747 | LOCUST | HINSON | YES
750 | LOS CERRITOS | HINSON | YES
782 | LUCAS | DELAMO | YES
171 | LUNDY | KRAMER | YES
743 | LYNWOOD | LIGHTH | YES
430 | MARINE | LACNGA | YES
492 | MARYMOUNT | LAFRSA | YES
956 | MIRA LOMA | MIRLOM | YES
802 | MODENA | VILLA PARK | YES
576 | MODOC | GOLETA | YES
579 | MONTECITO | GOLETA | YES
298 | MOORPARK | MRPARK | YES
432 | MORNINGSIDE | EL NIDO | YES
752 | NAPLES | ALAMTS | YES
690 | NAROD | CHINO | YES
608 | NEENACH | BAILEY | YES
1535 | NEWCOMB | VALLEY | YES
1477 | NUGGET | DEVERS | YES
665 | ONTARIO | CHINO | YES
581 | OXNARD | SN CLR | YES
289 | PADUA | PADUA | YES
891 | PAULARINO | ELLIS | YES
1813 | PECHANGA | VALLEY | YES
1470 | PHELAN | VICTOR | YES
735 | PICO | HINSON | YES
582 | PIERPONT | SN CLR | YES
616 | PLAYA | GOLETA | YES
519 | POPLAR | VESTAL | YES
521 | PORTERVILLE | SPRNGV | YES
617 | QUARTZ HILL | ANTELP | YES
751 | RANDOLPH | LAGBEL | YES
1509 | RANDSBURG | KRAMER | YES
265 | RIO HONDO | RHONDO | YES
471 | ROLLING HILLS | LAFRSA | YES
674 | SAN DIMAS | PADUA | YES
601 | SAN FERNANDO | SAUGUS | YES
631 | SAN MARCOS | GOLETA | YES
585 | SANTA BARBARA | GOLETA | YES
444 | SANTA MONICA | LACNGA | YES
587 | SANTA SUSANA | SAUGUS | YES
332 | SANTIAGO | SANTAG | YES
589 | SATICOY | SN CLR | YES
798 | SEABRIGHT | HINSON | YES
188 | SHERWIN | KRAMER | YES
764 | SIGNAL HILL | LIGHTH | YES
766 | SOMERSET | DELAMO | YES
590 | SOMIS | SN CLR | YES
800 | STADIUM | ALAMTS | YES
767 | STATE STREET | HINSON | YES
795 | SUNNYSIDE | LIGHTH | YES
488 | TAHITI | LACNGA | YES
493 | TAPIA | MRPARK | YES
1335 | TIEFORT | KRAMER | YES
459 | TOPANGA | MRPARK | YES
1518 | TORTILLA | KRAMER | YES
676 | UPLAND | PADUA | YES
450 | VALDEZ | MRPARK | YES
1840 | VALLEY | VALLEY | YES
528 | VENICE HILL | RECTOR | YES
591 | VENTURA | SN CLR | YES
283 | VESTAL | VESTAL | YES
1339 | VICTOR | VICTOR | YES
445 | VICTORIA | LAFRSA | YES
628 | WAKEFIELD | SN CLR | YES
446 | WALTERIA | LAFRSA | YES
770 | WATSON | HINSON | YES
455 | YUKON | LAFRSA | YES
177 | ZACK | KRAMER | YES
467 | ZUMA | MRPARK | YES
498 | BLISS | SPRNGV | YES
740 | ATHENS | LIGHTH | YES
867 | LAMPSON | BARRE | YES
822 | GALLATIN | CENTER | YES
142

## DMS Modelling as part of WF
Station Number | Station Name | A Bank Station | SAS | Modelled | Date Completed | WorkFlow Work Order Number | Comments
498 | Bliss | Springville | Yes | Yes | 09/31/2011 | PSC SAP 800570589
740 | Athens | Lighthipe | Yes | Yes | 2011-10-08 | PSC SAP 800543163 | Has Voltage Regulators on 4kV distribution feeders need to put into model at later date
743 | Lynwood | Lighthipe | Yes | Yes | 2011-10-08 | PSC SAP 800543164 | Updated model. Has Voltage Regulators on 4kV distribution feeders need to put into model at later date
759 | Fernwood | Lighthipe | Yes | Yes | 2011-10-08 | PSC SAP 800543165 | Updated model.
457 & 458 | Colorado | La Cienega | Yes | Yes | 2011-11-09 |  | Waiting for the analog points to be updated. SAS model was already built.
416 & 417 | Sepulveda | El Nido | Yes | Yes | 2011-11-21
867 | Lampson | Barre | Yes | Yes | 2011-11-09
822 | Gallatin | Center | Yes | Yes | 2011-11-09
1500 | Corona | Mira Loma | Yes |  |  | PSC SAP 800713761
848 | Santa Fe Springs | Center | Yes |  |  | PSC SAP 800708630
823 | Hamilton | Ellis | Yes

## GIS Database
A System | circt_id | circt_no | circt_nam | subst_id | circt_type | switch_center_cd | circt_volt_val | circt_stat_cd | CirctName_char32 | SubstName_char12
ALAMITOS 66 | 2190905 | 96964 | ALAMITOS / STADIUM | 2216300 | D | 5073 | 66 | I | ALAMITOS / STADIUM | ALAMITOS
ALAMITOS 66 | 2129337 | 00271 | ALBURY | 2122398 | D | 5073 | 4 | I | ALBURY | ALBURY P.T.
ALAMITOS 66 | 2170246 | 10774 | LUCIA | 2220056 | D | 5073 | 12 | I | LUCIA | BROADWAY
ALAMITOS 66 | 2178999 | 13256 | ORIZABA | 2220056 | D | 5073 | 12 | I | ORIZABA | BROADWAY
ALAMITOS 66 | 2190737 | 15580 | RUSSELL | 2220056 | D | 5073 | 12 | I | RUSSELL | BROADWAY
ALAMITOS 66 | 2190764 | 15907 | SASSOON | 2220056 | D | 5073 | 12 | I | SASSOON | BROADWAY
ALAMITOS 66 | 2189252 | 18150 | TRIMBLE | 2220054 | D | 5073 | 4 | I | TRIMBLE | BROADWAY
ALAMITOS 66 | 2182109 | 14590 | QUINCY | 2220054 | D | 5073 | 4 | I | QUINCY | BROADWAY
ALAMITOS 66 | 2190893 | 96918 | FEEDER-18 | 2220056 | D | 5073 | 12 | I | FEEDER-18 | BROADWAY
ALAMITOS 66 | 2136391 | 02914 | CAPRI | 2220056 | D | 5073 | 12 | I | CAPRI | BROADWAY
ALAMITOS 66 | 2130057 | 00695 | ARGONNE | 2220056 | D | 5073 | 12 | I | ARGONNE | BROADWAY
ALAMITOS 66 | 2148109 | 04738 | DECCA | 2217718 | D | 5073 | 4 | I | DECCA | CLARK
ALAMITOS 66 | 2151124 | 06275 | FANWOOD | 2217718 | D | 5073 | 4 | I | FANWOOD | CLARK
ALAMITOS 66 | 2152732 | 06995 | GARFORD | 2217718 | D | 5073 | 4 | I | GARFORD | CLARK
ALAMITOS 66 | 2169283 | 09340 | JOSIE | 2217718 | D | 5073 | 4 | I | JOSIE | CLARK
ALAMITOS 66 | 2171296 | 06300 | FAUST | 2217718 | D | 5073 | 4 | I | FAUST | CLARK
ALAMITOS 66 | 2177310 | 11770 | METZ | 2217718 | D | 5073 | 4 | I | METZ | CLARK
ALAMITOS 66 | 2190914 | 16990 | STEVELY | 2217718 | D | 5073 | 4 | I | STEVELY | CLARK
ALAMITOS 66 | 2130214 | 00820 | ATHERTON | 2217626 | D | 5073 | 12 | I | ATHERTON | HATHAWAY
ALAMITOS 66 | 2144236 | 01500 | BENNETT | 2217626 | D | 5073 | 12 | I | BENNETT | HATHAWAY
ALAMITOS 66 | 2165906 | 08200 | HAVANA | 2217626 | D | 5073 | 12 | I | HAVANA | HATHAWAY
ALAMITOS 66 | 2171878 | 11070 | MANILA | 2215308 | D | 5073 | 4 | I | MANILA | HATHAWAY
ALAMITOS 66 | 2172942 | 12070 | MOLINO | 2217626 | D | 5073 | 12 | I | MOLINO | HATHAWAY
ALAMITOS 66 | 2190712 | 19700 | XIMENO | 2217626 | D | 5073 | 12 | I | XIMENO | HATHAWAY
ALAMITOS 66 | 2190803 | 16300 | SHAW | 2215308 | D | 5073 | 4 | I | SHAW | HATHAWAY
ALAMITOS 66 | 2189549 | 16700 | SOTO | 2217626 | D | 5073 | 12 | I | SOTO | HATHAWAY
ALAMITOS 66 | 2179170 | 13840 | PEABODY | 2215308 | D | 5073 | 4 | I | PEABODY | HATHAWAY
ALAMITOS 66 | 2147751 | 04570 | DAGGETT | 2215308 | D | 5073 | 4 | I | DAGGETT | HATHAWAY
ALAMITOS 66 | 2185140 | 11250 | MARLAND | 2217626 | D | 5073 | 12 | I | MARLAND | HATHAWAY
ALAMITOS 66 | 2130405 | 01077 | BANSHEE | 2215222 | D | 5067 | 16 | I | BANSHEE | HAVASU
ALAMITOS 66 | 2189928 | 17200 | SUMP | 2212384 | D | 5023 | 4 | I | SUMP | HAVEDA
ALAMITOS 66 | 2172052 | 11110 | MANUEL | 2212384 | D | 5023 | 4 | I | MANUEL | HAVEDA
ALAMITOS 66 | 2142139 | 00530 | ANDRE | 2212384 | D | 5023 | 4 | O | ANDRE | HAVEDA
ALAMITOS 66 | 2181891 | 12840 | NORTH BAY | 2125191 | D | 5064 | 2.4 | I | NORTH BAY | NORTH BAY PT
ALAMITOS 66 | 2182689 | 10455 | LIFT | 2220672 | D | 5067 | 12 | I | LIFT | NORTH INTAKE
ALAMITOS 66 | 2190678 | 19053 | WATERWHEEL | 2220672 | D | 5067 | 12 | I | WATERWHEEL | NORTH INTAKE
ALAMITOS 66 | 2180274 | 14753 | RED BARN | 2218348 | D | 5061 | 12 | I | RED BARN | NORTH MUROC
ANTELOPE 66 | 2133851 | 01954 | BOOTLEGGER | 2212594 | D | 5054 | 12 | I | BOOTLEGGER | ACTON
ANTELOPE 66 | 2184643 | 14047 | PICK | 2212594 | D | 5054 | 12 | I | PICK | ACTON
ANTELOPE 66 | 2184067 | 16404 | SHOVEL | 2212594 | D | 5054 | 12 | I | SHOVEL | ACTON
ANTELOPE 66 | 2134374 | 00050 | ACROBAT | 2219658 | D | 5054 | 12 | I | ACROBAT | ANAVERDE
ANTELOPE 66 | 2142338 | 00792 | ASHBERRY | 2219658 | D | 5054 | 12 | I | ASHBERRY | ANAVERDE
ANTELOPE 66 | 2145327 | 02852 | CANDLEBERRY | 2219658 | D | 5054 | 12 | I | CANDLEBERRY | ANAVERDE
ANTELOPE 66 | 2180198 | 14722 | RAYBURN | 2219658 | D | 5054 | 12 | I | RAYBURN | ANAVERDE
ANTELOPE 66 | 2180933 | 15140 | RITTER | 2219658 | D | 5054 | 12 | I | RITTER | ANAVERDE
ANTELOPE 66 | 2184557 | 13901 | PELONA | 2219658 | D | 5054 | 12 | I | PELONA | ANAVERDE
ANTELOPE 66 | 2164451 | 10370 | LEONA | 2219658 | D | 5054 | 12 | I | LEONA | ANAVERDE
ANTELOPE 66 | 2190984 | 18270 | QUINBY | 2219658 | D | 5054 | 12 | I | QUINBY | ANAVERDE
ANTELOPE 66 | 2189925 | 17158 | SUBIDA | 2219658 | D | 5054 | 12 | I | SUBIDA | ANAVERDE
ANTELOPE 66 | 2138768 | 03564 | CITY RANCH | 2219658 | D | 5054 | 12 | I | CITY RANCH | ANAVERDE
ANTELOPE 66 | 2154066 | 02651 | CAL PAC | 2121191 | D | 5067 | 12 | O | CAL PAC | CAL PAC P.T.
ANTELOPE 66 | 2139457 | 02662 | CALAMAR | 2122589 | D | 5070 | 12 | I | CALAMAR | CALAMAR P.T.
ANTELOPE 66 | 2139629 | 02664 | CALCADIA | 2122064 | D | 5090 | 12 | I | CALCADIA | CALCADIA PT
ANTELOPE 66 | 2134015 | 02255 | BRITTLE BUSH | 2213674 | D | 5061 | 12 | I | BRITTLE BUSH | CALCITY
ANTELOPE 66 | 2178832 | 13365 | OVERALL | 2213674 | D | 5061 | 12 | I | OVERALL | CALCITY
ANTELOPE 66 | 2153101 | 07568 | GREASEWOOD | 2213674 | D | 5061 | 12 | I | GREASEWOOD | CALCITY
ANTELOPE 66 | 2168701 | 05620 | CONLEY | 2212744 | D | 5054 | 12 | I | CONLEY | CORUM
ANTELOPE 66 | 2147578 | 04495 | CUDDEBACK | 2214840 | D | 5054 | 12 | I | CUDDEBACK | CUMMINGS
ANTELOPE 66 | 2172599 | 11760 | METTLER | 2214840 | D | 5054 | 12 | I | METTLER | CUMMINGS
ANTELOPE 66 | 2138438 | 02680 | CALIENTE | 2214840 | D | 5054 | 12 | I | CALIENTE | CUMMINGS
ANTELOPE 66 | 2150270 | 04793 | DELUZ | 2122997 | D | 5070 | 12 | I | DELUZ | DELUZ P.T.
ANTELOPE 66 | 2189338 | 18493 | UTE | 2273844 | D | 5061 | 33 | I | UTE | GOLDHILL
ANTELOPE 66 | 2184712 | 16937 | STAR | 2215976 | D | 5090 | 12 | I | STAR | GOLDSTONE
ANTELOPE 66 | 2190313 | 13862 | PEAK | 2215976 | D | 5090 | 12 | O | PEAK | GOLDSTONE
ANTELOPE 66 | 2148299 | 05675 | CARBON | 2219596 | D | 5054 | 12 | I | CARBON | GOLDTOWN
ANTELOPE 66 | 2165588 | 05090 | DISCOVERY | 2219596 | D | 5054 | 12 | I | DISCOVERY | GOLDTOWN
ANTELOPE 66 | 2132237 | 02048 | BOXCAR | 2219596 | D | 5054 | 12 | I | BOXCAR | GOLDTOWN
ANTELOPE 66 | 2133433 | 01610 | BIDDER | 2214136 | D | 5538 | 16 | I | BIDDER | GOLETA
ANTELOPE 66 | 2134372 | 00042 | ACE | 2214136 | D | 5538 | 16 | I | ACE | GOLETA
ANTELOPE 66 | 2188027 | 18233 | TRUMP | 2214136 | D | 5538 | 16 | I | TRUMP | GOLETA
ANTELOPE 66 | 2158437 | 07610 | GREEN VALLEY | 2123305 | D | 5054 | 4 | I | GREEN VALLEY | GREEN VLY PT
ANTELOPE 66 | 2151858 | 06585 | FLYING D | 2214748 | D | 5033 | 12 | I | FLYING D | HAVILAH
ANTELOPE 66 | 2190957 | 17607 | TEE VEE | 2214748 | D | 5033 | 12 | I | TEE VEE | HAVILAH
ANTELOPE 66 | 2153682 | 08265 | HEADLEY | 2122796 | D | 5073 | 2.4 | I | HEADLEY | HEADLEY P.T.
ANTELOPE 66 | 2177493 | 08251 | HEADWATER | 2124657 | D | 5070 | 12 | O | HEADWATER | HEADWATER PT
ANTELOPE 66 | 2177494 | 08266 | HEALTHCARE | 2121402 | D | 5064 | 12 | I | HEALTHCARE | HEALTHCRE PM
ANTELOPE 66 | 2153683 | 08269 | HEARTWELL | 2125397 | D | 5073 | 4 | I | HEARTWELL | HEARTWELL PT
ANTELOPE 66 | 2181022 | 15310 | ROCKET | 2213184 | D | 5073 | 4 | I | ROCKET | HEDDA
ANTELOPE 66 | 2188273 | 18670 | VERDE | 2213184 | D | 5073 | 4 | I | VERDE | HEDDA
ANTELOPE 66 | 2158062 | 06365 | FIDLER | 2213184 | D | 5073 | 4 | I | FIDLER | HEDDA
ANTELOPE 66 | 2147931 | 04721 | DAYLIGHT | 2220646 | D | 5061 | 12 | F | DAYLIGHT | HELENDALE
ANTELOPE 66 | 2186878 | 17256 | SUNDOWN | 2220646 | D | 5061 | 12 | I | SUNDOWN | HELENDALE
ANTELOPE 66 | 2147935 | 04732 | DEBRA | 2217412 | D | 5054 | 12 | I | DEBRA | HELIJET
ANTELOPE 66 | 2190603 | 18162 | TRISTAR | 2217412 | D | 5054 | 12 | I | TRISTAR | HELIJET
ANTELOPE 66 | 2131539 | 00171 | AIRBUS | 2217412 | D | 5054 | 12 | I | AIRBUS | HELIJET
ANTELOPE 66 | 2190335 | 17585 | TAWNA | 2217412 | D | 5054 | 12 | I | TAWNA | HELIJET
ANTELOPE 66 | 2129330 | 00165 | AGUANGA | 2220650 | D | 5070 | 12 | I | AGUANGA | HEMET
ANTELOPE 66 | 2139632 | 02728 | CALLAND | 2220650 | D | 5070 | 12 | I | CALLAND | HEMET
ANTELOPE 66 | 2153103 | 07575 | GREEN ACRES | 2220650 | D | 5070 | 12 | I | GREEN ACRES | HEMET
ANTELOPE 66 | 2162026 | 09365 | JUANITA | 2215998 | D | 5070 | 4.8 | I | JUANITA | HEMET
ANTELOPE 66 | 2168892 | 05817 | ELMWOOD | 2215998 | D | 5070 | 4.8 | I | ELMWOOD | HEMET
ANTELOPE 66 | 2151660 | 06188 | FAIR | 2215998 | D | 5070 | 4.8 | I | FAIR | HEMET
ANTELOPE 66 | 2178500 | 12617 | NEUTRALITE | 2215998 | D | 5070 | 4.8 | O | NEUTRALITE | HEMET
ANTELOPE 66 | 2180023 | 11627 | MELVERE | 2220650 | D | 5070 | 12 | I | MELVERE | HEMET
ANTELOPE 66 | 2129333 | 00180 | AIRPORT | 2212660 | D | 5054 | 12 | I | AIRPORT | LANCASTER
ANTELOPE 66 | 2172265 | 11420 | MAYS | 2212660 | D | 5054 | 12 | I | MAYS | LANCASTER
ANTELOPE 66 | 2180466 | 09085 | JACKMAN | 2212660 | D | 5054 | 12 | I | JACKMAN | LANCASTER
ANTELOPE 66 | 2187868 | 17550 | TARGET | 2212660 | D | 5054 | 12 | I | TARGET | LANCASTER
ANTELOPE 66 | 2191136 | 96928 | FEEDER-28 | 2212660 | D | 5054 | 12 | I | FEEDER-28 | LANCASTER
ANTELOPE 66 | 2150429 | 05000 | DESERT | 2212654 | D | 5054 | 4 | I | DESERT | LANCASTER
ANTELOPE 66 | 2156362 | 05760 | ELM | 2212654 | D | 5054 | 4 | I | ELM | LANCASTER
ANTELOPE 66 | 2189258 | 18180 | TROPICO | 2212660 | D | 5054 | 12 | I | TROPICO | LANCASTER
ANTELOPE 66 | 2190331 | 14030 | PHILLIPS | 2212660 | D | 5054 | 12 | I | PHILLIPS | LANCASTER
ANTELOPE 66 | 2149215 | 04432 | CROWDER | 2212660 | D | 5054 | 12 | I | CROWDER | LANCASTER
ANTELOPE 66 | 2162023 | 09330 | JOSHUA | 2212660 | D | 5054 | 12 | I | JOSHUA | LANCASTER
ANTELOPE 66 | 2166650 | 09770 | KINGTREE | 2212660 | D | 5054 | 12 | I | KINGTREE | LANCASTER
ANTELOPE 66 | 2179936 | 11565 | MEDALLION | 2212660 | D | 5054 | 12 | I | MEDALLION | LANCASTER
ANTELOPE 66 | 2187462 | 13000 | OBAN | 2212660 | D | 5054 | 12 | I | OBAN | LANCASTER
ANTELOPE 66 | 2190522 | 14584 | QUEENSLAND | 2212660 | D | 5054 | 12 | I | QUEENSLAND | LANCASTER
ANTELOPE 66 | 2191072 | 19790 | YUCCA | 2212654 | D | 5054 | 4 | I | YUCCA | LANCASTER
ANTELOPE 66 | 2190975 | 17985 | TOPOC | 2213006 | D | 5067 | 16 | I | TOPOC | LANDING
ANTELOPE 66 | 2173849 | 10054 | LANGFORD | 2125546 | D | 5090 | 12 | I | LANGFORD | LANGFORD PT
ANTELOPE 66 | 2134559 | 00110 | ADRIATIC | 2213118 | D | 5073 | 4 | I | ADRIATIC | LARDER
ANTELOPE 66 | 2141578 | 04140 | COTA | 2213118 | D | 5073 | 4 | I | COTA | LARDER
ANTELOPE 66 | 2183012 | 14830 | REEVES | 2213118 | D | 5073 | 4 | I | REEVES | LARDER
ANTELOPE 66 | 2190718 | 19820 | ZENDA | 2217086 | D | 5033 | 12 | I | ZENDA | LORAINE
ANTELOPE 66 | 2163149 | 09530 | KEENE | 2212588 | D | 5054 | 12 | I | KEENE | MONOLITH
ANTELOPE 66 | 2169822 | 10414 | LEVECHE | 2212588 | D | 5054 | 12 | I | LEVECHE | MONOLITH
ANTELOPE 66 | 2187200 | 17962 | TOMAHAWK | 2212588 | D | 5054 | 12 | I | TOMAHAWK | MONOLITH
ANTELOPE 66 | 2190138 | 18734 | VIENTO | 2212588 | D | 5054 | 12 | I | VIENTO | MONOLITH
ANTELOPE 66 | 2142716 | 03900 | CONCORD | 2216734 | D | 5012 | 4 | I | CONCORD | MONROVIA
ANTELOPE 66 | 2147571 | 03852 | COMMERCIAL | 2216734 | D | 5012 | 4 | I | COMMERCIAL | MONROVIA
ANTELOPE 66 | 2167930 | 09050 | IVY | 2216734 | D | 5012 | 4 | I | IVY | MONROVIA
ANTELOPE 66 | 2177867 | 12450 | MYRTLE | 2216734 | D | 5012 | 4 | I | MYRTLE | MONROVIA
ANTELOPE 66 | 2183695 | 16250 | SHAMROCK | 2216734 | D | 5012 | 4 | I | SHAMROCK | MONROVIA
ANTELOPE 66 | 2129702 | 00410 | ALTA | 2216734 | D | 5012 | 4 | I | ALTA | MONROVIA
ANTELOPE 66 | 2164645 | 07620 | GREENWOOD | 2212090 | D | 5073 | 4 | I | GREENWOOD | MONTEBELLO
ANTELOPE 66 | 2187460 | 12940 | OAK | 2212090 | D | 5073 | 4 | I | OAK | MONTEBELLO
ANTELOPE 66 | 2190843 | 16820 | SPRUCE | 2212090 | D | 5073 | 4 | I | SPRUCE | MONTEBELLO
ANTELOPE 66 | 2151668 | 06320 | FERGUSON | 2212090 | D | 5073 | 4 | I | FERGUSON | MONTEBELLO
ANTELOPE 66 | 2135467 | 00750 | ARMOUR | 2212684 | D | 5538 | 4 | I | ARMOUR | MONTECITO
ANTELOPE 66 | 2177317 | 11960 | MIRAMAR | 2212684 | D | 5538 | 4 | I | MIRAMAR | MONTECITO
ANTELOPE 66 | 2187208 | 18122 | TREMAINE | 2212684 | D | 5538 | 4 | I | TREMAINE | MONTECITO
ANTELOPE 66 | 2190949 | 17420 | SWIFT | 2212684 | D | 5538 | 4 | I | SWIFT | MONTECITO
ANTELOPE 66 | 2178679 | 13005 | OBSERVATORY | 2125217 | D | 5012 | 4 | I | OBSERVATORY | OBSRVATRY PT
ANTELOPE 66 | 2143590 | 01290 | BEACH FRONT | 2219248 | D | 5023 | 4 | O | BEACH FRONT | OCEAN PARK
ANTELOPE 66 | 2191019 | 18900 | WADSWORTH | 2219248 | D | 5023 | 4 | I | WADSWORTH | OCEAN PARK
ANTELOPE 66 | 2162022 | 09310 | JONES | 2219248 | D | 5023 | 4 | I | JONES | OCEAN PARK
ANTELOPE 66 | 2139081 | 03690 | CLOVERFIELD | 2219248 | D | 5023 | 4 | I | CLOVERFIELD | OCEAN PARK
ANTELOPE 66 | 2181893 | 12870 | NORTHSIDE | 2219248 | D | 5023 | 4 | I | NORTHSIDE | OCEAN PARK
ANTELOPE 66 | 2187463 | 13025 | OCEANAIRE | 2126742 | D | 5023 | 4 | O | OCEANAIRE | OCEANAIRE PT
ANTELOPE 66 | 2187464 | 13034 | OCEANO | 2125236 | D | 5538 | 2.4 | O | OCEANO | OCEANO P.T.
ANTELOPE 66 | 2138436 | 02671 | CALIBER | 2212778 | D | 5054 | 12 | I | CALIBER | PALMDALE
ANTELOPE 66 | 2141760 | 04207 | COURSON | 2212778 | D | 5054 | 12 | I | COURSON | PALMDALE
ANTELOPE 66 | 2168510 | 10281 | LEDFORD | 2212778 | D | 5054 | 12 | I | LEDFORD | PALMDALE
ANTELOPE 66 | 2178101 | 11216 | MARK | 2212778 | D | 5054 | 12 | I | MARK | PALMDALE
ANTELOPE 66 | 2182938 | 14735 | RAZOR | 2212778 | D | 5054 | 12 | I | RAZOR | PALMDALE
ANTELOPE 66 | 2188278 | 17790 | THORNBURG | 2212778 | D | 5054 | 12 | I | THORNBURG | PALMDALE
ANTELOPE 66 | 2189774 | 13538 | PAINT | 2212778 | D | 5054 | 12 | I | PAINT | PALMDALE
ANTELOPE 66 | 2190618 | 18338 | TWAIN | 2212778 | D | 5054 | 12 | I | TWAIN | PALMDALE
ANTELOPE 66 | 2190844 | 16825 | SPUR | 2212778 | D | 5054 | 12 | I | SPUR | PALMDALE
ANTELOPE 66 | 2190916 | 16997 | STING | 2212778 | D | 5054 | 12 | I | STING | PALMDALE
ANTELOPE 66 | 2178910 | 13508 | PADDY | 2212778 | D | 5054 | 12 | I | PADDY | PALMDALE
ANTELOPE 66 | 2190317 | 13870 | PEARLAND | 2212778 | D | 5054 | 12 | I | PEARLAND | PALMDALE
ANTELOPE 66 | 2174397 | 10147 | LASKER | 2212778 | D | 5054 | 12 | I | LASKER | PALMDALE
ANTELOPE 66 | 2184154 | 16451 | SIMS | 2212778 | D | 5054 | 12 | I | SIMS | PALMDALE
ANTELOPE 66 | 2152213 | 06630 | FORAGE | 2219670 | D | 5054 | 12 | I | FORAGE | PIUTE
ANTELOPE 66 | 2170245 | 10770 | LUCERNE | 2219670 | D | 5054 | 12 | I | LUCERNE | PIUTE
ANTELOPE 66 | 2179464 | 13980 | PETAN | 2219670 | D | 5054 | 12 | I | PETAN | PIUTE
ANTELOPE 66 | 2177864 | 12400 | MUSEUM | 2219670 | D | 5054 | 12 | I | MUSEUM | PIUTE
ANTELOPE 66 | 2149584 | 05105 | DIVA | 2219714 | D | 5054 | 12 | F | DIVA | QUARTZ HILL
ANTELOPE 66 | 2150579 | 05475 | DWEEZIL | 2219714 | D | 5054 | 12 | I | DWEEZIL | QUARTZ HILL
ANTELOPE 66 | 2166313 | 09503 | KEEFER | 2219714 | D | 5054 | 12 | I | KEEFER | QUARTZ HILL
ANTELOPE 66 | 2180688 | 12159 | MOONGLOW | 2219714 | D | 5054 | 12 | I | MOONGLOW | QUARTZ HILL
ANTELOPE 66 | 2191038 | 19245 | INVENTION | 2219714 | D | 5054 | 12 | I | INVENTION | QUARTZ HILL
ANTELOPE 66 | 2183888 | 16018 | SCRAPPER | 2219714 | D | 5054 | 12 | I | SCRAPPER | QUARTZ HILL
ANTELOPE 66 | 2190389 | 19807 | ZAPPA | 2219714 | D | 5054 | 12 | I | ZAPPA | QUARTZ HILL
ANTELOPE 66 | 2191037 | 19243 | WHIP | 2219714 | D | 5054 | 12 | I | WHIP | QUARTZ HILL
ANTELOPE 66 | 2161536 | 07384 | GODDE | 2219714 | D | 5054 | 12 | I | GODDE | QUARTZ HILL
ANTELOPE 66 | 2164254 | 10105 | LARIAT | 2219714 | D | 5054 | 12 | I | LARIAT | QUARTZ HILL
ANTELOPE 66 | 2190521 | 14582 | QUEEN MARY 2 | 2126465 | D | 5073 | 4 | O | QUEEN MARY 2 | QUEEN MARY U
ANTELOPE 66 | 2190520 | 14581 | QUEEN MARY 1 | 2126465 | D | 5073 | 4 | I | QUEEN MARY 1 | QUEEN MARY U
ANTELOPE 66 | 2160619 | 08760 | HOVEY | 2212700 | D | 5054 | 12 | I | HOVEY | REDMAN
ANTELOPE 66 | 2186384 | 12370 | MUROC | 2212700 | D | 5054 | 12 | I | MUROC | REDMAN
ANTELOPE 66 | 2186620 | 15390 | ROOSEVELT | 2212700 | D | 5054 | 12 | I | ROOSEVELT | REDMAN
ANTELOPE 66 | 2141018 | 00300 | ALFALFA | 2212700 | D | 5054 | 12 | I | ALFALFA | REDMAN
ANTELOPE 66 | 2136052 | 02560 | BUTTE | 2217298 | D | 5054 | 12 | I | BUTTE | ROSAMOND
ANTELOPE 66 | 2158610 | 07680 | GRUBSTAKE | 2217298 | D | 5054 | 12 | I | GRUBSTAKE | ROSAMOND
ANTELOPE 66 | 2188846 | 19430 | WILLOW SPRINGS | 2217298 | D | 5054 | 12 | I | WILLOW SPRINGS | ROSAMOND
ANTELOPE 66 | 2149585 | 05110 | DIVISION | 2217298 | D | 5054 | 12 | I | DIVISION | ROSAMOND
ANTELOPE 66 | 2174215 | 12950 | OAK CREEK | 2217298 | D | 5054 | 12 | I | OAK CREEK | ROSAMOND
ANTELOPE 66 | 2137579 | 03445 | CHEWBACCA | 2212678 | D | 5054 | 12 | I | CHEWBACCA | SHUTTLE
ANTELOPE 66 | 2149765 | 05334 | DROID | 2212678 | D | 5054 | 12 | I | DROID | SHUTTLE
ANTELOPE 66 | 2159515 | 06638 | FORCE | 2212678 | D | 5054 | 12 | I | FORCE | SHUTTLE
ANTELOPE 66 | 2169080 | 05928 | ENDOR | 2212678 | D | 5054 | 12 | I | ENDOR | SHUTTLE
ANTELOPE 66 | 2169087 | 09193 | JEDI | 2212678 | D | 5054 | 12 | I | JEDI | SHUTTLE
ANTELOPE 66 | 2169464 | 09443 | KONOBIE | 2212678 | D | 5054 | 12 | I | KONOBIE | SHUTTLE
ANTELOPE 66 | 2188197 | 18505 | VADAR | 2212678 | D | 5054 | 12 | I | VADAR | SHUTTLE
ANTELOPE 66 | 2190388 | 19742 | YODA | 2212678 | D | 5054 | 12 | I | YODA | SHUTTLE
ANTELOPE 66 | 2190707 | 19658 | WOOKIE | 2212678 | D | 5054 | 12 | I | WOOKIE | SHUTTLE
ANTELOPE 66 | 2160063 | 07935 | HAN SOLO | 2212678 | D | 5054 | 12 | I | HAN SOLO | SHUTTLE
ANTELOPE 66 | 2173097 | 12507 | NASA | 2212678 | D | 5054 | 12 | I | NASA | SHUTTLE
ANTELOPE 66 | 2174774 | 10316 | LEIA | 2212678 | D | 5054 | 12 | I | LEIA | SHUTTLE
ANTELOPE 66 | 2185728 | 16484 | SKYWALKER | 2212678 | D | 5054 | 12 | I | SKYWALKER | SHUTTLE
ANTELOPE 66 | 2134743 | 00494 | ANAKIN | 2212678 | D | 5054 | 12 | I | ANAKIN | SHUTTLE
ANTELOPE 66 | 2164453 | 10470 | LIMA | 2216752 | D | 5012 | 4 | I | LIMA | SIERRA MADRE
ANTELOPE 66 | 2182777 | 10730 | LOWELL | 2216752 | D | 5012 | 4 | I | LOWELL | SIERRA MADRE
ANTELOPE 66 | 2186304 | 12050 | MOHAWK | 2216752 | D | 5012 | 4 | I | MOHAWK | SIERRA MADRE
ANTELOPE 66 | 2190363 | 17890 | TIMES | 2216752 | D | 5012 | 4 | I | TIMES | SIERRA MADRE
ANTELOPE 66 | 2185986 | 14700 | RANKIN | 2214800 | D | 5033 | 12 | I | RANKIN | WALKER BASIN
ANTELOPE 66 | 2150587 | 05565 | EASTWIND | 2215024 | D | 5054 | 12 | I | EASTWIND | WILSONA
ANTELOPE 66 | 2172263 | 11355 | MAVERICK | 2215024 | D | 5054 | 12 | I | MAVERICK | WILSONA
ANTELOPE 66 | 2188912 | 19592 | WOLVERTON | 2127183 | D | 5033 | 4 | O | WOLVERTON | WOLVERTON PT
ANTELOPE 66 | 2146479 | 02160 | BRAVO | 2273868 | D | 5033 | 12 | O | BRAVO | WOODLAKE
ANTELOPE 66 | 2129536 | 00340 | ALMA | 2215410 | D | 5073 | 4 | I | ALMA | WOODRUFF
ANTELOPE 66 | 2141215 | 00360 | ALONDRA | 2215410 | D | 5073 | 4 | I | ALONDRA | WOODRUFF
ANTELOPE 66 | 2151849 | 06330 | FERINA | 2215410 | D | 5073 | 4 | I | FERINA | WOODRUFF
ANTELOPE 66 | 2187946 | 17665 | TEN PIN | 2215410 | D | 5073 | 4 | I | TEN PIN | WOODRUFF
ANTELOPE 66 | 2130053 | 00690 | ARDIS | 2215410 | D | 5073 | 4 | I | ARDIS | WOODRUFF
ANTELOPE 66 | 2154818 | 05430 | DUNROBIN | 2215410 | D | 5073 | 4 | I | DUNROBIN | WOODRUFF
BAILEY 66 | 2190344 | 17663 | TENNECO | 2220812 | D | 5054 | 12 | I | TENNECO | FRAZIER PARK
BAILEY 66 | 2190903 | 96961 | FEEDER-61 | 2217220 | D | 5054 | 12 | I | FEEDER-61 | GORMAN
BAILEY 66 | 2173474 | 09777 | KINSEY | 2217220 | D | 5054 | 12 | I | KINSEY | GORMAN
BAILEY 66 | 2180930 | 15050 | RIDGE | 2217220 | D | 5054 | 12 | I | RIDGE | GORMAN
BAILEY 66 | 2131888 | 01805 | BLEDSOE | 2215002 | D | 5054 | 12 | I | BLEDSOE | NEENACH
BAILEY 66 | 2190958 | 17630 | TEJON | 2215002 | D | 5054 | 12 | I | TEJON | NEENACH
BAILEY 66 | 2150433 | 05420 | DUNTLEY | 2215002 | D | 5054 | 12 | I | DUNTLEY | NEENACH
BAILEY 66 | 2188779 | 19218 | WESTVIEW | 2127208 | D | 5538 | 4 | O | WESTVIEW | WESTVIEW PT
BARRE 66 | 2158961 | 03688 | CLOVER | 2218876 | D | 5800 | 12 | I | CLOVER | BARRE
BARRE 66 | 2159681 | 06701 | FOXGLOVE | 2218876 | D | 5800 | 12 | I | FOXGLOVE | BARRE
BARRE 66 | 2178038 | 11212 | MARIGOLD | 2218876 | D | 5800 | 12 | I | MARIGOLD | BARRE
BARRE 66 | 2184238 | 16578 | SNAPDRAGON | 2218876 | D | 5800 | 12 | F | SNAPDRAGON | BARRE
BARRE 66 | 2188272 | 18654 | VERBENA | 2218876 | D | 5800 | 12 | I | VERBENA | BARRE
BARRE 66 | 2190983 | 18265 | TULIP | 2218876 | D | 5800 | 12 | I | TULIP | BARRE
BARRE 66 | 2139631 | 02727 | CALLA | 2218876 | D | 5800 | 12 | I | CALLA | BARRE
BARRE 66 | 2170241 | 10732 | LOTUS | 2218876 | D | 5800 | 12 | I | LOTUS | BARRE
BARRE 66 | 2139825 | 02986 | CARNATION | 2218876 | D | 5800 | 12 | I | CARNATION | BARRE
BARRE 66 | 2147750 | 04568 | DAFFODIL | 2218876 | D | 5800 | 12 | I | DAFFODIL | BARRE
BARRE 66 | 2147572 | 03864 | MAUEL | 2218272 | D | 5090 | 12 | I | MAUEL | BARSTOW
BARRE 66 | 2151484 | 06161 | EXPRESS | 2273806 | D | 5090 | 33 | I | EXPRESS | BARSTOW
BARRE 66 | 2177401 | 12112 | MONTARA | 2273806 | D | 5090 | 33 | I | MONTARA | BARSTOW
BARRE 66 | 2180851 | 14898 | REMOTE | 2273806 | D | 5090 | 33 | I | REMOTE | BARSTOW
BARRE 66 | 2190411 | 14283 | POLICE | 2218272 | D | 5090 | 12 | I | POLICE | BARSTOW
BARRE 66 | 2133431 | 01600 | BEXLEY | 2217932 | D | 5012 | 4 | I | BEXLEY | BARTOLO
BARRE 66 | 2150436 | 05460 | DURFEE | 2217932 | D | 5012 | 4 | I | DURFEE | BARTOLO
BARRE 66 | 2190756 | 15792 | SANKA | 2217932 | D | 5012 | 4 | I | SANKA | BARTOLO
BARRE 66 | 2140674 | 03740 | COFFEE | 2217932 | D | 5012 | 4 | I | COFFEE | BARTOLO
BARRE 66 | 2130603 | 01189 | BARWICK | 2121578 | D | 5538 | 2.4 | I | BARWICK | BARWICK P.T.
BARRE 66 | 2145512 | 02874 | CANOE | 2213224 | D | 5800 | 12 | I | CANOE | BOLSA
BARRE 66 | 2165584 | 05083 | DINGY | 2213224 | D | 5800 | 12 | I | DINGY | BOLSA
BARRE 66 | 2166486 | 09655 | KETCH | 2213224 | D | 5800 | 12 | I | KETCH | BOLSA
BARRE 66 | 2168509 | 10205 | LAUNCH | 2213224 | D | 5800 | 12 | I | LAUNCH | BOLSA
BARRE 66 | 2189707 | 13358 | OUTRIGGER | 2213224 | D | 5800 | 12 | I | OUTRIGGER | BOLSA
BARRE 66 | 2190777 | 16016 | SCOW | 2213224 | D | 5800 | 12 | I | SCOW | BOLSA
BARRE 66 | 2184230 | 16485 | SKIFF | 2213224 | D | 5800 | 12 | I | SKIFF | BOLSA
BARRE 66 | 2133849 | 01895 | BOLIVIA | 2213258 | D | 5800 | 12 | I | BOLIVIA | ELY
BARRE 66 | 2140316 | 03481 | CHILE | 2213258 | D | 5800 | 12 | I | CHILE | ELY
BARRE 66 | 2147575 | 04465 | CUBA | 2213258 | D | 5800 | 12 | I | CUBA | ELY
BARRE 66 | 2177311 | 11796 | MEXICO | 2213258 | D | 5800 | 12 | I | MEXICO | ELY
BARRE 66 | 2189253 | 18158 | TRINIDAD | 2213258 | D | 5800 | 12 | I | TRINIDAD | ELY
BARRE 66 | 2189849 | 13605 | PANAMA | 2213258 | D | 5800 | 12 | I | PANAMA | ELY
BARRE 66 | 2190328 | 13969 | PERU | 2213258 | D | 5800 | 12 | F | PERU | ELY
BARRE 66 | 2161854 | 09114 | JAMAICA | 2213258 | D | 5800 | 12 | I | JAMAICA | ELY
BARRE 66 | 2147041 | 05595 | ECUADOR | 2213258 | D | 5800 | 12 | I | ECUADOR | ELY
BARRE 66 | 2175978 | 07834 | HAITI | 2213258 | D | 5800 | 12 | I | HAITI | ELY
BARRE 66 | 2156366 | 05865 | EMERALD | 2123160 | D | 5800 | 4 | O | EMERALD | EMERALD P.T.
BARRE 66 | 2168895 | 05885 | EMIGRANT | 2123648 | D | 5090 | 12 | I | EMIGRANT | EMIGRANT PT
BARRE 66 | 2148492 | 05922 | ENCINAS | 2123656 | D | 5012 | 4 | I | ENCINAS | ENCINAS P.T.
BARRE 66 | 2135653 | 00790 | ASH | 2215532 | D | 5800 | 4 | I | ASH | FULLERTON
BARRE 66 | 2160801 | 08840 | HUNT | 2217840 | D | 5800 | 12 | I | HUNT | FULLERTON
BARRE 66 | 2172774 | 11980 | MATLOCK | 2217840 | D | 5800 | 12 | I | MATLOCK | FULLERTON
BARRE 66 | 2174578 | 10240 | LAWRENCE | 2217840 | D | 5800 | 12 | I | LAWRENCE | FULLERTON
BARRE 66 | 2190537 | 14719 | RAYBESTOS | 2217840 | D | 5800 | 12 | I | RAYBESTOS | FULLERTON
BARRE 66 | 2190733 | 15515 | ROYER | 2217840 | D | 5800 | 12 | I | ROYER | FULLERTON
BARRE 66 | 2159133 | 03873 | COMPLEX | 2217840 | D | 5800 | 12 | I | COMPLEX | FULLERTON
BARRE 66 | 2177406 | 08130 | HARVARD | 2215532 | D | 5800 | 4 | I | HARVARD | FULLERTON
BARRE 66 | 2181027 | 15370 | ROMA | 2217840 | D | 5800 | 12 | I | ROMA | FULLERTON
BARRE 66 | 2186219 | 15020 | RICHMAN | 2215532 | D | 5800 | 4 | I | RICHMAN | FULLERTON
BARRE 66 | 2134010 | 02145 | BRASHEARS | 2217840 | D | 5800 | 12 | I | BRASHEARS | FULLERTON
BARRE 66 | 2144394 | 01550 | BERLIN | 2217840 | D | 5800 | 12 | I | BERLIN | FULLERTON
BARRE 66 | 2159876 | 06870 | FULWILLER | 2123225 | D | 5800 | 2.4 | I | FULWILLER | FULWILLER PT
BARRE 66 | 2138608 | 03486 | CHIPPER | 2220202 | D | 5800 | 12 | I | CHIPPER | GILBERT
BARRE 66 | 2178183 | 11317 | MASHIE | 2220202 | D | 5800 | 12 | I | MASHIE | GILBERT
BARRE 66 | 2180189 | 14535 | PUTTER | 2220202 | D | 5800 | 12 | I | PUTTER | GILBERT
BARRE 66 | 2184232 | 16535 | SLICE | 2220202 | D | 5800 | 12 | I | SLICE | GILBERT
BARRE 66 | 2186702 | 15465 | ROUGH | 2220202 | D | 5800 | 12 | I | ROUGH | GILBERT
BARRE 66 | 2188444 | 18017 | TOURNEY | 2220202 | D | 5800 | 12 | I | TOURNEY | GILBERT
BARRE 66 | 2190800 | 16267 | SHANK | 2220202 | D | 5800 | 12 | I | SHANK | GILBERT
BARRE 66 | 2190956 | 17606 | TEE | 2220202 | D | 5800 | 12 | I | TEE | GILBERT
BARRE 66 | 2160455 | 08666 | HOOK | 2220202 | D | 5800 | 12 | I | HOOK | GILBERT
BARRE 66 | 2138430 | 02615 | CADDY | 2220202 | D | 5800 | 12 | I | CADDY | GILBERT
BARRE 66 | 2149586 | 05115 | DIVOT | 2220202 | D | 5800 | 12 | I | DIVOT | GILBERT
BARRE 66 | 2139970 | 03026 | CART | 2220202 | D | 5800 | 12 | I | CART | GILBERT
BARRE 66 | 2143262 | 00940 | BACWAY | 2215636 | D | 5800 | 12 | I | BACWAY | LA PALMA
BARRE 66 | 2152734 | 07000 | GARZA | 2215636 | D | 5800 | 12 | I | GARZA | LA PALMA
BARRE 66 | 2156935 | 07241 | GILLIS | 2215636 | D | 5800 | 12 | I | GILLIS | LA PALMA
BARRE 66 | 2165389 | 04820 | DELCO | 2215636 | D | 5800 | 12 | I | DELCO | LA PALMA
BARRE 66 | 2179729 | 14260 | POCKET | 2215636 | D | 5800 | 12 | I | POCKET | LA PALMA
BARRE 66 | 2190695 | 19310 | WHITAKER | 2215636 | D | 5800 | 12 | I | WHITAKER | LA PALMA
BARRE 66 | 2157133 | 07360 | GLIDDEN | 2215636 | D | 5800 | 12 | I | GLIDDEN | LA PALMA
BARRE 66 | 2190798 | 16230 | SHADOW | 2215636 | D | 5800 | 12 | I | SHADOW | LA PALMA
BARRE 66 | 2166658 | 09830 | KNOTT | 2215636 | D | 5800 | 12 | I | KNOTT | LA PALMA
BARRE 66 | 2140314 | 03391 | CHEETAH | 2213356 | D | 5800 | 12 | I | CHEETAH | LAMPSON
BARRE 66 | 2144556 | 01736 | BISON | 2213356 | D | 5800 | 12 | I | BISON | LAMPSON
BARRE 66 | 2148301 | 05686 | ELEPHANT | 2213356 | D | 5800 | 12 | I | ELEPHANT | LAMPSON
BARRE 66 | 2149020 | 04166 | COUGAR | 2213356 | D | 5800 | 12 | I | COUGAR | LAMPSON
BARRE 66 | 2169820 | 10383 | LEOPARD | 2213356 | D | 5800 | 12 | I | LEOPARD | LAMPSON
BARRE 66 | 2171682 | 10847 | LYNX | 2213356 | D | 5800 | 12 | I | LYNX | LAMPSON
BARRE 66 | 2179247 | 13651 | PANTHER | 2213356 | D | 5800 | 12 | I | PANTHER | LAMPSON
BARRE 66 | 2161381 | 07131 | GAZELLE | 2213356 | D | 5800 | 12 | I | GAZELLE | LAMPSON
BARRE 66 | 2129872 | 00567 | ANNETTE | 2215624 | D | 5800 | 12 | I | ANNETTE | MARION
BARRE 66 | 2133429 | 01577 | BERTHA | 2215624 | D | 5800 | 12 | I | BERTHA | MARION
BARRE 66 | 2149580 | 05066 | DIANA | 2215624 | D | 5800 | 12 | I | DIANA | MARION
BARRE 66 | 2162394 | 09146 | JACQUE | 2215624 | D | 5800 | 12 | I | JACQUE | MARION
BARRE 66 | 2164059 | 09867 | KRISTEN | 2215624 | D | 5800 | 12 | I | KRISTEN | MARION
BARRE 66 | 2169649 | 09467 | KAREN | 2215624 | D | 5800 | 12 | I | KAREN | MARION
BARRE 66 | 2175970 | 07638 | GRETA | 2215624 | D | 5800 | 12 | I | GRETA | MARION
BARRE 66 | 2185646 | 11878 | MILDRED | 2215624 | D | 5800 | 12 | I | MILDRED | MARION
BARRE 66 | 2186871 | 16981 | STELLA | 2215624 | D | 5800 | 12 | I | STELLA | MARION
BARRE 66 | 2133326 | 01566 | BERNICE | 2215624 | D | 5800 | 12 | I | BERNICE | MARION
BARRE 66 | 2157487 | 03607 | CLAUDIA | 2215624 | D | 5800 | 12 | I | CLAUDIA | MARION
BARRE 66 | 2135459 | 02520 | BURUM | 2212514 | D | 5033 | 12 | I | BURUM | MARIPOSA
BARRE 66 | 2156567 | 07080 | GARWOOD | 2212514 | D | 5033 | 12 | I | GARWOOD | MARIPOSA
BARRE 66 | 2168125 | 10070 | LANZA | 2212514 | D | 5033 | 12 | I | LANZA | MARIPOSA
BARRE 66 | 2185799 | 16510 | SLADE | 2212514 | D | 5033 | 12 | I | SLADE | MARIPOSA
BARRE 66 | 2191043 | 19380 | WILDFLOWER | 2212514 | D | 5033 | 12 | I | WILDFLOWER | MARIPOSA
BARRE 66 | 2178105 | 11255 | MARLOW | 2125619 | D | 5538 | 4 | O | MARLOW | MARLOW P.T.
BARRE 66 | 2137416 | 03403 | CHEROKEE | 2213352 | D | 5800 | 12 | I | CHEROKEE | SHAWNEE
BARRE 66 | 2138759 | 03487 | CHIPPEWA | 2213352 | D | 5800 | 12 | I | CHIPPEWA | SHAWNEE
BARRE 66 | 2142148 | 00625 | APACHE | 2213352 | D | 5800 | 12 | I | APACHE | SHAWNEE
BARRE 66 | 2142713 | 03848 | COMANCHE | 2213352 | D | 5800 | 12 | I | COMANCHE | SHAWNEE
BARRE 66 | 2138760 | 03493 | CHOCTAW | 2213352 | D | 5800 | 12 | I | CHOCTAW | SHAWNEE
BARRE 66 | 2157302 | 03442 | CHEYENNE | 2213352 | D | 5800 | 12 | I | CHEYENNE | SHAWNEE
BARRE 66 | 2155857 | 08691 | HOPI | 2213352 | D | 5800 | 12 | I | HOPI | SHAWNEE
BARRE 66 | 2189117 | 16457 | SIOUX | 2213352 | D | 5800 | 12 | I | SIOUX | SHAWNEE
BARRE 66 | 2133562 | 01743 | BLACKHAWK | 2213352 | D | 5800 | 12 | I | BLACKHAWK | SHAWNEE
BARRE 66 | 2183697 | 16305 | SHEEP CREEK | 2125808 | D | 5061 | 2.4 | O | SHEEP CREEK | SHEEP CRK PT
BARRE 66 | 2184062 | 16322 | SHELLEY | 2126132 | D | 5800 | 4 | O | SHELLEY | SHELLEY P.T.
BARRE 66 | 2190481 | 21025 | BOMBER | 2217880 | D | 5800 | 12 | I | BOMBER | SUNNYHILLS
BARRE 66 | 2141759 | 04170 | FROZEN | 2274125 | D | 5054 | 12 | I | FROZEN | TEJON (PGAE)
BARRE 66 | 2190339 | 17631 | TEJON PEAK | 2126984 | D | 5054 | 2.4 | I | TEJON PEAK | TEJON PK PT
BARRE 66 | 2144229 | 01404 | BELFAST | 2213412 | D | 5800 | 12 | I | BELFAST | TRASK
BARRE 66 | 2162586 | 09226 | JEROME | 2213412 | D | 5800 | 12 | I | JEROME | TRASK
BARRE 66 | 2169281 | 09315 | JOPLIN | 2213412 | D | 5800 | 12 | I | JOPLIN | TRASK
BARRE 66 | 2171495 | 06539 | FLINT | 2213412 | D | 5800 | 12 | I | FLINT | TRASK
BARRE 66 | 2188117 | 18280 | TULSA | 2213412 | D | 5800 | 12 | I | TULSA | TRASK
BARRE 66 | 2191018 | 18880 | WACO | 2213412 | D | 5800 | 12 | I | WACO | TRASK
BARRE 66 | 2180371 | 08911 | INDIANAPOLIS | 2213412 | D | 5800 | 12 | F | INDIANAPOLIS | TRASK
BARRE 66 | 2129334 | 00190 | AKRON | 2213412 | D | 5800 | 12 | I | AKRON | TRASK
BARRE 66 | 2149943 | 04620 | DALLAS | 2213412 | D | 5800 | 12 | I | DALLAS | TRASK
BARRE 66 | 2158612 | 07690 | GUAM | 2213412 | D | 5800 | 12 | I | GUAM | TRASK
BARRE 66 | 2182454 | 13160 | OMAHA | 2213412 | D | 5800 | 12 | I | OMAHA | TRASK
BARRE 66 | 2190698 | 19350 | WICHITA | 2213412 | D | 5800 | 12 | I | WICHITA | TRASK
BARRE 66 | 2181208 | 14327 | POOL | 2220738 | D | 5090 | 4 | I | POOL | WEST BARSTOW
BARRE 66 | 2182208 | 10214 | LAUTERBACH | 2220738 | D | 5090 | 4 | I | LAUTERBACH | WEST BARSTOW
BARRE 66 | 2158262 | 06517 | FLEETWOOD | 2213806 | D | 5064 | 12 | I | FLEETWOOD | WEST RIVRSDE
BARRE 66 | 2133322 | 01425 | BELLTOWN | 2273831 | D | 5064 | 33 | I | BELLTOWN | WEST RIVRSDE
BARRE 66 | 2190381 | 19543 | WINNEBAGO | 2213806 | D | 5064 | 12 | I | WINNEBAGO | WEST RIVRSDE
BARRE 66 | 2190690 | 19184 | WESTEND | 2125894 | D | 5061 | 12 | I | WESTEND | WESTEND P.T.
CENTER 66 | 2131886 | 01800 | BLANKET | 2211948 | D | 5073 | 12 | I | BLANKET | CENTER
CENTER 66 | 2134175 | 02400 | BUFFALO | 2211948 | D | 5073 | 12 | I | BUFFALO | CENTER
CENTER 66 | 2150118 | 04750 | DECOY | 2211948 | D | 5073 | 12 | I | DECOY | CENTER
CENTER 66 | 2176186 | 08010 | HARDHAT | 2211948 | D | 5073 | 12 | I | HARDHAT | CENTER
CENTER 66 | 2186065 | 14770 | RED FLAG | 2211948 | D | 5073 | 12 | I | RED FLAG | CENTER
CENTER 66 | 2186224 | 15060 | RIFLE | 2211948 | D | 5073 | 12 | I | RIFLE | CENTER
CENTER 66 | 2187043 | 17570 | TATTOO | 2211948 | D | 5073 | 12 | I | TATTOO | CENTER
CENTER 66 | 2187110 | 17710 | TEXAS | 2211948 | D | 5073 | 12 | I | TEXAS | CENTER
CENTER 66 | 2190322 | 13897 | PELLET | 2211948 | D | 5073 | 12 | I | PELLET | CENTER
CENTER 66 | 2187114 | 17860 | TIGER | 2211948 | D | 5073 | 12 | I | TIGER | CENTER
CENTER 66 | 2141962 | 04450 | CRUSADE | 2211948 | D | 5073 | 12 | I | CRUSADE | CENTER
CENTER 66 | 2146284 | 02050 | BOXER | 2211948 | D | 5073 | 12 | I | BOXER | CENTER
CENTER 66 | 2155177 | 03268 | VICKER | 2125985 | D | 5070 | 12 | O | VICKER | CENTEX P.T.
CENTER 66 | 2168120 | 09995 | LAKESHORE | 2125985 | D | 5070 | 12 | O | LAKESHORE | CENTEX P.T.
CENTER 66 | 2132710 | 00881 | AVON | 2215520 | D | 5073 | 4 | I | AVON | DOWNEY
CENTER 66 | 2182533 | 13350 | OTTO | 2215520 | D | 5073 | 4 | I | OTTO | DOWNEY
CENTER 66 | 2186388 | 12510 | NASH | 2215520 | D | 5073 | 4 | I | NASH | DOWNEY
CENTER 66 | 2189858 | 13670 | PARAMOUNT | 2215520 | D | 5073 | 4 | I | PARAMOUNT | DOWNEY
CENTER 66 | 2190562 | 15180 | RIVES | 2215520 | D | 5073 | 4 | I | RIVES | DOWNEY
CENTER 66 | 2179244 | 13620 | PANGBORN | 2215520 | D | 5073 | 4 | I | PANGBORN | DOWNEY
CENTER 66 | 2175768 | 07635 | GREGORY | 2220624 | D | 5061 | 12 | I | GREGORY | DOWNS
CENTER 66 | 2137916 | 02046 | BOWMAN | 2220624 | D | 5061 | 12 | I | BOWMAN | DOWNS
CENTER 66 | 2183696 | 16265 | SHANGRILA | 2220624 | D | 5061 | 12 | I | SHANGRILA | DOWNS
CENTER 66 | 2190572 | 15315 | ROCKET TOWN | 2220624 | D | 5061 | 12 | I | ROCKET TOWN | DOWNS
CENTER 66 | 2162389 | 09092 | JACK RANCH | 2220624 | D | 5061 | 12 | I | JACK RANCH | DOWNS
CENTER 66 | 2165216 | 04784 | DEETER | 2220624 | D | 5061 | 12 | I | DEETER | DOWNS
CENTER 66 | 2163718 | 04446 | CRUMVILLE | 2220624 | D | 5061 | 12 | I | CRUMVILLE | DOWNS
CENTER 66 | 2154810 | 05324 | DRINKWATER | 2123068 | D | 5538 | 16 | I | DRINKWATER | DRINKWATR PT
CENTER 66 | 2134914 | 02182 | BREAKWATER | 2123113 | D | 5070 | 12 | I | BREAKWATER | DRYDEN P.T.
CENTER 66 | 2167761 | 08816 | HULSTEIN | 2123113 | D | 5070 | 12 | I | HULSTEIN | DRYDEN P.T.
CENTER 66 | 2190924 | 17026 | STILLWATER | 2123113 | D | 5070 | 12 | I | STILLWATER | DRYDEN P.T.
CENTER 66 | 2184882 | 17421 | SWIFTWATER | 2123113 | D | 5070 | 12 | I | SWIFTWATER | DRYDEN P.T.
CENTER 66 | 2190839 | 16780 | SPINKS | 2212128 | D | 5012 | 4 | I | SPINKS | DUARTE
CENTER 66 | 2190755 | 15790 | SANITARIUM | 2212128 | D | 5012 | 4 | I | SANITARIUM | DUARTE
CENTER 66 | 2132078 | 01930 | BONNIE | 2212128 | D | 5012 | 4 | I | BONNIE | DUARTE
CENTER 66 | 2179172 | 13960 | PERKINS | 2213268 | D | 5073 | 12 | I | PERKINS | GALLATIN
CENTER 66 | 2184479 | 16920 | STAMPER | 2213268 | D | 5073 | 12 | I | STAMPER | GALLATIN
CENTER 66 | 2184800 | 17050 | STOAKES | 2213268 | D | 5073 | 12 | I | STOAKES | GALLATIN
CENTER 66 | 2165581 | 05017 | DEUCE | 2213268 | D | 5073 | 12 | I | DEUCE | GALLATIN
CENTER 66 | 2188535 | 18125 | TREY | 2213268 | D | 5073 | 12 | I | TREY | GALLATIN
CENTER 66 | 2156740 | 07090 | GASPAR | 2213268 | D | 5073 | 12 | I | GASPAR | GALLATIN
CENTER 66 | 2157480 | 03490 | CHURCH | 2213268 | D | 5073 | 12 | I | CHURCH | GALLATIN
CENTER 66 | 2130404 | 00930 | BACON | 2215400 | D | 5073 | 4 | I | BACON | IMPERIAL
CENTER 66 | 2135650 | 00770 | ARNETT | 2217728 | D | 5073 | 12 | I | ARNETT | IMPERIAL
CENTER 66 | 2141016 | 00220 | ALAMEDA | 2217728 | D | 5073 | 12 | I | ALAMEDA | IMPERIAL
CENTER 66 | 2160454 | 08660 | HONDO | 2215400 | D | 5073 | 4 | I | HONDO | IMPERIAL
CENTER 66 | 2165901 | 08170 | HATTER | 2217728 | D | 5073 | 12 | I | HATTER | IMPERIAL
CENTER 66 | 2176596 | 10830 | LUXOR | 2217728 | D | 5073 | 12 | I | LUXOR | IMPERIAL
CENTER 66 | 2190518 | 14570 | QUEBEC | 2215400 | D | 5073 | 4 | I | QUEBEC | IMPERIAL
CENTER 66 | 2133565 | 01750 | BLAINE | 2217728 | D | 5073 | 12 | I | BLAINE | IMPERIAL
CENTER 66 | 2190551 | 14930 | REX | 2215400 | D | 5073 | 4 | I | REX | IMPERIAL
CENTER 66 | 2191015 | 18870 | VULTAIR | 2217728 | D | 5073 | 12 | I | VULTAIR | IMPERIAL
CENTER 66 | 2152563 | 07014 | GARDENDALE | 2215400 | D | 5073 | 4 | I | GARDENDALE | IMPERIAL
CENTER 66 | 2158263 | 06520 | FLEMING | 2217728 | D | 5073 | 12 | I | FLEMING | IMPERIAL
CENTER 66 | 2167932 | 09120 | JAMES | 2215400 | D | 5073 | 4 | I | JAMES | IMPERIAL
CENTER 66 | 2173854 | 10100 | LAREDO | 2217728 | D | 5073 | 12 | I | LAREDO | IMPERIAL
CENTER 66 | 2172467 | 11710 | MERMAID | 2124901 | D | 5800 | 4 | O | MERMAID | MERMAID P.T.
CENTER 66 | 2185576 | 11726 | MERRIWOOD | 2125610 | D | 5070 | 4 | O | MERRIWOOD | MERRIWOOD PT
CENTER 66 | 2182455 | 13162 | O MALLEY | 2213242 | D | 5073 | 12 | I | O MALLEY | MURPHY
CENTER 66 | 2187116 | 17907 | TIPPERARY | 2213242 | D | 5073 | 12 | I | TIPPERARY | MURPHY
CENTER 66 | 2181460 | 09693 | KILKENNY | 2213242 | D | 5073 | 12 | I | KILKENNY | MURPHY
CENTER 66 | 2177860 | 12338 | MULLIGAN | 2213242 | D | 5073 | 12 | I | MULLIGAN | MURPHY
CENTER 66 | 2181461 | 09696 | KILROY | 2213242 | D | 5073 | 12 | I | KILROY | MURPHY
CENTER 66 | 2182530 | 13343 | O TOOLE | 2213242 | D | 5073 | 12 | I | O TOOLE | MURPHY
CENTER 66 | 2160799 | 08812 | HUGO | 2216012 | D | 5070 | 12 | I | HUGO | MURRIETTA 2
CENTER 66 | 2167934 | 09879 | KULBERG | 2216012 | D | 5070 | 12 | I | KULBERG | MURRIETTA 2
CENTER 66 | 2190302 | 19177 | WESTBROOK | 2216012 | D | 5070 | 12 | I | WESTBROOK | MURRIETTA 2
CENTER 66 | 2190392 | 19826 | ZEVO | 2216012 | D | 5070 | 12 | I | ZEVO | MURRIETTA 2
CENTER 66 | 2171686 | 10875 | MACY | 2213732 | D | 5064 | 4 | I | MACY | MUSCOY
CENTER 66 | 2174391 | 13047 | OGDEN | 2213732 | D | 5064 | 4 | O | OGDEN | MUSCOY
CENTER 66 | 2181287 | 14377 | POWER | 2213732 | D | 5064 | 4 | I | POWER | MUSCOY
CENTER 66 | 2188021 | 17676 | TERRADELL | 2217998 | D | 5073 | 12 | I | TERRADELL | PASSONS
CENTER 66 | 2185719 | 11911 | MILLERGROVE | 2217998 | D | 5073 | 12 | I | MILLERGROVE | PASSONS
CENTER 66 | 2131545 | 00248 | ALBURTIS | 2217998 | D | 5073 | 12 | I | ALBURTIS | PASSONS
CENTER 66 | 2150117 | 04745 | DECOSTA | 2217998 | D | 5073 | 12 | I | DECOSTA | PASSONS
CENTER 66 | 2162581 | 09188 | JAYBLUE | 2217998 | D | 5073 | 12 | I | JAYBLUE | PASSONS
CENTER 66 | 2191010 | 18727 | VICKI | 2217998 | D | 5073 | 12 | I | VICKI | PASSONS
CENTER 66 | 2179306 | 13796 | PATSY | 2126362 | D | 5090 | 12 | O | PATSY | PATSY P.T.
CENTER 66 | 2137915 | 02042 | BOWIE | 2217978 | D | 5073 | 12 | I | BOWIE | PIONEER
CENTER 66 | 2146483 | 05150 | DOHN | 2217976 | D | 5073 | 4 | I | DOHN | PIONEER
CENTER 66 | 2147414 | 03731 | CODY | 2217978 | D | 5073 | 12 | I | CODY | PIONEER
CENTER 66 | 2171098 | 06170 | EXCELSIOR | 2217976 | D | 5073 | 4 | I | EXCELSIOR | PIONEER
CENTER 66 | 2186140 | 14813 | REDSKIN | 2217978 | D | 5073 | 12 | I | REDSKIN | PIONEER
CENTER 66 | 2186781 | 16810 | SPROUL | 2217976 | D | 5073 | 4 | O | SPROUL | PIONEER
CENTER 66 | 2179639 | 14160 | PIUMA | 2217976 | D | 5073 | 4 | I | PIUMA | PIONEER
CENTER 66 | 2189854 | 13653 | PAPOOSE | 2217978 | D | 5073 | 12 | I | PAPOOSE | PIONEER
CENTER 66 | 2181731 | 12406 | MUSKET | 2217978 | D | 5073 | 12 | I | MUSKET | PIONEER
CENTER 66 | 2190512 | 96929 | FEEDER-29 | 2217978 | D | 5073 | 12 | I | FEEDER-29 | PIONEER
CENTER 66 | 2178321 | 08740 | HOUGHTON | 2217976 | D | 5073 | 4 | I | HOUGHTON | PIONEER
CENTER 66 | 2190795 | 16177 | SETTLER | 2217978 | D | 5073 | 12 | I | SETTLER | PIONEER
CENTER 66 | 2190596 | 18105 | TRAPPER | 2217978 | D | 5073 | 12 | I | TRAPPER | PIONEER
CENTER 66 | 2181372 | 14399 | PRESIDO | 2126828 | D | 5023 | 4 | O | PRESIDO | PRESIDO P.T.
CENTER 66 | 2190419 | 14419 | PRINCESA | 2126368 | D | 5070 | 12 | O | PRINCESA | PRINCESA PT
CENTER 66 | 2186147 | 14920 | RESERVOIR | 2126484 | D | 5538 | 4 | O | RESERVOIR | RESERVOIR PT
CENTER 66 | 2180854 | 14925 | RETREAT | 2126896 | D | 5069 | 12 | I | RETREAT | RETREAT P.T.
CENTER 66 | 2190877 | 21084 | SIGGEN 1 | 2216730 | D | 5073 | 12 | I | SIGGEN 1 | SIGGEN
CENTER 66 | 2190842 | 16805 | SPRING VALLEY (Out of Service) | 2126037 | D | 5061 | 12 | O | SPRING VALLEY (Out of Service) | SPRNG VLY PT
CENTER 66 | 2190846 | 16850 | STABLES | 2126101 | D | 5064 | 2.4 | O | STABLES | STABLES P.T.
CENTER 66 | 2142527 | 03785 | COLISEUM | 2213204 | D | 5073 | 12 | I | COLISEUM | STADIUM
CENTER 66 | 2148839 | 03970 | CONY | 2213204 | D | 5073 | 12 | I | CONY | STADIUM
CENTER 66 | 2152212 | 06610 | FOOTE | 2213204 | D | 5073 | 12 | I | FOOTE | STADIUM
CENTER 66 | 2176589 | 10653 | TICKET | 2213204 | D | 5073 | 12 | I | TICKET | STADIUM
CENTER 66 | 2179094 | 13727 | PARMA | 2213204 | D | 5073 | 12 | I | PARMA | STADIUM
CENTER 66 | 2187109 | 17701 | TEVIS | 2213204 | D | 5073 | 12 | I | TEVIS | STADIUM
CENTER 66 | 2188022 | 17680 | TERRY | 2213204 | D | 5073 | 12 | I | TERRY | STADIUM
CENTER 66 | 2188978 | 16073 | SEAT | 2213204 | D | 5073 | 12 | I | SEAT | STADIUM
CENTER 66 | 2190580 | 15487 | ROXANNE | 2213204 | D | 5073 | 12 | I | ROXANNE | STADIUM
CENTER 66 | 2185481 | 14658 | RAMP | 2213204 | D | 5073 | 12 | I | RAMP | STADIUM
CENTER 66 | 2132379 | 02070 | BOYD | 2213204 | D | 5073 | 12 | I | BOYD | STADIUM
CENTER 66 | 2174769 | 10250 | LAWS | 2213204 | D | 5073 | 12 | I | LAWS | STADIUM
CENTER 66 | 2148490 | 05895 | EMORY | 2217904 | D | 5073 | 12 | I | EMORY | STEWART
CENTER 66 | 2154619 | 05205 | DONALD | 2217904 | D | 5073 | 12 | I | DONALD | STEWART
CENTER 66 | 2157664 | 03655 | CLIFFORD | 2217904 | D | 5073 | 12 | I | CLIFFORD | STEWART
CENTER 66 | 2180541 | 09249 | JIMMY | 2217904 | D | 5073 | 12 | I | JIMMY | STEWART
CENTER 66 | 2181559 | 09851 | KORDELL | 2217904 | D | 5073 | 12 | I | KORDELL | STEWART
CENTER 66 | 2186546 | 15335 | RODNEY | 2217904 | D | 5073 | 12 | I | RODNEY | STEWART
CENTER 66 | 2190676 | 18976 | WALTER | 2217904 | D | 5073 | 12 | I | WALTER | STEWART
CENTER 66 | 2188843 | 19415 | WILLIAM | 2217904 | D | 5073 | 12 | I | WILLIAM | STEWART
CENTER 66 | 2190915 | 16993 | STEWVAL | 2126583 | D | 5090 | 25 | I | STEWVAL | STEWVAL P.T.
CENTER 66 | 2135089 | 02210 | BRIDLE | 2217006 | D | 5023 | 4 | I | BRIDLE | STIRRUP
CENTER 66 | 2181736 | 12480 | NANCY | 2217006 | D | 5023 | 4 | I | NANCY | STIRRUP
CENTER 66 | 2156037 | 05520 | EASTFIELD | 2217006 | D | 5023 | 4 | I | EASTFIELD | STIRRUP
CENTER 66 | 2188025 | 18224 | TRUDIE | 2217006 | D | 5023 | 4 | I | TRUDIE | STIRRUP
CENTER 66 | 2131881 | 00570 | ANTIL | 2215156 | D | 5064 | 4 | I | ANTIL | STODDARD
CENTER 66 | 2148657 | 06160 | EXPO | 2215156 | D | 5064 | 4 | I | EXPO | STODDARD
CENTER 66 | 2153495 | 08090 | HARRIS | 2215156 | D | 5064 | 4 | I | HARRIS | STODDARD
CENTER 66 | 2186068 | 14811 | REDICK | 2215156 | D | 5064 | 4 | I | REDICK | STODDARD
CENTER 66 | 2189992 | 17240 | SUN | 2215156 | D | 5064 | 4 | I | SUN | STODDARD
CENTER 66 | 2166482 | 09590 | KENDELL | 2215156 | D | 5064 | 4 | I | KENDELL | STODDARD
CENTER 66 | 2182612 | 13474 | PACTEL | 2215156 | D | 5064 | 4 | I | PACTEL | STODDARD
CENTER 66 | 2157859 | 06060 | E STREET | 2215156 | D | 5064 | 4 | I | E STREET | STODDARD
CENTER 66 | 2136055 | 02570 | BYRON | 2215156 | D | 5064 | 4 | I | BYRON | STODDARD
CENTER 66 | 2191008 | 18720 | VIADUCT | 2215156 | D | 5064 | 4 | I | VIADUCT | STODDARD
CHEVMAIN 66 | 2140315 | 03441 | CHEVY | 2122684 | D | 5012 | 4 | I | CHEVY | CHEVY P.T.
CHEVMAIN 66 | 2147234 | 03482 | CHILLON | 2123454 | D | 5064 | 2.4 | I | CHILLON | CHILLON P.T.
CHEVMAIN 66 | 2170240 | 10729 | LOUCKS | 2124234 | D | 5054 | 12 | O | LOUCKS | LOUCKS P.T.
CHEVMAIN 66 | 2176593 | 10752 | LOUIE | 2124830 | D | 5800 | 2.4 | I | LOUIE | LOUIE P.T.
CHEVMAIN 66 | 2190366 | 19193 | WESTMONT | 2127027 | D | 5538 | 4 | I | WESTMONT | WESTMONT PT
CHINO 66 | 2144747 | 04651 | DANISH | 2215212 | D | 5069 | 12 | I | DANISH | ARCHIBALD
CHINO 66 | 2164060 | 09870 | KROPP | 2215212 | D | 5069 | 12 | I | KROPP | ARCHIBALD
CHINO 66 | 2178424 | 08905 | IMBACH | 2215212 | D | 5069 | 12 | I | IMBACH | ARCHIBALD
CHINO 66 | 2190950 | 17422 | SWISS | 2215212 | D | 5069 | 12 | I | SWISS | ARCHIBALD
CHINO 66 | 2132232 | 01970 | BORBA | 2215212 | D | 5069 | 12 | I | BORBA | ARCHIBALD
CHINO 66 | 2155850 | 08519 | HOFER | 2215212 | D | 5069 | 12 | I | HOFER | ARCHIBALD
CHINO 66 | 2174212 | 12910 | NOVAC | 2215212 | D | 5069 | 12 | I | NOVAC | ARCHIBALD
CHINO 66 | 2134911 | 02161 | BRAVON | 2215212 | D | 5069 | 12 | I | BRAVON | ARCHIBALD
CHINO 66 | 2149027 | 04314 | CREEKSIDE | 2215212 | D | 5069 | 12 | I | CREEKSIDE | ARCHIBALD
CHINO 66 | 2161194 | 07030 | GARRETT | 2215212 | D | 5069 | 12 | I | GARRETT | ARCHIBALD
CHINO 66 | 2137732 | 01849 | BOBBIT | 2213010 | D | 5069 | 12 | I | BOBBIT | CHASE
CHINO 66 | 2149583 | 05088 | DIPLOMAT | 2213010 | D | 5069 | 12 | I | DIPLOMAT | CHASE
CHINO 66 | 2155331 | 03298 | CERRITO | 2213010 | D | 5069 | 12 | I | CERRITO | CHASE
CHINO 66 | 2164822 | 07661 | GRIFFIN | 2213010 | D | 5069 | 12 | I | GRIFFIN | CHASE
CHINO 66 | 2187199 | 17959 | TOLTON | 2213010 | D | 5069 | 12 | I | TOLTON | CHASE
CHINO 66 | 2190370 | 19249 | WHISPER | 2213010 | D | 5069 | 12 | I | WHISPER | CHASE
CHINO 66 | 2190532 | 14661 | RAMSGATE | 2213010 | D | 5069 | 12 | I | RAMSGATE | CHASE
CHINO 66 | 2131374 | 00093 | ADELL | 2213010 | D | 5069 | 12 | I | ADELL | CHASE
CHINO 66 | 2138599 | 02690 | CALIFORNIA | 2213010 | D | 5069 | 12 | I | CALIFORNIA | CHASE
CHINO 66 | 2188971 | 19697 | WYLE | 2213010 | D | 5069 | 12 | I | WYLE | CHASE
CHINO 66 | 2191031 | 19139 | WEIRICK | 2213010 | D | 5069 | 12 | I | WEIRICK | CHASE
CHINO 66 | 2170449 | 10526 | LISTON | 2213010 | D | 5069 | 12 | I | LISTON | CHASE
CHINO 66 | 2171688 | 10930 | MAGNOLIA | 2213010 | D | 5069 | 12 | I | MAGNOLIA | CHASE
CHINO 66 | 2153490 | 08049 | HARLOW | 2213010 | D | 5069 | 12 | I | HARLOW | CHASE
CHINO 66 | 2189777 | 13543 | PALACE | 2213010 | D | 5069 | 12 | F | PALACE | CHASE
CHINO 66 | 2136058 | 02740 | CALMEN | 2214174 | D | 5069 | 12 | I | CALMEN | CHINO
CHINO 66 | 2142714 | 03850 | COMET | 2214174 | D | 5069 | 12 | I | COMET | CHINO
CHINO 66 | 2184803 | 17064 | STORAGE | 2214174 | D | 5069 | 12 | I | STORAGE | CHINO
CHINO 66 | 2186701 | 15460 | ROSWELL | 2214174 | D | 5069 | 12 | I | ROSWELL | CHINO
CHINO 66 | 2189551 | 16763 | SPECTRUM | 2214174 | D | 5069 | 12 | I | SPECTRUM | CHINO
CHINO 66 | 2190793 | 16160 | SERRANOS | 2214174 | D | 5069 | 12 | I | SERRANOS | CHINO
CHINO 66 | 2190799 | 16240 | SHAFFER | 2214174 | D | 5069 | 12 | I | SHAFFER | CHINO
CHINO 66 | 2191069 | 19785 | YOUNKIN | 2214174 | D | 5069 | 12 | I | YOUNKIN | CHINO
CHINO 66 | 2132866 | 01061 | BANDAG | 2214174 | D | 5069 | 12 | I | BANDAG | CHINO
CHINO 66 | 2136885 | 01518 | BENSON | 2214174 | D | 5069 | 12 | I | BENSON | CHINO
CHINO 66 | 2144744 | 04586 | DAIRYMAN | 2214174 | D | 5069 | 12 | I | DAIRYMAN | CHINO
CHINO 66 | 2176406 | 10580 | LOBET | 2214174 | D | 5069 | 12 | I | LOBET | CHINO
CHINO 66 | 2184480 | 13580 | PALMETTO | 2214174 | D | 5069 | 12 | I | PALMETTO | CHINO
CHINO 66 | 14432744 | 03477 | CHINO TRAINING | 14433699 | D | 5069 | 12 | I | CHINO TRAINING | CHINO TRG PT
CHINO 66 | 2147237 | 03516 | CINCH RING | 2122544 | D | 5023 | 4 | O | CINCH RING | CINCH RNG PT
CHINO 66 | 2138766 | 03520 | CIRCLE J | 2123489 | D | 5054 | 4 | O | CIRCLE J | CIRCLE J PT
CHINO 66 | 2162585 | 09205 | JENKS LAKE | 2220618 | D | 5064 | 12 | I | JENKS LAKE | CONVRSE FLTS
CHINO 66 | 2134170 | 02313 | BROTHERTON | 2220750 | D | 5069 | 12 | I | BROTHERTON | CORONA
CHINO 66 | 2144095 | 04504 | CUPPLES | 2218412 | D | 5069 | 33 | I | CUPPLES | CORONA
CHINO 66 | 2157129 | 07276 | GLACIER | 2220750 | D | 5069 | 12 | I | GLACIER | CORONA
CHINO 66 | 2169285 | 09358 | JOY | 2213828 | D | 5069 | 4 | I | JOY | CORONA
CHINO 66 | 2173288 | 09723 | KINGSFORD | 2220750 | D | 5069 | 12 | I | KINGSFORD | CORONA
CHINO 66 | 2177313 | 11817 | MICHAEL | 2220750 | D | 5069 | 12 | I | MICHAEL | CORONA
CHINO 66 | 2181966 | 14486 | PULASKI | 2220750 | D | 5069 | 12 | I | PULASKI | CORONA
CHINO 66 | 2183690 | 16149 | SERFAS | 2220750 | D | 5069 | 12 | I | SERFAS | CORONA
CHINO 66 | 2184484 | 13717 | PARKRIDGE | 2220750 | D | 5069 | 12 | I | PARKRIDGE | CORONA
CHINO 66 | 2190347 | 17686 | TESORO | 2220750 | D | 5069 | 12 | I | TESORO | CORONA
CHINO 66 | 2190417 | 14346 | PORPHYRY | 2218412 | D | 5069 | 33 | I | PORPHYRY | CORONA
CHINO 66 | 2190634 | 18628 | VASSAL | 2220750 | D | 5069 | 12 | I | VASSAL | CORONA
CHINO 66 | 2190809 | 16336 | SHERIDAN | 2220750 | D | 5069 | 12 | I | SHERIDAN | CORONA
CHINO 66 | 2191009 | 18725 | VICENTIA | 2220750 | D | 5069 | 12 | I | VICENTIA | CORONA
CHINO 66 | 2149399 | 04895 | DE MARI | 2213828 | D | 5069 | 4 | I | DE MARI | CORONA
CHINO 66 | 2181895 | 14404 | PRICE | 2220750 | D | 5069 | 12 | I | PRICE | CORONA
CHINO 66 | 2161012 | 08938 | INTERPACE | 2218412 | D | 5069 | 33 | I | INTERPACE | CORONA
CHINO 66 | 2182609 | 13386 | OWENS | 2218412 | D | 5069 | 33 | I | OWENS | CORONA
CHINO 66 | 2190421 | 14445 | PROMENADE | 2220750 | D | 5069 | 12 | I | PROMENADE | CORONA
CHINO 66 | 2137738 | 01891 | BOLLERO | 2220750 | D | 5069 | 12 | I | BOLLERO | CORONA
CHINO 66 | 2179302 | 13765 | PASEO | 2220750 | D | 5069 | 12 | I | PASEO | CORONA
CHINO 66 | 2186703 | 15466 | ROULETTE | 2220750 | D | 5069 | 12 | I | ROULETTE | CORONA
CHINO 66 | 2142521 | 00815 | ASTORIA | 2220750 | D | 5069 | 12 | I | ASTORIA | CORONA
CHINO 66 | 2191124 | 21067 | DINELY | 2217190 | D | 5054 | 12 | I | DINELY | CORRECTION
CHINO 66 | 2163539 | 04100 | CORRIGAN | 2122960 | D | 5538 | 2.4 | I | CORRIGAN | CORRIGAN PT
CHINO 66 | 2190872 | 21053 | DATABANK 1 | 2215256 | D | 5069 | 12 | I | DATABANK 1 | DATABANK
CHINO 66 | 2147039 | 05580 | EASY | 2217738 | D | 5073 | 4 | I | EASY | DAVIDSON CTY
CHINO 66 | 2172057 | 11300 | MARTIN | 2217738 | D | 5073 | 4 | I | MARTIN | DAVIDSON CTY
CHINO 66 | 2188911 | 19580 | WISE | 2217738 | D | 5073 | 4 | I | WISE | DAVIDSON CTY
CHINO 66 | 2182207 | 10211 | LAURSEN | 2121903 | D | 5070 | 12 | O | LAURSEN | DE PORTLA PT
CHINO 66 | 2191061 | 19595 | WOODCHUCK | 2121903 | D | 5070 | 12 | O | WOODCHUCK | DE PORTLA PT
CHINO 66 | 2167936 | 09915 | LA CHUZA | 2123519 | D | 5538 | 4 | O | LA CHUZA | DECKER P.T.
CHINO 66 | 2183689 | 16130 | SEQUIT | 2123519 | D | 5538 | 4 | I | SEQUIT | DECKER P.T.
CHINO 66 | 2132230 | 01953 | BOOTHILL | 2219908 | D | 5069 | 12 | I | BOOTHILL | DIAMOND BAR
CHINO 66 | 2132867 | 01064 | BANDIT | 2219908 | D | 5069 | 12 | I | BANDIT | DIAMOND BAR
CHINO 66 | 2179095 | 13731 | PANHANDLE | 2219908 | D | 5069 | 12 | I | PANHANDLE | DIAMOND BAR
CHINO 66 | 2174577 | 10239 | LAWMAN | 2219908 | D | 5069 | 12 | I | LAWMAN | DIAMOND BAR
CHINO 66 | 2134739 | 00441 | AMBUSHERS | 2219908 | D | 5069 | 12 | I | AMBUSHERS | DIAMOND BAR
CHINO 66 | 2155527 | 08409 | HIGHNOON | 2219908 | D | 5069 | 12 | I | HIGHNOON | DIAMOND BAR
CHINO 66 | 2147754 | 04628 | DALMATIAN | 2215118 | D | 5069 | 12 | I | DALMATIAN | FIREHOUSE
CHINO 66 | 2151485 | 06169 | EXTINGUISHER | 2215118 | D | 5069 | 12 | I | EXTINGUISHER | FIREHOUSE
CHINO 66 | 2187381 | 12781 | NOMEX | 2215118 | D | 5069 | 12 | I | NOMEX | FIREHOUSE
CHINO 66 | 2187386 | 12912 | NOZZLE | 2215118 | D | 5069 | 12 | I | NOZZLE | FIREHOUSE
CHINO 66 | 2188024 | 18222 | TRUCK | 2215118 | D | 5069 | 12 | I | TRUCK | FIREHOUSE
CHINO 66 | 2189118 | 16461 | SIREN | 2215118 | D | 5069 | 12 | I | SIREN | FIREHOUSE
CHINO 66 | 2137585 | 01803 | BLAZE | 2215118 | D | 5069 | 12 | I | BLAZE | FIREHOUSE
CHINO 66 | 2164067 | 09971 | LADDER | 2215118 | D | 5069 | 12 | I | LADDER | FIREHOUSE
CHINO 66 | 2158261 | 06501 | FLAME | 2215118 | D | 5069 | 12 | I | FLAME | FIREHOUSE
CHINO 66 | 2179642 | 14189 | PLATOON | 2215118 | D | 5069 | 12 | I | PLATOON | FIREHOUSE
CHINO 66 | 2143261 | 00929 | BACKDRAFT | 2215118 | D | 5069 | 12 | I | BACKDRAFT | FIREHOUSE
CHINO 66 | 2160253 | 08306 | HELMET | 2215118 | D | 5069 | 12 | I | HELMET | FIREHOUSE
CHINO 66 | 2178319 | 08703 | HOSE | 2215118 | D | 5069 | 12 | I | HOSE | FIREHOUSE
CHINO 66 | 2167765 | 08864 | HYDRANT | 2215118 | D | 5069 | 12 | I | HYDRANT | FIREHOUSE
CHINO 66 | 2161010 | 08916 | INFERNO | 2215118 | D | 5069 | 12 | I | INFERNO | FIREHOUSE
CHINO 66 | 2151854 | 06480 | FISH CAMP | 2123710 | D | 5538 | 2.4 | O | FISH CAMP | FISH CAMP PT
CHINO 66 | 2151856 | 06496 | FLAGSTONE | 2123200 | D | 5073 | 4 | I | FLAGSTONE | FLAGSTONE PT
CHINO 66 | 2133327 | 01570 | BERRY | 2217446 | D | 5064 | 4 | I | BERRY | FLANCO
CHINO 66 | 2178034 | 11050 | MANGO | 2217446 | D | 5064 | 4 | I | MANGO | FLANCO
CHINO 66 | 2189701 | 13090 | OLEANDER | 2217446 | D | 5064 | 4 | I | OLEANDER | FLANCO
CHINO 66 | 2172466 | 11700 | MERRIL | 2217446 | D | 5064 | 4 | I | MERRIL | FLANCO
CHINO 66 | 2143430 | 01066 | BANDERA | 2217516 | D | 5069 | 12 | I | BANDERA | FRANCIS
CHINO 66 | 2179304 | 13778 | PATE | 2217516 | D | 5069 | 12 | I | PATE | FRANCIS
CHINO 66 | 2182532 | 13345 | OTTER | 2217516 | D | 5069 | 12 | I | OTTER | FRANCIS
CHINO 66 | 2187046 | 17634 | TELEPHONE | 2217516 | D | 5069 | 12 | I | TELEPHONE | FRANCIS
CHINO 66 | 2190414 | 14295 | POMALL | 2217516 | D | 5069 | 12 | I | POMALL | FRANCIS
CHINO 66 | 2190356 | 17785 | THOR | 2217516 | D | 5069 | 12 | I | THOR | FRANCIS
CHINO 66 | 2147574 | 03933 | CONGO | 2217516 | D | 5069 | 12 | I | CONGO | FRANCIS
CHINO 66 | 2160068 | 08253 | HAZEL | 2217516 | D | 5069 | 12 | I | HAZEL | FRANCIS
CHINO 66 | 2132536 | 00835 | ATLAS | 2217516 | D | 5069 | 12 | I | ATLAS | FRANCIS
CHINO 66 | 2162191 | 09430 | KADOTA | 2217516 | D | 5069 | 12 | I | KADOTA | FRANCIS
CHINO 66 | 2170881 | 11175 | MARBUCK | 2217516 | D | 5069 | 12 | I | MARBUCK | FRANCIS
CHINO 66 | 2130794 | 01340 | BEASLEY | 2212890 | D | 5069 | 12 | I | BEASLEY | GANESHA
CHINO 66 | 2137582 | 03472 | CHIME | 2212890 | D | 5069 | 12 | I | CHIME | GANESHA
CHINO 66 | 2151851 | 06340 | FERNSTROM | 2212890 | D | 5069 | 12 | I | FERNSTROM | GANESHA
CHINO 66 | 2153864 | 02430 | BURDICK | 2212888 | D | 5069 | 4 | I | BURDICK | GANESHA
CHINO 66 | 2165026 | 07900 | HAMBONE | 2212890 | D | 5069 | 12 | I | HAMBONE | GANESHA
CHINO 66 | 2180193 | 14660 | RAMSEY | 2212888 | D | 5069 | 4 | I | RAMSEY | GANESHA
CHINO 66 | 2187206 | 18020 | TOWER | 2212888 | D | 5069 | 4 | I | TOWER | GANESHA
CHINO 66 | 2190288 | 19120 | WEBER | 2212888 | D | 5069 | 4 | I | WEBER | GANESHA
CHINO 66 | 2190938 | 17340 | SUPREME | 2212890 | D | 5069 | 12 | I | SUPREME | GANESHA
CHINO 66 | 2191145 | 96954 | FEEDER-54 | 2212890 | D | 5069 | 12 | I | FEEDER-54 | GANESHA
CHINO 66 | 2140147 | 03302 | CEYLON | 2212890 | D | 5069 | 12 | I | CEYLON | GANESHA
CHINO 66 | 2154420 | 05050 | DIABAR | 2212890 | D | 5069 | 12 | I | DIABAR | GANESHA
CHINO 66 | 2183442 | 15430 | ROSELAWN | 2212890 | D | 5069 | 12 | I | ROSELAWN | GANESHA
CHINO 66 | 2184324 | 16720 | SPADRA | 2212890 | D | 5069 | 12 | I | SPADRA | GANESHA
CHINO 66 | 2189919 | 13680 | PARCELLS | 2212890 | D | 5069 | 12 | I | PARCELLS | GANESHA
CHINO 66 | 2191146 | 96955 | FEEDER-55 | 2212890 | D | 5069 | 12 | I | FEEDER-55 | GANESHA
CHINO 66 | 2161193 | 07027 | GARAGE | 2123251 | D | 5538 | 2.4 | O | GARAGE | GARAGE P.T.
CHINO 66 | 2137736 | 01873 | BOHEMIA | 2220744 | D | 5069 | 12 | I | BOHEMIA | JEFFERSON
CHINO 66 | 2137911 | 01974 | BORDER | 2220744 | D | 5069 | 12 | I | BORDER | JEFFERSON
CHINO 66 | 2172778 | 12028 | MODELO | 2220744 | D | 5069 | 12 | I | MODELO | JEFFERSON
CHINO 66 | 2174960 | 10406 | LESTER | 2220744 | D | 5069 | 12 | I | LESTER | JEFFERSON
CHINO 66 | 2178502 | 12641 | NEW CASTLE | 2220744 | D | 5069 | 12 | I | NEW CASTLE | JEFFERSON
CHINO 66 | 2182205 | 10163 | LAST | 2220744 | D | 5069 | 12 | I | LAST | JEFFERSON
CHINO 66 | 2182611 | 13469 | PACIFICA | 2220744 | D | 5069 | 12 | I | PACIFICA | JEFFERSON
CHINO 66 | 2182774 | 10719 | LORNA | 2220744 | D | 5069 | 12 | I | LORNA | JEFFERSON
CHINO 66 | 2148844 | 04082 | CORONITA | 2220744 | D | 5069 | 12 | I | CORONITA | JEFFERSON
CHINO 66 | 2149946 | 04633 | DANA | 2220744 | D | 5069 | 12 | I | DANA | JEFFERSON
CHINO 66 | 2158780 | 07738 | GUINNESS | 2220744 | D | 5069 | 12 | I | GUINNESS | JEFFERSON
CHINO 66 | 2178684 | 13176 | ONBORD | 2220744 | D | 5069 | 12 | I | ONBORD | JEFFERSON
CHINO 66 | 2129130 | 00028 | ABSOLUT | 2215218 | D | 5069 | 12 | I | ABSOLUT | MILLIKEN
CHINO 66 | 2135857 | 00923 | BACARDI | 2215218 | D | 5069 | 12 | I | BACARDI | MILLIKEN
CHINO 66 | 2169656 | 09632 | KESSLER | 2215218 | D | 5069 | 12 | I | KESSLER | MILLIKEN
CHINO 66 | 2184801 | 17051 | STOLI | 2215218 | D | 5069 | 12 | I | STOLI | MILLIKEN
CHINO 66 | 2185643 | 11844 | MIDORI | 2215218 | D | 5069 | 12 | I | MIDORI | MILLIKEN
CHINO 66 | 2187702 | 15925 | SAUZA | 2215218 | D | 5069 | 12 | I | SAUZA | MILLIKEN
CHINO 66 | 2188439 | 17968 | TONIC | 2215218 | D | 5069 | 12 | I | TONIC | MILLIKEN
CHINO 66 | 2190823 | 16557 | SMIRNOFF | 2215218 | D | 5069 | 12 | I | SMIRNOFF | MILLIKEN
CHINO 66 | 2177158 | 11734 | MESCAL | 2215218 | D | 5069 | 12 | I | MESCAL | MILLIKEN
CHINO 66 | 2190371 | 19264 | WHITEHORSE | 2215218 | D | 5069 | 12 | I | WHITEHORSE | MILLIKEN
CHINO 66 | 2146666 | 05311 | DRAMBUIE | 2215218 | D | 5069 | 12 | I | DRAMBUIE | MILLIKEN
CHINO 66 | 2147749 | 04497 | CUERVO | 2215218 | D | 5069 | 12 | I | CUERVO | MILLIKEN
CHINO 66 | 2184550 | 13794 | PATRON | 2215218 | D | 5069 | 12 | I | PATRON | MILLIKEN
CHINO 66 | 2186067 | 14792 | REDLABEL | 2215218 | D | 5069 | 12 | I | REDLABEL | MILLIKEN
CHINO 66 | 2187781 | 16046 | SEAGRAMS | 2215218 | D | 5069 | 12 | I | SEAGRAMS | MILLIKEN
CHINO 66 | 2171875 | 11024 | MAMIE | 2273799 | D | 2556 | 12 | I | MAMIE | MINARET
CHINO 66 | 2189481 | 16592 | SNOWDRIFT | 2273799 | D | 2556 | 12 | I | SNOWDRIFT | MINARET
CHINO 66 | 2189555 | 16792 | SPORTSMAN | 2273799 | D | 2556 | 12 | I | SPORTSMAN | MINARET
CHINO 66 | 2190820 | 16545 | SLOPE | 2273799 | D | 2556 | 12 | I | SLOPE | MINARET
CHINO 66 | 2177496 | 08278 | HELIOS | 2218332 | D | 5090 | 12 | I | HELIOS | MINNEOLA
CHINO 66 | 2171095 | 06131 | EVEREST | 2214212 | D | 5069 | 12 | I | EVEREST | MIRA LOMA
CHINO 66 | 2177669 | 08496 | HIMALAYAS | 2214212 | D | 5069 | 12 | I | HIMALAYAS | MIRA LOMA
CHINO 66 | 2141968 | 00526 | ANDES | 2214212 | D | 5069 | 12 | I | ANDES | MIRA LOMA
CHINO 66 | 2181373 | 09494 | FUJIYAMA | 2214212 | D | 5069 | 12 | I | FUJIYAMA | MIRA LOMA
CHINO 66 | 2138069 | 02197 | BREWER | 2214212 | D | 5069 | 12 | I | BREWER | MIRA LOMA
CHINO 66 | 2139082 | 03709 | CLUTCH | 2212960 | D | 5069 | 12 | F | CLUTCH | NAROD
CHINO 66 | 2143087 | 00875 | AVERY | 2212960 | D | 5069 | 12 | I | AVERY | NAROD
CHINO 66 | 2144237 | 01510 | BALLZAK | 2212960 | D | 5069 | 12 | I | BALLZAK | NAROD
CHINO 66 | 2151305 | 06429 | FINCH | 2212960 | D | 5069 | 12 | I | FINCH | NAROD
CHINO 66 | 2165579 | 05010 | DESSAU | 2212960 | D | 5069 | 12 | I | DESSAU | NAROD
CHINO 66 | 2169461 | 09420 | JURUPA | 2212960 | D | 5069 | 12 | I | JURUPA | NAROD
CHINO 66 | 2180115 | 14436 | PRODUCTS | 2212960 | D | 5069 | 12 | I | PRODUCTS | NAROD
CHINO 66 | 2180768 | 12243 | MOSEBROOK | 2212960 | D | 5069 | 12 | I | MOSEBROOK | NAROD
CHINO 66 | 2188361 | 17870 | TILE | 2212960 | D | 5069 | 12 | I | TILE | NAROD
CHINO 66 | 2189180 | 16472 | SIZZLER | 2212960 | D | 5069 | 12 | I | SIZZLER | NAROD
CHINO 66 | 2132529 | 00740 | ARMSTRONG | 2212960 | D | 5069 | 12 | I | ARMSTRONG | NAROD
CHINO 66 | 2132229 | 01940 | BONVIEW | 2212960 | D | 5069 | 12 | I | BONVIEW | NAROD
CHINO 66 | 2190683 | 19133 | WEEKS | 2212960 | D | 5069 | 12 | I | WEEKS | NAROD
CHINO 66 | 2168322 | 10141 | LA SIERRA | 2212914 | D | 5069 | 12 | I | LA SIERRA | PEDLEY
CHINO 66 | 2190379 | 19530 | WINEVILLE | 2212914 | D | 5069 | 12 | I | WINEVILLE | PEDLEY
CHINO 66 | 2190424 | 14565 | QUARRY | 2212914 | D | 5069 | 12 | I | QUARRY | PEDLEY
CHINO 66 | 2190420 | 14441 | PROFIT | 2212914 | D | 5069 | 12 | F | PROFIT | PEDLEY
CHINO 66 | 2183967 | 16178 | SEVAINE | 2212914 | D | 5069 | 12 | I | SEVAINE | PEDLEY
CHINO 66 | 2185805 | 16585 | SNIPES | 2212914 | D | 5069 | 12 | I | SNIPES | PEDLEY
CHINO 66 | 2135463 | 00720 | ARLINGTON | 2212914 | D | 5069 | 12 | I | ARLINGTON | PEDLEY
CHINO 66 | 2164063 | 09897 | LAB | 2212914 | D | 5069 | 12 | I | LAB | PEDLEY
CHINO 66 | 2157488 | 03609 | CLAYMINE | 2216038 | D | 5061 | 12 | I | CLAYMINE | PEERLESS
CHINO 66 | 2129532 | 00307 | ALICIA | 2215106 | D | 5069 | 12 | I | ALICIA | PEYTON
CHINO 66 | 2146826 | 05502 | EAST END | 2215106 | D | 5069 | 12 | I | EAST END | PEYTON
CHINO 66 | 2155334 | 03319 | CHAMPION | 2215106 | D | 5069 | 12 | I | CHAMPION | PEYTON
CHINO 66 | 2161009 | 08912 | INDEPENDENCE | 2215106 | D | 5069 | 12 | I | INDEPENDENCE | PEYTON
CHINO 66 | 2171092 | 06108 | EUCALYPTUS | 2215106 | D | 5069 | 12 | I | EUCALYPTUS | PEYTON
CHINO 66 | 2184485 | 13720 | PARKWAY | 2215106 | D | 5069 | 12 | I | PARKWAY | PEYTON
CHINO 66 | 2190988 | 18301 | TUPELO | 2215106 | D | 5069 | 12 | I | TUPELO | PEYTON
CHINO 66 | 2186785 | 16890 | STALLING | 2215106 | D | 5069 | 12 | I | STALLING | PEYTON
CHINO 66 | 2191064 | 19655 | WOODVIEW | 2215106 | D | 5069 | 12 | I | WOODVIEW | PEYTON
CHINO 66 | 2150271 | 04795 | DEL CARBON | 2215106 | D | 5069 | 12 | I | DEL CARBON | PEYTON
CHINO 66 | 2157132 | 07346 | GLEN RIDGE | 2215106 | D | 5069 | 12 | I | GLEN RIDGE | PEYTON
CHINO 66 | 2187117 | 17912 | TITUS | 2215106 | D | 5069 | 12 | I | TITUS | PEYTON
CHINO 66 | 2190498 | 21064 | PLASTIC 1 | 2212864 | D | 5069 | 12 | I | PLASTIC 1 | PLASTIC
CHINO 66 | 2134915 | 02185 | BRAEMER | 2212780 | D | 5538 | 4 | I | BRAEMER | PLAYA
CHINO 66 | 2144966 | 04875 | DEL REY | 2212780 | D | 5538 | 4 | I | DEL REY | PLAYA
CHINO 66 | 2151666 | 06315 | FELLOWSHIP | 2212780 | D | 5538 | 4 | I | FELLOWSHIP | PLAYA
CHINO 66 | 2190408 | 14210 | PLAYLAND | 2126820 | D | 5538 | 2.4 | O | PLAYLAND | PLAYLAND PT
CHINO 66 | 2185236 | 14220 | PLAZA | 2126418 | D | 5012 | 4 | I | PLAZA | PLAZA P.T.
CHINO 66 | 2181203 | 14230 | PLEASANT VALLEY | 2124348 | D | 5538 | 4 | O | PLEASANT VALLEY | PLSNT VLY PT
CHINO 66 | 2184156 | 16459 | SIPHON | 2125851 | D | 5033 | 4 | I | SIPHON | SIPHON P.T.
CHINO 66 | 2133560 | 01733 | BITTERN | 2215254 | D | 5069 | 12 | I | BITTERN | SOQUEL
CHINO 66 | 2136053 | 02562 | BUTTERFIELD | 2215254 | D | 5069 | 12 | I | BUTTERFIELD | SOQUEL
CHINO 66 | 2182110 | 14592 | QUINTO | 2215254 | D | 5069 | 12 | I | QUINTO | SOQUEL
CHINO 66 | 2171684 | 10871 | MACIEL | 2215254 | D | 5069 | 12 | I | MACIEL | SOQUEL
CHINO 66 | 2141391 | 00419 | ALTERRA | 2215254 | D | 5069 | 12 | I | ALTERRA | SOQUEL
CHINO 66 | 2148305 | 05827 | ELPRADO | 2215254 | D | 5069 | 12 | I | ELPRADO | SOQUEL
CHINO 66 | 2184973 | 10951 | MAIZE | 2215254 | D | 5069 | 12 | I | MAIZE | SOQUEL
CHINO 66 | 2143436 | 01251 | BAYBERRY | 2215254 | D | 5069 | 12 | I | BAYBERRY | SOQUEL
CHINO 66 | 2147938 | 04736 | DEACANO | 2215254 | D | 5069 | 12 | I | DEACANO | SOQUEL
CHINO 66 | 2149939 | 05390 | DUNCAN | 2220094 | D | 5073 | 4 | I | DUNCAN | SOUTH GATE
CHINO 66 | 2186299 | 11990 | MISSOURI | 2220094 | D | 5073 | 4 | I | MISSOURI | SOUTH GATE
CHINO 66 | 2148112 | 04760 | DEEBLE | 2220094 | D | 5073 | 4 | I | DEEBLE | SOUTH GATE
CHINO 66 | 2171096 | 06140 | EVERGREEN | 2220094 | D | 5073 | 4 | I | EVERGREEN | SOUTH GATE
CHINO 66 | 2181811 | 12565 | NEBRASKA | 2220094 | D | 5073 | 4 | I | NEBRASKA | SOUTH GATE
CHINO 66 | 2183529 | 15703 | SAMAR | 2220094 | D | 5073 | 4 | I | SAMAR | SOUTH GATE
CHINO 66 | 2190287 | 19110 | WEBBWOOD | 2220094 | D | 5073 | 4 | I | WEBBWOOD | SOUTH GATE
CHINO 66 | 2153686 | 08294 | HEISMAN | 2217418 | D | 5069 | 12 | I | HEISMAN | TROPHY
CHINO 66 | 2172603 | 11888 | MILER | 2217418 | D | 5069 | 12 | I | MILER | TROPHY
CHINO 66 | 2182114 | 14604 | RACEWAY | 2217418 | D | 5069 | 12 | I | RACEWAY | TROPHY
CHINO 66 | 2190404 | 14169 | PLACE | 2217418 | D | 5069 | 12 | I | PLACE | TROPHY
CHINO 66 | 2177153 | 11563 | MEDAL | 2217418 | D | 5069 | 12 | I | MEDAL | TROPHY
CHINO 66 | 2189556 | 16808 | SPRINT | 2217418 | D | 5069 | 12 | I | SPRINT | TROPHY
CHINO 66 | 2171298 | 06439 | FINISHLINE | 2217418 | D | 5069 | 12 | I | FINISHLINE | TROPHY
CHINO 66 | 2184066 | 16403 | SHOW | 2217418 | D | 5069 | 12 | I | SHOW | TROPHY
CHINO 66 | 2190704 | 19545 | WINNER | 2217418 | D | 5069 | 12 | I | WINNER | TROPHY
CHINO 66 | 2159516 | 06650 | FOREST PARK | 2126694 | D | 5054 | 2.4 | O | FOREST PARK | TROUTMAN PT
CHINO 66 | 2190610 | 18249 | TUCALOTA | 2125870 | D | 5070 | 12 | O | TUCALOTA | TUCALOTA PT
CONTROL 115 | 2187543 | 15607 | SABRINA | 2274008 | D | 2556 | 12 | I | SABRINA | BISHOP CRK 2
CONTROL 115 | 2168515 | 05491 | EARLEY | 2274050 | D | 2556 | 2.4 | I | EARLEY | BISHOP CRK 4
CONTROL 115 | 2144554 | 01732 | BISMARK | 2122497 | D | 5069 | 12 | O | BISMARK | BISMARK P.T.
CONTROL 115 | 2170247 | 10820 | LUTHER | 2215270 | D | 5073 | 4 | I | LUTHER | BIXBY
CONTROL 115 | 2157862 | 06260 | FALCON | 2215270 | D | 5073 | 4 | I | FALCON | BIXBY
CONTROL 115 | 2180019 | 11590 | MEDIO | 2215270 | D | 5073 | 4 | I | MEDIO | BIXBY
CONTROL 115 | 2183693 | 16180 | SEVENTH ST. | 2215270 | D | 5073 | 4 | I | SEVENTH ST. | BIXBY
CONTROL 115 | 2166310 | 08403 | HIDDEN | 2121108 | D | 5067 | 12 | I | HIDDEN | BLACK MEADWS
CONTROL 115 | 2178328 | 08847 | HURLEY | 2274057 | D | 2556 | 12 | I | HURLEY | CASA DIABLO
CONTROL 115 | 2185727 | 16477 | SKI | 2273990 | D | 2556 | 33 | I | SKI | CASA DIABLO
CONTROL 115 | 2188026 | 18227 | TROUT | 2273990 | D | 2556 | 33 | I | TROUT | CASA DIABLO
CONTROL 115 | 2163717 | 04433 | CROWLEY | 2274057 | D | 2556 | 12 | I | CROWLEY | CASA DIABLO
CONTROL 115 | 2147231 | 03382 | CHATEAU | 2273990 | D | 2556 | 33 | I | CHATEAU | CASA DIABLO
CONTROL 115 | 2191017 | 18874 | VULCAN | 2273990 | D | 2556 | 33 | I | VULCAN | CASA DIABLO
CONTROL 115 | 2145709 | 03092 | CASCADE | 2121207 | D | 5070 | 12 | I | CASCADE | CASCADE P.T.
CONTROL 115 | 2145713 | 03097 | CASINO | 2123763 | D | 5067 | 12 | O | CASINO | CASINO P.T.
CONTROL 115 | 2136557 | 01073 | BANTA | 2274045 | D | 2556 | 2.4 | I | BANTA | LEE VINING
CONTROL 115 | 2190553 | 14955 | RHINEDOLLAR | 2274028 | D | 2556 | 12 | I | RHINEDOLLAR | POOLE
CONTROL 115 | 2129329 | 00142 | AGNEW | 2273994 | D | 2556 | 4 | I | AGNEW | RUSH CREEK
CONTROL 115 | 2190658 | 96910 | RUSH CREEK / JUNE LAKE | 2274052 | D | 2556 | 2.4 | I | RUSH CREEK / JUNE LAKE | RUSH CREEK
CONTROL 115 | 2187546 | 15617 | SADDLE | 2126635 | D | 5023 | 2.4 | O | SADDLE | SADDLE P.T.
CONTROL 115 | 2190797 | 16222 | SEYMOUR | 2274025 | D | 5064 | 33 | I | SEYMOUR | SAN ANA RI 1
CONTROL 115 | 2190569 | 15302 | ROCKCREEK | 2274059 | D | 2556 | 12 | I | ROCKCREEK | SHERWIN
CONTROL 115 | 2172267 | 11493 | MCGEE | 2274059 | D | 2556 | 12 | I | MCGEE | SHERWIN
CONTROL 115 | 2189046 | 16345 | SHERWOOD | 2126084 | D | 5538 | 4 | I | SHERWOOD | SHERWOOD PT
DEL AMO 66 | 2190457 | 21052 | BOOST 1 | 2217606 | D | 5073 | 12 | I | BOOST 1 | BOOST
DEL AMO 66 | 2144094 | 04499 | CROSSING | 2274154 | D | 5067 | 12 | I | CROSSING | BOOTH RD-BIA
DEL AMO 66 | 2132231 | 01955 | BOOTS | 2121163 | D | 5800 | 2.4 | I | BOOTS | BOOTS P.T.
DEL AMO 66 | 2146288 | 02134 | BRAHMA | 2213188 | D | 5073 | 12 | I | BRAHMA | BOVINE
DEL AMO 66 | 2149404 | 05021 | DEVON | 2213188 | D | 5073 | 12 | I | DEVON | BOVINE
DEL AMO 66 | 2160254 | 08344 | HEREFORD | 2213188 | D | 5073 | 12 | I | HEREFORD | BOVINE
DEL AMO 66 | 2190680 | 19065 | WATUSI | 2213188 | D | 5073 | 12 | I | WATUSI | BOVINE
DEL AMO 66 | 2191089 | 19812 | ZEBU | 2213188 | D | 5073 | 12 | I | ZEBU | BOVINE
DEL AMO 66 | 2156032 | 05462 | DURHAM | 2213188 | D | 5073 | 12 | I | DURHAM | BOVINE
DEL AMO 66 | 2140852 | 00021 | ABERDEEN | 2213188 | D | 5073 | 12 | I | ABERDEEN | BOVINE
DEL AMO 66 | 2170458 | 10689 | LONGHORN | 2213188 | D | 5073 | 12 | I | LONGHORN | BOVINE
DEL AMO 66 | 2162390 | 09125 | JANAE | 2217816 | D | 5073 | 12 | I | JANAE | CARMENITA
DEL AMO 66 | 2168514 | 10350 | LEMONT | 2217816 | D | 5073 | 12 | I | LEMONT | CARMENITA
DEL AMO 66 | 2170452 | 10640 | LOFTUS | 2217816 | D | 5073 | 12 | I | LOFTUS | CARMENITA
DEL AMO 66 | 2178685 | 13230 | ORCHARDALE | 2217816 | D | 5073 | 12 | I | ORCHARDALE | CARMENITA
DEL AMO 66 | 2180618 | 11948 | MIRA | 2217816 | D | 5073 | 12 | I | MIRA | CARMENITA
DEL AMO 66 | 2183014 | 14840 | REFOIL | 2217816 | D | 5073 | 12 | I | REFOIL | CARMENITA
DEL AMO 66 | 2154059 | 02550 | BUTLER | 2217816 | D | 5073 | 12 | I | BUTLER | CARMENITA
DEL AMO 66 | 2177676 | 12150 | MOODY | 2217816 | D | 5073 | 12 | I | MOODY | CARMENITA
DEL AMO 66 | 2190847 | 16880 | STAGE | 2217816 | D | 5073 | 12 | I | STAGE | CARMENITA
DEL AMO 66 | 2186875 | 17120 | STUDEBAKER | 2217816 | D | 5073 | 12 | I | STUDEBAKER | CARMENITA
DEL AMO 66 | 2190936 | 17282 | SUNNYVALE | 2215858 | D | 5067 | 12 | F | SUNNYVALE | CARODEAN
DEL AMO 66 | 2164256 | 10124 | LARREA | 2215858 | D | 5067 | 12 | I | LARREA | CARODEAN
DEL AMO 66 | 2134564 | 00324 | ALLEGRA | 2215858 | D | 5067 | 12 | I | ALLEGRA | CARODEAN
DEL AMO 66 | 2157662 | 03633 | CLERK | 2215298 | D | 5073 | 12 | I | CLERK | CORNUTA
DEL AMO 66 | 2162189 | 09423 | JURY | 2215298 | D | 5073 | 12 | I | JURY | CORNUTA
DEL AMO 66 | 2162961 | 09375 | JUDGE | 2215298 | D | 5073 | 12 | I | JUDGE | CORNUTA
DEL AMO 66 | 2176405 | 10577 | LOBBY | 2215298 | D | 5073 | 12 | I | LOBBY | CORNUTA
DEL AMO 66 | 2180112 | 14398 | PRESIDENT | 2215298 | D | 5073 | 12 | I | PRESIDENT | CORNUTA
DEL AMO 66 | 2189043 | 16122 | SENATE | 2215298 | D | 5073 | 12 | I | SENATE | CORNUTA
DEL AMO 66 | 2142909 | 03935 | CONGRESS | 2215298 | D | 5073 | 12 | I | CONGRESS | CORNUTA
DEL AMO 66 | 2138930 | 03580 | CLAIR | 2217874 | D | 5073 | 12 | I | CLAIR | CYPRESS
DEL AMO 66 | 2180609 | 09471 | KATELLA | 2217874 | D | 5073 | 12 | I | KATELLA | CYPRESS
DEL AMO 66 | 2186699 | 15451 | ROSSMOOR | 2217874 | D | 5073 | 12 | I | ROSSMOOR | CYPRESS
DEL AMO 66 | 2190358 | 17800 | THORPE | 2217874 | D | 5073 | 12 | I | THORPE | CYPRESS
DEL AMO 66 | 2190534 | 14680 | FELA | 2217874 | D | 5073 | 12 | I | FELA | CYPRESS
DEL AMO 66 | 2156565 | 07070 | GARNSEY | 2217874 | D | 5073 | 12 | I | GARNSEY | CYPRESS
DEL AMO 66 | 2176181 | 07860 | HALIBUT | 2217874 | D | 5073 | 12 | I | HALIBUT | CYPRESS
DEL AMO 66 | 2182930 | 14610 | RADFORD | 2217874 | D | 5073 | 12 | I | RADFORD | CYPRESS
DEL AMO 66 | 2165903 | 08190 | HAWAIIAN | 2217872 | D | 5073 | 4 | I | HAWAIIAN | CYPRESS
DEL AMO 66 | 2181889 | 12779 | PRIDA | 2217874 | D | 5073 | 12 | I | PRIDA | CYPRESS
DEL AMO 66 | 2147753 | 04626 | DAELEY | 2123968 | D | 5073 | 4 | I | DAELEY | DAELEY P.T.
DEL AMO 66 | 2166317 | 09553 | KELLY | 2215958 | D | 5090 | 4 | I | KELLY | DAGGETT
DEL AMO 66 | 2132715 | 00919 | BABER | 2213182 | D | 5073 | 12 | I | BABER | ERIC
DEL AMO 66 | 2143082 | 04037 | CORBY | 2213182 | D | 5073 | 12 | I | CORBY | ERIC
DEL AMO 66 | 2151120 | 06271 | FALLON | 2213182 | D | 5073 | 12 | I | FALLON | ERIC
DEL AMO 66 | 2152731 | 06992 | GARD | 2213182 | D | 5073 | 12 | I | GARD | ERIC
DEL AMO 66 | 2154626 | 05218 | DORNES | 2213182 | D | 5073 | 12 | I | DORNES | ERIC
DEL AMO 66 | 2164820 | 07656 | GRIDLEY | 2213182 | D | 5073 | 12 | I | GRIDLEY | ERIC
DEL AMO 66 | 2170879 | 11156 | MAPES | 2213182 | D | 5073 | 12 | I | MAPES | ERIC
DEL AMO 66 | 2186627 | 15444 | ROSETON | 2213182 | D | 5073 | 12 | I | ROSETON | ERIC
DEL AMO 66 | 2190788 | 16127 | SEMORA | 2213182 | D | 5073 | 12 | I | SEMORA | ERIC
DEL AMO 66 | 2177408 | 08135 | HARVEST | 2213182 | D | 5073 | 12 | I | HARVEST | ERIC
DEL AMO 66 | 2129538 | 00365 | ALORA | 2213182 | D | 5073 | 12 | I | ALORA | ERIC
DEL AMO 66 | 2148649 | 06043 | ESCALA | 2123175 | D | 5070 | 12 | I | ESCALA | ESCALA P.T.
DEL AMO 66 | 2150952 | 06044 | ESCONDIDO | 2123674 | D | 5054 | 12 | I | ESCONDIDO | ESCONDIDO PT
DEL AMO 66 | 2175764 | 07580 | GREEN BEAR | 2124560 | D | 5064 | 2.4 | I | GREEN BEAR | GRN BEAR PT
DEL AMO 66 | 2134174 | 02395 | BUFORD | 2213198 | D | 5073 | 12 | I | BUFORD | GREENING
DEL AMO 66 | 2139822 | 02925 | CARAVEL | 2213198 | D | 5073 | 12 | I | CARAVEL | GREENING
DEL AMO 66 | 2160806 | 08877 | IBEX | 2213198 | D | 5073 | 12 | I | IBEX | GREENING
DEL AMO 66 | 2188189 | 18295 | TUNDRA | 2213198 | D | 5073 | 12 | I | TUNDRA | GREENING
DEL AMO 66 | 2104017 | 00015 | ABANA | 2213198 | D | 5073 | 12 | I | ABANA | GREENING
DEL AMO 66 | 2171291 | 06184 | FAGAN | 2213198 | D | 5073 | 12 | I | FAGAN | GREENING
DEL AMO 66 | 2175766 | 07615 | GREENVIEW | 2123994 | D | 5070 | 4 | O | GREENVIEW | GREENVIEW PT
DEL AMO 66 | 2158438 | 07617 | GREENWATER | 2123343 | D | 5090 | 12 | O | GREENWATER | GREENWATR PT
DEL AMO 66 | 2164647 | 07653 | GREY FOX | 2124579 | D | 5069 | 12 | O | GREY FOX | GREY FOX PT
DEL AMO 66 | 2164821 | 07657 | GRIMSHAW | 2122760 | D | 5090 | 2.4 | I | GRIMSHAW | GRIMSHAW PT
DEL AMO 66 | 2173477 | 09790 | KITTRIDGE | 2212772 | D | 5054 | 4 | I | KITTRIDGE | GRISWOLD
DEL AMO 66 | 2173649 | 09835 | KNOX | 2212772 | D | 5054 | 4 | I | KNOX | GRISWOLD
DEL AMO 66 | 2176188 | 08070 | HARPS | 2212772 | D | 5054 | 4 | I | HARPS | GRISWOLD
DEL AMO 66 | 2175974 | 07675 | GROVEDALE | 2125364 | D | 5800 | 4 | I | GROVEDALE | GROVEDALE PT
DEL AMO 66 | 2132712 | 00883 | AXEL | 2220206 | D | 5073 | 12 | I | AXEL | LA MIRADA
DEL AMO 66 | 2133702 | 01835 | BLUEFIELD | 2220206 | D | 5073 | 12 | I | BLUEFIELD | LA MIRADA
DEL AMO 66 | 2145319 | 05144 | DOE | 2220206 | D | 5073 | 12 | I | DOE | LA MIRADA
DEL AMO 66 | 2147929 | 04692 | DART | 2220206 | D | 5073 | 12 | I | DART | LA MIRADA
DEL AMO 66 | 2169084 | 06042 | ESCALONA | 2220206 | D | 5073 | 12 | I | ESCALONA | LA MIRADA
DEL AMO 66 | 2153863 | 02358 | BUCK | 2220206 | D | 5073 | 12 | I | BUCK | LA MIRADA
DEL AMO 66 | 2181375 | 09558 | KELSEY | 2220206 | D | 5073 | 12 | I | KELSEY | LA MIRADA
DEL AMO 66 | 2141212 | 00333 | ALLRED | 2215320 | D | 5073 | 4 | I | ALLRED | LAKEWOOD
DEL AMO 66 | 2145513 | 02920 | CARFAX | 2215320 | D | 5073 | 4 | I | CARFAX | LAKEWOOD
DEL AMO 66 | 2153328 | 07990 | HARCO | 2215320 | D | 5073 | 4 | I | HARCO | LAKEWOOD
DEL AMO 66 | 2168518 | 05590 | EBELL | 2215320 | D | 5073 | 4 | I | EBELL | LAKEWOOD
DEL AMO 66 | 2183785 | 16355 | SHIPWAY | 2215320 | D | 5073 | 4 | I | SHIPWAY | LAKEWOOD
DEL AMO 66 | 2191011 | 18740 | VIKING | 2215320 | D | 5073 | 4 | I | VIKING | LAKEWOOD
DEL AMO 66 | 2145509 | 02857 | CANEHILL | 2215320 | D | 5073 | 4 | I | CANEHILL | LAKEWOOD
DEL AMO 66 | 2133436 | 01650 | BIGELOW | 2220062 | D | 5073 | 12 | I | BIGELOW | LUCAS
DEL AMO 66 | 2136389 | 02900 | CAPETOWN | 2220062 | D | 5073 | 12 | I | CAPETOWN | LUCAS
DEL AMO 66 | 2150111 | 04700 | DASHWOOD | 2213164 | D | 5073 | 4 | I | DASHWOOD | LUCAS
DEL AMO 66 | 2152932 | 07500 | GRANT | 2213164 | D | 5073 | 4 | I | GRANT | LUCAS
DEL AMO 66 | 2156360 | 05740 | ELKPORT | 2220062 | D | 5073 | 12 | I | ELKPORT | LUCAS
DEL AMO 66 | 2159135 | 03880 | CONANT | 2220062 | D | 5073 | 12 | I | CONANT | LUCAS
DEL AMO 66 | 2175349 | 06970 | GALLUP | 2213164 | D | 5073 | 4 | I | GALLUP | LUCAS
DEL AMO 66 | 2191059 | 19590 | WOLF | 2220062 | D | 5073 | 12 | I | WOLF | LUCAS
DEL AMO 66 | 2181642 | 10000 | GERATHS | 2220062 | D | 5073 | 12 | I | GERATHS | LUCAS
DEL AMO 66 | 2171290 | 06180 | FACULTY | 2213164 | D | 5073 | 4 | I | FACULTY | LUCAS
DEL AMO 66 | 2172461 | 11520 | MCNAB | 2213164 | D | 5073 | 4 | I | MCNAB | LUCAS
DEL AMO 66 | 2181643 | 10010 | JEPSON | 2220062 | D | 5073 | 12 | I | JEPSON | LUCAS
DEL AMO 66 | 2133858 | 02135 | BRAKEBILL | 2220062 | D | 5073 | 12 | I | BRAKEBILL | LUCAS
DEL AMO 66 | 2187111 | 17830 | TIDE | 2213164 | D | 5073 | 4 | I | TIDE | LUCAS
DEL AMO 66 | 2188115 | 18260 | TULANE | 2213164 | D | 5073 | 4 | I | TULANE | LUCAS
DEL AMO 66 | 2190524 | 14598 | RABBIT | 2216042 | D | 5061 | 12 | I | RABBIT | LUCERNE
DEL AMO 66 | 2190965 | 17885 | TIMCO | 2216042 | D | 5061 | 12 | I | TIMCO | LUCERNE
DEL AMO 66 | 2189183 | 16478 | SKY HI | 2216042 | D | 5061 | 12 | I | SKY HI | LUCERNE
DEL AMO 66 | 2133561 | 01740 | BLACKWATER | 2217002 | D | 5023 | 4 | I | BLACKWATER | LUNADA
DEL AMO 66 | 2139079 | 03674 | CLIPPER | 2217002 | D | 5023 | 4 | I | CLIPPER | LUNADA
DEL AMO 66 | 2190398 | 14090 | PIMA | 2217002 | D | 5023 | 4 | I | PIMA | LUNADA
DEL AMO 66 | 2157306 | 03476 | CHINA PEAK | 2273840 | D | 5033 | 12 | I | CHINA PEAK | LUNAR
DEL AMO 66 | 2142917 | 03958 | CONWAY | 2274010 | D | 2556 | 16 | I | CONWAY | LUNDY
DEL AMO 66 | 2146822 | 05481 | DYNAMO | 2274010 | D | 2556 | 16 | I | DYNAMO | LUNDY
DEL AMO 66 | 2188113 | 18252 | TUFA | 2274010 | D | 2556 | 16 | I | TUFA | LUNDY
DEL AMO 66 | 2170652 | 10815 | LURING | 2124787 | D | 5064 | 2.4 | I | LURING | LURING P.T.
DEL AMO 66 | 2171681 | 10840 | LYNDORA | 2219998 | D | 5073 | 4 | I | LYNDORA | LYNWOOD
DEL AMO 66 | 2136549 | 02960 | CARLIN | 2219998 | D | 5073 | 4 | I | CARLIN | LYNWOOD
DEL AMO 66 | 2143085 | 04070 | CORNISH | 2219998 | D | 5073 | 4 | I | CORNISH | LYNWOOD
DEL AMO 66 | 2182850 | 10780 | FIR | 2219998 | D | 5073 | 4 | I | FIR | LYNWOOD
DEL AMO 66 | 2188191 | 18340 | TWEEDY | 2219998 | D | 5073 | 4 | I | TWEEDY | LYNWOOD
DEL AMO 66 | 2178916 | 13600 | PALOMAR | 2219998 | D | 5073 | 4 | I | PALOMAR | LYNWOOD
DEL AMO 66 | 2131727 | 00470 | AMOS | 2217696 | D | 5073 | 4 | I | AMOS | SOMERSET
DEL AMO 66 | 2132386 | 00710 | ARKANSAS | 2217696 | D | 5073 | 4 | O | ARKANSAS | SOMERSET
DEL AMO 66 | 2143920 | 04250 | COYOTE | 2215356 | D | 5073 | 12 | I | COYOTE | SOMERSET
DEL AMO 66 | 2144230 | 01420 | BELLFLOWER | 2217696 | D | 5073 | 4 | O | BELLFLOWER | SOMERSET
DEL AMO 66 | 2145326 | 02850 | CANDLE | 2215356 | D | 5073 | 12 | I | CANDLE | SOMERSET
DEL AMO 66 | 2154814 | 05380 | DUNBAR | 2217696 | D | 5073 | 4 | I | DUNBAR | SOMERSET
DEL AMO 66 | 2172058 | 11301 | MARTY | 2215356 | D | 5073 | 12 | I | MARTY | SOMERSET
DEL AMO 66 | 2180375 | 08950 | IOWA | 2217696 | D | 5073 | 4 | I | IOWA | SOMERSET
DEL AMO 66 | 2190770 | 15960 | SAWYER | 2215356 | D | 5073 | 12 | I | SAWYER | SOMERSET
DEL AMO 66 | 2182201 | 10126 | LARRY | 2215356 | D | 5073 | 12 | I | LARRY | SOMERSET
DEL AMO 66 | 2185052 | 11160 | MAPLEWOOD | 2215356 | D | 5073 | 12 | I | MAPLEWOOD | SOMERSET
DEL AMO 66 | 2177953 | 12580 | NEGEL | 2217696 | D | 5073 | 4 | I | NEGEL | SOMERSET
DEL AMO 66 | 2185979 | 16705 | SOUTHRIDGE | 2126056 | D | 5067 | 4 | I | SOUTHRIDGE | SOUTHRDGE PT
DEL AMO 66 | 2187626 | 15725 | SANCHO | 2212616 | D | 5054 | 12 | I | SANCHO | SOUTHWIND
DEL AMO 66 | 2182111 | 14595 | QUIXOTE | 2212616 | D | 5054 | 12 | I | QUIXOTE | SOUTHWIND
DEL AMO 66 | 2190992 | 18385 | TYBURN | 2126711 | D | 5023 | 4 | I | TYBURN | TYBURN P.T.
DEVERS/MIRAGE 115 | 2186063 | 14732 | STUBBY | 2213500 | D | 5067 | 33 | I | STUBBY | BANNING
DEVERS/MIRAGE 115 | 2190745 | 15618 | SADDLEBACK | 2213500 | D | 5067 | 33 | I | SADDLEBACK | BANNING
DEVERS/MIRAGE 115 | 2190859 | 20905 | CITY OF BANNING #1 | 2213500 | D | 5067 | 33 | I | CITY OF BANNING #1 | BANNING
DEVERS/MIRAGE 115 | 2189700 | 17119 | CITY OF BANNING #2 | 2213500 | D | 5067 | 33 | I | CITY OF BANNING #2 | BANNING
DEVERS/MIRAGE 115 | 2190446 | 20906 | CITY OF BANNING #3 | 2213500 | D | 5067 | 33 | I | CITY OF BANNING #3 | BANNING
DEVERS/MIRAGE 115 | 2130599 | 01090 | BARD | 2121090 | D | 5538 | 4 | I | BARD | BARD P.T.
DEVERS/MIRAGE 115 | 2130602 | 01098 | BARK | 2121099 | D | 5538 | 2.4 | O | BARK | BARK P.T.
DEVERS/MIRAGE 115 | 2134177 | 02405 | BUGGY | 2121606 | D | 5023 | 4 | I | BUGGY | BUGGY U.G.S.
DEVERS/MIRAGE 115 | 2137229 | 03065 | CAR WASH | 2126281 | D | 5073 | 4 | I | CAR WASH | CAR WASH PT
DEVERS/MIRAGE 115 | 2154255 | 02919 | CARANCHO | 2123755 | D | 5070 | 12 | I | CARANCHO | CARANCHO PT
DEVERS/MIRAGE 115 | 2155853 | 08617 | HOMBRE | 2215730 | D | 5067 | 12 | I | HOMBRE | CONCHO
DEVERS/MIRAGE 115 | 2175759 | 07484 | GRANDE | 2215730 | D | 5067 | 12 | I | GRANDE | CONCHO
DEVERS/MIRAGE 115 | 2176972 | 11334 | MATADOR | 2215730 | D | 5067 | 12 | I | MATADOR | CONCHO
DEVERS/MIRAGE 115 | 2190072 | 17454 | TABERNA | 2215730 | D | 5067 | 12 | I | TABERNA | CONCHO
DEVERS/MIRAGE 115 | 2190403 | 14164 | PISTOLA | 2215730 | D | 5067 | 12 | I | PISTOLA | CONCHO
DEVERS/MIRAGE 115 | 2190789 | 16129 | SENORITA | 2215730 | D | 5067 | 12 | I | SENORITA | CONCHO
DEVERS/MIRAGE 115 | 2136554 | 01059 | BANDANA | 2215730 | D | 5067 | 12 | I | BANDANA | CONCHO
DEVERS/MIRAGE 115 | 2184322 | 16651 | SOMBRERO | 2215730 | D | 5067 | 12 | I | SOMBRERO | CONCHO
DEVERS/MIRAGE 115 | 2190791 | 16145 | SERAPE | 2215730 | D | 5067 | 12 | I | SERAPE | CONCHO
DEVERS/MIRAGE 115 | 2141571 | 03936 | CONKLIN | 2123858 | D | 5070 | 12 | O | CONKLIN | CONKLIN P.T.
DEVERS/MIRAGE 115 | 2130608 | 01226 | BATTALION | 2213648 | D | 5067 | 12 | I | BATTALION | EISENHOWER
DEVERS/MIRAGE 115 | 2132074 | 01896 | BOMBARDIER | 2213648 | D | 5067 | 12 | I | BOMBARDIER | EISENHOWER
DEVERS/MIRAGE 115 | 2134178 | 02408 | BULDGE | 2213648 | D | 5067 | 12 | I | BULDGE | EISENHOWER
DEVERS/MIRAGE 115 | 2159132 | 03849 | COMBAT | 2213648 | D | 5067 | 12 | I | COMBAT | EISENHOWER
DEVERS/MIRAGE 115 | 2161682 | 08771 | HOWITZER | 2213648 | D | 5067 | 12 | I | HOWITZER | EISENHOWER
DEVERS/MIRAGE 115 | 2171494 | 06537 | FLIGHT | 2213648 | D | 5067 | 12 | I | FLIGHT | EISENHOWER
DEVERS/MIRAGE 115 | 2175969 | 07637 | GRENADE | 2213648 | D | 5067 | 12 | I | GRENADE | EISENHOWER
DEVERS/MIRAGE 115 | 2178422 | 08899 | IKE | 2213648 | D | 5067 | 12 | I | IKE | EISENHOWER
DEVERS/MIRAGE 115 | 2181201 | 14195 | PLAYER | 2215922 | D | 5067 | 33 | I | PLAYER | EISENHOWER
DEVERS/MIRAGE 115 | 2190604 | 18166 | TREVINO | 2215922 | D | 5067 | 33 | I | TREVINO | EISENHOWER
DEVERS/MIRAGE 115 | 2163714 | 04417 | CROSSLEY | 2215922 | D | 5067 | 33 | I | CROSSLEY | EISENHOWER
DEVERS/MIRAGE 115 | 2190635 | 18634 | VELLA | 2215922 | D | 5067 | 33 | I | VELLA | EISENHOWER
DEVERS/MIRAGE 115 | 2162959 | 09301 | JONAGOLD | 3230 | D | 5064 | 12 | F | JONAGOLD | EL CASCO
DEVERS/MIRAGE 115 | 2178254 | 08651 | HONEYCRISP | 3230 | D | 5064 | 12 | F | HONEYCRISP | EL CASCO
DEVERS/MIRAGE 115 | 2185487 | 11494 | MACINTOSH | 3230 | D | 5064 | 12 | F | MACINTOSH | EL CASCO
DEVERS/MIRAGE 115 | 2175760 | 07495 | GRANNY SMITH | 3230 | D | 5064 | 12 | F | GRANNY SMITH | EL CASCO
DEVERS/MIRAGE 115 | 2178834 | 13409 | OZARK | 3230 | D | 5064 | 12 | F | OZARK | EL CASCO
DEVERS/MIRAGE 115 | 2129703 | 00422 | ALVERA | 2220394 | D | 5067 | 12 | I | ALVERA | FARRELL
DEVERS/MIRAGE 115 | 2130399 | 00878 | AUTRY | 2220394 | D | 5067 | 12 | I | AUTRY | FARRELL
DEVERS/MIRAGE 115 | 2131722 | 00413 | AMADO | 2220394 | D | 5067 | 12 | I | AMADO | FARRELL
DEVERS/MIRAGE 115 | 2152730 | 06988 | GARBO | 2220394 | D | 5067 | 12 | I | GARBO | FARRELL
DEVERS/MIRAGE 115 | 2158060 | 06361 | FEY | 2220394 | D | 5067 | 12 | I | FEY | FARRELL
DEVERS/MIRAGE 115 | 2165213 | 04705 | DATE PALM | 2220394 | D | 5067 | 12 | I | DATE PALM | FARRELL
DEVERS/MIRAGE 115 | 2182118 | 10043 | LANDAU | 2220394 | D | 5067 | 12 | I | LANDAU | FARRELL
DEVERS/MIRAGE 115 | 2183966 | 16152 | RANA | 2220394 | D | 5067 | 12 | I | RANA | FARRELL
DEVERS/MIRAGE 115 | 2188613 | 18843 | VOLTURNO | 2220394 | D | 5067 | 12 | I | VOLTURNO | FARRELL
DEVERS/MIRAGE 115 | 2189182 | 16476 | SKELTON | 2220394 | D | 5067 | 12 | I | SKELTON | FARRELL
DEVERS/MIRAGE 115 | 2190209 | 18765 | VIMINAL | 2220394 | D | 5067 | 12 | I | VIMINAL | FARRELL
DEVERS/MIRAGE 115 | 2190590 | 18018 | TORTUGA | 2220394 | D | 5067 | 12 | I | TORTUGA | FARRELL
DEVERS/MIRAGE 115 | 2144398 | 01625 | BIG FALLS | 2218306 | D | 5064 | 2.4 | I | BIG FALLS | FOREST HOME
DEVERS/MIRAGE 115 | 2147573 | 03931 | CONFERENCE | 2218306 | D | 5064 | 2.4 | I | CONFERENCE | FOREST HOME
DEVERS/MIRAGE 115 | 2150430 | 05002 | DESERT CREST | 2213558 | D | 5067 | 12 | I | DESERT CREST | GARNET
DEVERS/MIRAGE 115 | 2154427 | 05082 | DILLON | 2213558 | D | 5067 | 12 | I | DILLON | GARNET
DEVERS/MIRAGE 115 | 2187699 | 15835 | SAN RAFAEL | 2213558 | D | 5067 | 12 | I | SAN RAFAEL | GARNET
DEVERS/MIRAGE 115 | 2190593 | 18094 | TRAM | 2213560 | D | 5067 | 33 | I | TRAM | GARNET
DEVERS/MIRAGE 115 | 2179553 | 14082 | PIERSON | 2213560 | D | 5067 | 33 | I | PIERSON | GARNET
DEVERS/MIRAGE 115 | 2184481 | 13587 | PALMVIEW | 2213560 | D | 5067 | 33 | I | PALMVIEW | GARNET
DEVERS/MIRAGE 115 | 2169827 | 10495 | LINDA VISTA | 2213558 | D | 5067 | 12 | I | LINDA VISTA | GARNET
DEVERS/MIRAGE 115 | 2140670 | 03715 | COACHELLA | 2213560 | D | 5067 | 33 | I | COACHELLA | GARNET
DEVERS/MIRAGE 115 | 2190976 | 18043 | TOWNHALL | 2213560 | D | 5067 | 33 | I | TOWNHALL | GARNET
DEVERS/MIRAGE 115 | 2133018 | 01180 | BARTLETT | 2219024 | D | 5012 | 4 | I | BARTLETT | GARVEY
DEVERS/MIRAGE 115 | 2156367 | 05880 | EMERSON | 2219024 | D | 5012 | 4 | O | EMERSON | GARVEY
DEVERS/MIRAGE 115 | 2166315 | 09539 | KEIM | 2219024 | D | 5012 | 4 | I | KEIM | GARVEY
DEVERS/MIRAGE 115 | 2190736 | 15560 | RURAL | 2219024 | D | 5012 | 4 | I | RURAL | GARVEY
DEVERS/MIRAGE 115 | 2190771 | 15970 | SAXON | 2219024 | D | 5012 | 4 | I | SAXON | GARVEY
DEVERS/MIRAGE 115 | 2155685 | 08497 | HIMO | 2215778 | D | 5067 | 33 | I | HIMO | HI DESERT
DEVERS/MIRAGE 115 | 2164252 | 10040 | SUNFAIR | 2218102 | D | 5067 | 25 | I | SUNFAIR | HI DESERT
DEVERS/MIRAGE 115 | 2179558 | 14145 | PINTO | 2215778 | D | 5067 | 33 | I | PINTO | HI DESERT
DEVERS/MIRAGE 115 | 2183698 | 16308 | SHEEPHOLE | 2215778 | D | 5067 | 33 | I | SHEEPHOLE | HI DESERT
DEVERS/MIRAGE 115 | 2187700 | 15865 | SANTANA | 2215778 | D | 5067 | 33 | I | SANTANA | HI DESERT
DEVERS/MIRAGE 115 | 2172462 | 11625 | MELODY | 2218102 | D | 5067 | 25 | I | MELODY | HI DESERT
DEVERS/MIRAGE 115 | 2167413 | 08406 | HIGH | 2125388 | D | 5090 | 4 | I | HIGH | HIGH P.T.
DEVERS/MIRAGE 115 | 2177583 | 08410 | HIGH SCHOOL | 2124035 | D | 5064 | 2.4 | I | HIGH SCHOOL | HIGH SCHL PT
DEVERS/MIRAGE 115 | 2130403 | 00910 | AZTEC | 2218478 | D | 5067 | 12 | I | AZTEC | INDIAN WELLS
DEVERS/MIRAGE 115 | 2139452 | 02635 | CAHUILLA | 2218478 | D | 5067 | 12 | I | CAHUILLA | INDIAN WELLS
DEVERS/MIRAGE 115 | 2148113 | 04763 | DEEP CANYON | 2218478 | D | 5067 | 12 | I | DEEP CANYON | INDIAN WELLS
DEVERS/MIRAGE 115 | 2169468 | 09466 | KARUK | 2218478 | D | 5067 | 12 | F | KARUK | INDIAN WELLS
DEVERS/MIRAGE 115 | 2179089 | 13575 | PALM CITY | 2218478 | D | 5067 | 12 | I | PALM CITY | INDIAN WELLS
DEVERS/MIRAGE 115 | 2185049 | 11071 | MANITOU | 2218478 | D | 5067 | 12 | I | MANITOU | INDIAN WELLS
DEVERS/MIRAGE 115 | 2187388 | 12918 | NUSBAUM | 2218478 | D | 5067 | 12 | I | NUSBAUM | INDIAN WELLS
DEVERS/MIRAGE 115 | 2189483 | 16598 | SOBOBA | 2218478 | D | 5067 | 12 | I | SOBOBA | INDIAN WELLS
DEVERS/MIRAGE 115 | 2172941 | 12055 | MOHICAN | 2218478 | D | 5067 | 12 | I | MOHICAN | INDIAN WELLS
DEVERS/MIRAGE 115 | 2178426 | 08907 | INCA | 2218478 | D | 5067 | 12 | I | INCA | INDIAN WELLS
DEVERS/MIRAGE 115 | 2183783 | 16347 | SHERYL | 2218478 | D | 5067 | 12 | I | SHERYL | INDIAN WELLS
DEVERS/MIRAGE 115 | 2185229 | 11371 | MAYAN | 2218478 | D | 5067 | 12 | I | MAYAN | INDIAN WELLS
DEVERS/MIRAGE 115 | 2188368 | 17958 | TOLTEC | 2218478 | D | 5067 | 12 | I | TOLTEC | INDIAN WELLS
DEVERS/MIRAGE 115 | 2190952 | 17495 | TAKOTA | 2218478 | D | 5067 | 12 | I | TAKOTA | INDIAN WELLS
DEVERS/MIRAGE 115 | 2187289 | 18131 | TRIBAL | 2218478 | D | 5067 | 12 | I | TRIBAL | INDIAN WELLS
DEVERS/MIRAGE 115 | 2190646 | 21090 | PROTEIN 1 | 2214852 | D | 5033 | 12 | I | PROTEIN 1 | PROTEIN
DEVERS/MIRAGE 115 | 2130997 | 01628 | BIGHORN | 2218128 | D | 5067 | 12 | I | BIGHORN | SANTA ROSA
DEVERS/MIRAGE 115 | 2140506 | 03707 | CLUBHOUSE | 2218128 | D | 5067 | 12 | I | CLUBHOUSE | SANTA ROSA
DEVERS/MIRAGE 115 | 2179732 | 14292 | POLO | 2218128 | D | 5067 | 12 | I | POLO | SANTA ROSA
DEVERS/MIRAGE 115 | 2180460 | 08993 | IRONTREE | 2218128 | D | 5067 | 12 | I | IRONTREE | SANTA ROSA
DEVERS/MIRAGE 115 | 2181960 | 14433 | PROBST | 2220464 | D | 5067 | 33 | I | PROBST | SANTA ROSA
DEVERS/MIRAGE 115 | 2184155 | 16456 | SINATRA | 2220464 | D | 5067 | 33 | I | SINATRA | SANTA ROSA
DEVERS/MIRAGE 115 | 2188442 | 18008 | TORRO PEAK | 2220464 | D | 5067 | 33 | I | TORRO PEAK | SANTA ROSA
DEVERS/MIRAGE 115 | 2183168 | 15649 | SAHARA | 2218128 | D | 5067 | 12 | I | SAHARA | SANTA ROSA
DEVERS/MIRAGE 115 | 2190774 | 15987 | SCHOLAR | 2218128 | D | 5067 | 12 | I | SCHOLAR | SANTA ROSA
DEVERS/MIRAGE 115 | 2190954 | 17535 | TANGLEWOOD | 2218128 | D | 5067 | 12 | I | TANGLEWOOD | SANTA ROSA
DEVERS/MIRAGE 115 | 2129878 | 00628 | APARTMENT | 2218128 | D | 5067 | 12 | I | APARTMENT | SANTA ROSA
DEVERS/MIRAGE 115 | 2148847 | 04137 | COSTELLO | 2220464 | D | 5067 | 33 | I | COSTELLO | SANTA ROSA
DEVERS/MIRAGE 115 | 2183242 | 15738 | SAND DUNES | 2218128 | D | 5067 | 12 | I | SAND DUNES | SANTA ROSA
DEVERS/MIRAGE 115 | 2184710 | 14157 | PIPER | 2218128 | D | 5067 | 12 | I | PIPER | SANTA ROSA
DEVERS/MIRAGE 115 | 2135649 | 00762 | ARNEZ | 2218128 | D | 5067 | 12 | I | ARNEZ | SANTA ROSA
DEVERS/MIRAGE 115 | 2168319 | 10096 | LA QUINTA | 2220464 | D | 5067 | 33 | I | LA QUINTA | SANTA ROSA
DEVERS/MIRAGE 115 | 2187207 | 18116 | TRAVIS | 2218128 | D | 5067 | 12 | I | TRAVIS | SANTA ROSA
DEVERS/MIRAGE 115 | 2142144 | 00566 | ANNENBERG | 2218128 | D | 5067 | 12 | I | ANNENBERG | SANTA ROSA
DEVERS/MIRAGE 115 | 2179467 | 14035 | PHYSICIAN | 2218128 | D | 5067 | 12 | I | PHYSICIAN | SANTA ROSA
DEVERS/MIRAGE 115 | 2137580 | 03446 | CHIA | 2218266 | D | 5067 | 12 | I | CHIA | TAMARISK
DEVERS/MIRAGE 115 | 2141766 | 04322 | CREOSOTE | 2218266 | D | 5067 | 12 | I | CREOSOTE | TAMARISK
DEVERS/MIRAGE 115 | 2142522 | 00819 | ATHEL | 2218266 | D | 5067 | 12 | I | ATHEL | TAMARISK
DEVERS/MIRAGE 115 | 2162196 | 09079 | JACARANDA | 2218266 | D | 5067 | 12 | I | JACARANDA | TAMARISK
DEVERS/MIRAGE 115 | 2172607 | 11918 | MIMOSA | 2218266 | D | 5067 | 12 | I | MIMOSA | TAMARISK
DEVERS/MIRAGE 115 | 2178915 | 13589 | PALO BREA | 2218266 | D | 5067 | 12 | I | PALO BREA | TAMARISK
DEVERS/MIRAGE 115 | 2181204 | 14243 | PLUMLEY | 2218266 | D | 5067 | 12 | I | PLUMLEY | TAMARISK
DEVERS/MIRAGE 115 | 2190778 | 16027 | SCRUBOAK | 2218266 | D | 5067 | 12 | I | SCRUBOAK | TAMARISK
DEVERS/MIRAGE 115 | 2129138 | 00116 | AGAVE | 2218266 | D | 5067 | 12 | I | AGAVE | TAMARISK
DEVERS/MIRAGE 115 | 2131177 | 01700 | BIRCH | 2218266 | D | 5067 | 12 | I | BIRCH | TAMARISK
DEVERS/MIRAGE 115 | 2134567 | 00435 | AMBER | 2218266 | D | 5067 | 12 | I | AMBER | TAMARISK
DEVERS/MIRAGE 115 | 2186301 | 12012 | MISTLETOE | 2218266 | D | 5067 | 12 | I | MISTLETOE | TAMARISK
DEVERS/MIRAGE 115 | 2190748 | 15647 | SAGUARO | 2218266 | D | 5067 | 12 | I | SAGUARO | TAMARISK
DEVERS/MIRAGE 115 | 2189927 | 17199 | SUMAC | 2218266 | D | 5067 | 12 | I | SUMAC | TAMARISK
DEVERS/MIRAGE 115 | 2144962 | 04770 | DEER | 2219476 | D | 5033 | 12 | I | DEER | TERRA BELLA
DEVERS/MIRAGE 115 | 2184231 | 16490 | SKINKLE | 2219476 | D | 5033 | 12 | I | SKINKLE | TERRA BELLA
DEVERS/MIRAGE 115 | 2190720 | 19830 | ZION | 2219476 | D | 5033 | 12 | I | ZION | TERRA BELLA
DEVERS/MIRAGE 115 | 2167238 | 05360 | DUCOR | 2219476 | D | 5033 | 12 | I | DUCOR | TERRA BELLA
DEVERS/MIRAGE 115 | 2172460 | 11515 | MCMANUS | 2220356 | D | 5067 | 12 | I | MCMANUS | THORNHILL
DEVERS/MIRAGE 115 | 2183537 | 15911 | SATURNINO | 2220356 | D | 5067 | 12 | I | SATURNINO | THORNHILL
DEVERS/MIRAGE 115 | 2185980 | 16716 | SPA | 2220356 | D | 5067 | 12 | I | SPA | THORNHILL
DEVERS/MIRAGE 115 | 2190309 | 13777 | PATENCIO | 2220356 | D | 5067 | 12 | I | PATENCIO | THORNHILL
DEVERS/MIRAGE 115 | 2178106 | 11256 | MARQUIS | 2220356 | D | 5067 | 12 | I | MARQUIS | THORNHILL
DEVERS/MIRAGE 115 | 2148495 | 05985 | ENTRADA | 2220356 | D | 5067 | 12 | I | ENTRADA | THORNHILL
DEVERS/MIRAGE 115 | 2190807 | 16333 | SHERATON | 2220356 | D | 5067 | 12 | I | SHERATON | THORNHILL
DEVERS/MIRAGE 115 | 2188847 | 19505 | WINDING | 2127020 | D | 5012 | 4 | I | WINDING | WINDING P.T.
DEVERS/MIRAGE 115 | 2188848 | 19508 | WINDMILL | 2125903 | D | 5070 | 12 | O | WINDMILL | WINDMILL PT
DEVERS/MIRAGE 115 | 2139242 | 02485 | BURNT MOUNTAIN | 2213486 | D | 5067 | 12 | I | BURNT MOUNTAIN | YUCCA
DEVERS/MIRAGE 115 | 2173285 | 09673 | KICKAPOO TRAIL | 2213486 | D | 5067 | 12 | I | KICKAPOO TRAIL | YUCCA
DEVERS/MIRAGE 115 | 2178750 | 13175 | ONAGA | 2213486 | D | 5067 | 12 | I | ONAGA | YUCCA
DEVERS/MIRAGE 115 | 2181118 | 14152 | PIONEERTOWN | 2213486 | D | 5067 | 12 | I | PIONEERTOWN | YUCCA
DEVERS/MIRAGE 115 | 2169279 | 09203 | JELLYSTONE | 2213486 | D | 5067 | 12 | I | JELLYSTONE | YUCCA
EAGLE ROCK 66 | 2137918 | 02150 | BRAUN | 2218972 | D | 5012 | 16 | I | BRAUN | ALHAMBRA
EAGLE ROCK 66 | 2141395 | 03860 | COMMONWEALTH | 2216666 | D | 5012 | 4 | I | COMMONWEALTH | ALHAMBRA
EAGLE ROCK 66 | 2146484 | 05170 | DOLGEVILLE | 2216666 | D | 5012 | 4 | I | DOLGEVILLE | ALHAMBRA
EAGLE ROCK 66 | 2162963 | 09490 | KAY | 2218972 | D | 5012 | 16 | I | KAY | ALHAMBRA
EAGLE ROCK 66 | 2170886 | 11210 | MARGUERITA | 2218972 | D | 5012 | 16 | I | MARGUERITA | ALHAMBRA
EAGLE ROCK 66 | 2184714 | 16955 | ST. CHARLES | 2218972 | D | 5012 | 16 | I | ST. CHARLES | ALHAMBRA
EAGLE ROCK 66 | 2190076 | 17494 | TAKNING | 2218972 | D | 5012 | 16 | I | TAKNING | ALHAMBRA
EAGLE ROCK 66 | 2190348 | 17690 | TEST | 2218972 | D | 5012 | 16 | I | TEST | ALHAMBRA
EAGLE ROCK 66 | 2190601 | 18140 | TRI CITY | 2218972 | D | 5012 | 16 | I | TRI CITY | ALHAMBRA
EAGLE ROCK 66 | 2191063 | 19650 | WOODWARD | 2216666 | D | 5012 | 4 | I | WOODWARD | ALHAMBRA
EAGLE ROCK 66 | 2135092 | 02320 | BRUNNER | 2216666 | D | 5012 | 4 | I | BRUNNER | ALHAMBRA
EAGLE ROCK 66 | 2141767 | 04350 | CRESTA | 2218972 | D | 5012 | 16 | I | CRESTA | ALHAMBRA
EAGLE ROCK 66 | 2152938 | 07550 | GRAVES | 2216666 | D | 5012 | 4 | I | GRAVES | ALHAMBRA
EAGLE ROCK 66 | 2141214 | 00350 | ALMANSOR | 2218972 | D | 5012 | 16 | I | ALMANSOR | ALHAMBRA
EAGLE ROCK 66 | 2185056 | 11190 | MARENGO | 2216666 | D | 5012 | 4 | I | MARENGO | ALHAMBRA
EAGLE ROCK 66 | 2178255 | 08690 | HOOVER | 2216666 | D | 5012 | 4 | I | HOOVER | ALHAMBRA
EAGLE ROCK 66 | 2178503 | 12680 | NEW YORK | 2216668 | D | 5012 | 4 | I | NEW YORK | ALLEN
EAGLE ROCK 66 | 2190077 | 17526 | TANOBLE | 2216668 | D | 5012 | 4 | I | TANOBLE | ALLEN
EAGLE ROCK 66 | 2132382 | 02130 | BRAEBURN | 2216668 | D | 5012 | 4 | I | BRAEBURN | ALLEN
EAGLE ROCK 66 | 2146480 | 02220 | BELLFORD | 2216668 | D | 5012 | 4 | I | BELLFORD | ALLEN
EAGLE ROCK 66 | 2190305 | 13750 | PASAGLEN | 2216668 | D | 5012 | 4 | I | PASAGLEN | ALLEN
EAGLE ROCK 66 | 2141213 | 00335 | ALLVIEW | 2121048 | D | 5064 | 2.4 | I | ALLVIEW | ALLVIEW P.T.
EAGLE ROCK 66 | 2190860 | 20910 | ALOLA #2 | 2274104 | D | 5067 | 2.4 | I | ALOLA #2 | ALOLA
EAGLE ROCK 66 | 2149402 | 05001 | DESERT CENTER | 2218626 | D | 5067 | 12 | I | DESERT CENTER | EAGLE MOUNTN
EAGLE ROCK 66 | 2157482 | 03492 | CHUCKAWALLA | 2218626 | D | 5067 | 12 | I | CHUCKAWALLA | EAGLE MOUNTN
EAGLE ROCK 66 | 2152216 | 06665 | FORMOSA | 2214546 | D | 5023 | 16 | I | FORMOSA | FAIRFAX
EAGLE ROCK 66 | 2156200 | 05607 | EDINBURG | 2214546 | D | 5023 | 16 | I | EDINBURG | FAIRFAX
EAGLE ROCK 66 | 2159679 | 06680 | FOUNTAIN | 2214542 | D | 5023 | 4 | I | FOUNTAIN | FAIRFAX
EAGLE ROCK 66 | 2159875 | 06868 | FULLER | 2214546 | D | 5023 | 16 | I | FULLER | FAIRFAX
EAGLE ROCK 66 | 2167937 | 09920 | PAN PACIFIC | 2214546 | D | 5023 | 16 | I | PAN PACIFIC | FAIRFAX
EAGLE ROCK 66 | 2178249 | 08600 | HOLLYWOOD | 2214546 | D | 5023 | 16 | I | HOLLYWOOD | FAIRFAX
EAGLE ROCK 66 | 2182367 | 12890 | NORWICH | 2214546 | D | 5023 | 16 | I | NORWICH | FAIRFAX
EAGLE ROCK 66 | 2190810 | 16340 | SHERMAN | 2214542 | D | 5023 | 4 | I | SHERMAN | FAIRFAX
EAGLE ROCK 66 | 2168320 | 10098 | LARABEE | 2214546 | D | 5023 | 16 | I | LARABEE | FAIRFAX
EAGLE ROCK 66 | 2190948 | 17410 | SWEETZER | 2214542 | D | 5023 | 4 | I | SWEETZER | FAIRFAX
EAGLE ROCK 66 | 2181566 | 09900 | LA BREA | 2214542 | D | 5023 | 4 | I | LA BREA | FAIRFAX
EAGLE ROCK 66 | 2149209 | 04330 | CRESCENT | 2214542 | D | 5023 | 4 | I | CRESCENT | FAIRFAX
EAGLE ROCK 66 | 2175539 | 07260 | GILMORE | 2214542 | D | 5023 | 4 | I | GILMORE | FAIRFAX
EAGLE ROCK 66 | 2134917 | 02190 | BRENT | 2219022 | D | 5012 | 4 | I | BRENT | GARFIELD
EAGLE ROCK 66 | 2155169 | 03190 | CAWSTON | 2219022 | D | 5012 | 4 | I | CAWSTON | GARFIELD
EAGLE ROCK 66 | 2159687 | 06790 | FREMONT | 2219022 | D | 5012 | 4 | I | FREMONT | GARFIELD
EAGLE ROCK 66 | 2177402 | 12120 | OXLEY | 2219022 | D | 5012 | 4 | I | OXLEY | GARFIELD
EAGLE ROCK 66 | 2153105 | 07650 | GREVELIA | 2219022 | D | 5012 | 4 | I | GREVELIA | GARFIELD
EAGLE ROCK 66 | 2156205 | 05650 | EL CENTRO | 2219022 | D | 5012 | 4 | I | EL CENTRO | GARFIELD
EAGLE ROCK 66 | 2152733 | 06998 | GARLOCK | 2122779 | D | 5061 | 12 | O | GARLOCK | GARLOCK P.T.
EAGLE ROCK 66 | 2176402 | 10560 | LLEWELLYN | 2212274 | D | 5023 | 4 | I | LLEWELLYN | MADRID
EAGLE ROCK 66 | 2136057 | 02580 | CABRILLO | 2212274 | D | 5023 | 4 | I | CABRILLO | MADRID
EAGLE ROCK 66 | 2170882 | 11180 | MARCELLINA | 2212274 | D | 5023 | 4 | I | MARCELLINA | MADRID
EAGLE ROCK 66 | 2166309 | 08390 | HICKORY | 2212274 | D | 5023 | 4 | I | HICKORY | MADRID
EAGLE ROCK 66 | 2182857 | 10901 | MADRONE | 2125574 | D | 5800 | 4 | I | MADRONE | MADRONE P.T.
EAGLE ROCK 66 | 2188707 | 19146 | WELLMAN | 2124865 | D | 5070 | 4 | O | WELLMAN | MAGNESITE PT
EAGLE ROCK 66 | 2171869 | 10946 | MAIDEN | 2125593 | D | 5012 | 4 | I | MAIDEN | MAIDEN P.T.
EAGLE ROCK 66 | 2161533 | 07342 | GLENDON | 2219070 | D | 5012 | 4 | I | GLENDON | RAMONA
EAGLE ROCK 66 | 2172601 | 11860 | MIDWICK | 2219070 | D | 5012 | 4 | I | MIDWICK | RAMONA
EAGLE ROCK 66 | 2191045 | 19440 | WILMAR | 2219070 | D | 5012 | 4 | I | WILMAR | RAMONA
EAGLE ROCK 66 | 2155521 | 08304 | HELLMAN | 2219070 | D | 5012 | 4 | I | HELLMAN | RAMONA
EAGLE ROCK 66 | 2157481 | 03491 | CHUCKER | 2219070 | D | 5012 | 4 | I | CHUCKER | RAMONA
EAGLE ROCK 66 | 2183881 | 16390 | SHORB | 2219070 | D | 5012 | 4 | I | SHORB | RAMONA
EAGLE ROCK 66 | 2185230 | 11400 | MAYFAIR | 2219070 | D | 5012 | 4 | I | MAYFAIR | RAMONA
EAGLE ROCK 66 | 2158617 | 07720 | GUEST | 2219070 | D | 5012 | 4 | I | GUEST | RAMONA
EAGLE ROCK 66 | 2190763 | 15886 | SARAH | 2219070 | D | 5012 | 4 | I | SARAH | RAMONA
EAGLE ROCK 66 | 2180195 | 14675 | RANCHERIA | 2126846 | D | 5033 | 2.4 | I | RANCHERIA | RANCHERIA PT
EAGLE ROCK 66 | 2150114 | 04724 | DEADMAN | 2218370 | D | 5061 | 12 | O | DEADMAN | RANCHO
EAGLE ROCK 66 | 2173657 | 10005 | LAKOTA | 2218370 | D | 5061 | 12 | I | LAKOTA | RANCHO
EAGLE ROCK 66 | 2184711 | 16925 | STANDING ROCK | 2218370 | D | 5061 | 12 | I | STANDING ROCK | RANCHO
EAGLE ROCK 66 | 2185058 | 11211 | MARIANNA | 2218370 | D | 5061 | 12 | I | MARIANNA | RANCHO
EAGLE ROCK 66 | 2190951 | 17437 | SYMERON | 2218370 | D | 5061 | 12 | I | SYMERON | RANCHO
EAGLE ROCK 66 | 2190717 | 19789 | YUCCA LOMA | 2218370 | D | 5061 | 12 | I | YUCCA LOMA | RANCHO
EAGLE ROCK 66 | 2181467 | 09828 | KNOLLS | 2218370 | D | 5061 | 12 | I | KNOLLS | RANCHO
EAGLE ROCK 66 | 2185483 | 14678 | RANCON | 2124444 | D | 5070 | 12 | O | RANCON | RANCON P.T.
EAGLE ROCK 66 | 2190619 | 18409 | UNDERWORLD | 2124515 | D | 5061 | 12 | I | UNDERWORLD | STYX P.T.
EAGLE ROCK 66 | 2178757 | 13268 | ORO VISTA | 2274097 | D | 5069 | 4.8 | I | ORO VISTA | SUBSTN 72
EAGLE ROCK 66 | 2184806 | 17190 | SUGARLOAF | 2126616 | D | 5033 | 2.4 | I | SUGARLOAF | SUGARLOAF PT
EAGLE ROCK 66 | 2162398 | 09183 | JAWS | 2219740 | D | 5012 | 12 | I | JAWS | UNIVERSAL
EAGLE ROCK 66 | 2177861 | 12355 | MUMMY | 2219740 | D | 5012 | 12 | I | MUMMY | UNIVERSAL
EAGLE ROCK 66 | 2150432 | 05411 | DUNDAS | 2216694 | D | 5012 | 16 | I | DUNDAS | WABASH
EAGLE ROCK 66 | 2153496 | 08100 | HARRISON | 2216694 | D | 5012 | 16 | I | HARRISON | WABASH
EAGLE ROCK 66 | 2190530 | 14650 | RALSTON | 2216694 | D | 5012 | 16 | I | RALSTON | WABASH
EAGLE ROCK 66 | 2188783 | 19265 | WHITESIDE | 2216694 | D | 5012 | 16 | I | WHITESIDE | WABASH
EL NIDO 66 | 2144231 | 01460 | BEN CAMP | 1648446 | D | 5012 | 4 | O | BEN CAMP | DOUGLAS PARK
EL NIDO 66 | 2189397 | 18630 | VEGA | 1648446 | D | 5012 | 4 | O | VEGA | DOUGLAS PARK
EL NIDO 66 | 2131543 | 00245 | ALBACORE | 2218582 | D | 5023 | 16 | I | ALBACORE | EL NIDO
EL NIDO 66 | 2145916 | 01837 | BLUEGILL | 2218582 | D | 5023 | 16 | I | BLUEGILL | EL NIDO
EL NIDO 66 | 2175972 | 07660 | GRIZZLEY | 2218582 | D | 5023 | 16 | I | GRIZZLEY | EL NIDO
EL NIDO 66 | 2179461 | 13930 | PENGUIN | 2218582 | D | 5023 | 16 | I | PENGUIN | EL NIDO
EL NIDO 66 | 2183240 | 15670 | SALMON | 2218582 | D | 5023 | 16 | I | SALMON | EL NIDO
EL NIDO 66 | 2190368 | 19230 | WHALE | 2218582 | D | 5023 | 16 | I | WHALE | EL NIDO
EL NIDO 66 | 2191078 | 19810 | ZEBRA | 2218582 | D | 5023 | 16 | I | ZEBRA | EL NIDO
EL NIDO 66 | 2133014 | 01140 | BARRACUDA | 2218582 | D | 5023 | 16 | I | BARRACUDA | EL NIDO
EL NIDO 66 | 2172770 | 11935 | MINNOW | 2218582 | D | 5023 | 16 | I | MINNOW | EL NIDO
EL NIDO 66 | 2190779 | 16030 | SEABASS | 2218582 | D | 5023 | 16 | I | SEABASS | EL NIDO
EL NIDO 66 | 2131885 | 01790 | BLANCHE | 2216860 | D | 5023 | 4 | I | BLANCHE | EL PORTO
EL NIDO 66 | 2179933 | 11540 | MEADOWS | 2216860 | D | 5023 | 4 | I | MEADOWS | EL PORTO
EL NIDO 66 | 2183246 | 15755 | SANDPIPER | 2216860 | D | 5023 | 4 | I | SANDPIPER | EL PORTO
EL NIDO 66 | 2164826 | 07760 | GULL | 2216860 | D | 5023 | 4 | I | GULL | EL PORTO
EL NIDO 66 | 2188365 | 17903 | TIN MINE | 2220642 | D | 5069 | 12 | I | TIN MINE | EL SOBRANTE
EL NIDO 66 | 2137051 | 01741 | BLACKBURN | 2220642 | D | 5069 | 12 | I | BLACKBURN | EL SOBRANTE
EL NIDO 66 | 2179832 | 11427 | MC ALLISTER | 2220642 | D | 5069 | 12 | I | MC ALLISTER | EL SOBRANTE
EL NIDO 66 | 2188534 | 18119 | TREETOP | 2122734 | D | 5069 | 12 | I | TREETOP | EL SBRNTE PT
EL NIDO 66 | 2156204 | 05639 | ELAINE | 2123639 | D | 5538 | 2.4 | I | ELAINE | ELAINE P.T.
EL NIDO 66 | 2141569 | 03920 | CONDON | 2219312 | D | 5023 | 4 | O | CONDON | FELTON
EL NIDO 66 | 2170885 | 11204 | MARGARET | 2219316 | D | 5023 | 16 | I | MARGARET | FELTON
EL NIDO 66 | 2177586 | 08460 | HINDRY | 2219312 | D | 5023 | 4 | I | HINDRY | FELTON
EL NIDO 66 | 2184404 | 16860 | STACY | 2219312 | D | 5023 | 4 | I | STACY | FELTON
EL NIDO 66 | 2184807 | 17250 | SUNDALE | 2219312 | D | 5023 | 4 | I | SUNDALE | FELTON
EL NIDO 66 | 2190752 | 15758 | SANDRA | 2219316 | D | 5023 | 16 | I | SANDRA | FELTON
EL NIDO 66 | 2147934 | 04731 | DEBORAH | 2219316 | D | 5023 | 16 | I | DEBORAH | FELTON
EL NIDO 66 | 2156744 | 07134 | GEARLINE | 2219316 | D | 5023 | 16 | I | GEARLINE | FELTON
EL NIDO 66 | 2169651 | 09474 | KATHLEEN | 2219316 | D | 5023 | 16 | I | KATHLEEN | FELTON
EL NIDO 66 | 2180542 | 09370 | JUDAH | 2219312 | D | 5023 | 4 | I | JUDAH | FELTON
EL NIDO 66 | 2190906 | 96965 | FEEDER-65 | 2214662 | D | 5023 | 12 | I | FEEDER-65 | HUGHESAIR
EL NIDO 66 | 2156561 | 05950 | ENGLAND | 2212266 | D | 5023 | 4 | I | ENGLAND | INGLEWOOD
EL NIDO 66 | 2158066 | 06427 | FILLY | 2214556 | D | 5023 | 16 | I | FILLY | INGLEWOOD
EL NIDO 66 | 2160805 | 08860 | HYDE PARK | 2212266 | D | 5023 | 4 | I | HYDE PARK | INGLEWOOD
EL NIDO 66 | 2179647 | 14250 | PLYMOUTH | 2212266 | D | 5023 | 4 | I | PLYMOUTH | INGLEWOOD
EL NIDO 66 | 2182618 | 10453 | LIDUMS | 2212266 | D | 5023 | 4 | I | LIDUMS | INGLEWOOD
EL NIDO 66 | 2185572 | 11670 | MERCANTILE | 2212266 | D | 5023 | 4 | I | MERCANTILE | INGLEWOOD
EL NIDO 66 | 2187296 | 12730 | NISLEY | 2214556 | D | 5023 | 16 | I | NISLEY | INGLEWOOD
EL NIDO 66 | 2190519 | 14580 | QUEEN | 2212266 | D | 5023 | 4 | I | QUEEN | INGLEWOOD
EL NIDO 66 | 2140499 | 03515 | CIMARRON | 2214556 | D | 5023 | 16 | I | CIMARRON | INGLEWOOD
EL NIDO 66 | 2161529 | 07290 | GLASGOW | 2212266 | D | 5023 | 4 | I | GLASGOW | INGLEWOOD
EL NIDO 66 | 2189706 | 13290 | OSAGE | 2212266 | D | 5023 | 4 | O | OSAGE | INGLEWOOD
EL NIDO 66 | 2176182 | 07870 | HALLET | 2214556 | D | 5023 | 16 | I | HALLET | INGLEWOOD
EL NIDO 66 | 2155178 | 03270 | CENTINELA | 2214556 | D | 5023 | 16 | I | CENTINELA | INGLEWOOD
EL NIDO 66 | 2177492 | 08230 | HAYDEN | 2212266 | D | 5023 | 4 | I | HAYDEN | INGLEWOOD
EL NIDO 66 | 2150955 | 06210 | FAIRHAVEN | 2214556 | D | 5023 | 16 | I | FAIRHAVEN | INGLEWOOD
EL NIDO 66 | 2134746 | 00670 | ARBORVITAE | 2212266 | D | 5023 | 4 | I | ARBORVITAE | INGLEWOOD
EL NIDO 66 | 2129876 | 00600 | ANZA | 2216884 | D | 5023 | 4 | I | ANZA | LENNOX
EL NIDO 66 | 2140143 | 03290 | CENTURY | 2216884 | D | 5023 | 4 | I | CENTURY | LENNOX
EL NIDO 66 | 2160064 | 08020 | HARDY | 2216884 | D | 5023 | 4 | I | HARDY | LENNOX
EL NIDO 66 | 2162397 | 09180 | JAVA | 2216884 | D | 5023 | 4 | I | JAVA | LENNOX
EL NIDO 66 | 2166318 | 09560 | KELSO | 2216884 | D | 5023 | 4 | O | KELSO | LENNOX
EL NIDO 66 | 2170033 | 10620 | LOCK | 2216884 | D | 5023 | 4 | I | LOCK | LENNOX
EL NIDO 66 | 2185984 | 16790 | SPINNING | 2216884 | D | 5023 | 4 | I | SPINNING | LENNOX
EL NIDO 66 | 2187542 | 15603 | RYAN | 2216886 | D | 5023 | 16 | I | RYAN | LENNOX
EL NIDO 66 | 2191016 | 18871 | VULTEE | 2216886 | D | 5023 | 16 | I | VULTEE | LENNOX
EL NIDO 66 | 2133705 | 01865 | BOEING | 2216886 | D | 5023 | 16 | I | BOEING | LENNOX
EL NIDO 66 | 2176976 | 11479 | MCDONNELL | 2216886 | D | 5023 | 16 | I | MCDONNELL | LENNOX
EL NIDO 66 | 2190548 | 14906 | REPUBLIC | 2216886 | D | 5023 | 16 | I | REPUBLIC | LENNOX
EL NIDO 66 | 2190451 | 21019 | POLARIS 1 | 2273825 | D | 5023 | 16 | I | POLARIS 1 | POLARIS
EL NIDO 66 | 2191149 | 96963 | FEEDER-63 | 2216854 | D | 5023 | 4 | I | FEEDER-63 | POLARIS
EL NIDO 66 | 2178425 | 08906 | IMAGE | 2214710 | D | 5023 | 16 | I | IMAGE | REPRO
EL NIDO 66 | 2130209 | 00700 | ARIZONA | 2212246 | D | 5023 | 4 | I | ARIZONA | SEPULVEDA
EL NIDO 66 | 2137414 | 03390 | CHEMICAL | 2212248 | D | 5023 | 16 | I | CHEMICAL | SEPULVEDA
EL NIDO 66 | 2159134 | 03875 | COMPUTER | 2212248 | D | 5023 | 16 | I | COMPUTER | SEPULVEDA
EL NIDO 66 | 2164642 | 07460 | GRAND | 2212246 | D | 5023 | 4 | I | GRAND | SEPULVEDA
EL NIDO 66 | 2181815 | 12630 | NEVADA | 2212246 | D | 5023 | 4 | I | NEVADA | SEPULVEDA
EL NIDO 66 | 2182364 | 10435 | LIBERATOR | 2212248 | D | 5023 | 16 | I | LIBERATOR | SEPULVEDA
EL NIDO 66 | 2138257 | 02540 | BUTANE | 2212248 | D | 5023 | 16 | I | BUTANE | SEPULVEDA
EL NIDO 66 | 2188784 | 19268 | WHITING | 2212248 | D | 5023 | 16 | I | WHITING | SEPULVEDA
EL NIDO 66 | 2143268 | 01050 | BALLONA | 2212248 | D | 5023 | 16 | I | BALLONA | SEPULVEDA
EL NIDO 66 | 2166481 | 09580 | KELVINATOR | 2212248 | D | 5023 | 16 | I | KELVINATOR | SEPULVEDA
EL NIDO 66 | 2138251 | 02424 | BUNGALOW | 2212248 | D | 5023 | 16 | I | BUNGALOW | SEPULVEDA
EL NIDO 66 | 2159320 | 03944 | CONTINENT | 2212248 | D | 5023 | 16 | I | CONTINENT | SEPULVEDA
EL NIDO 66 | 2161849 | 08940 | INTERSTATE | 2212248 | D | 5023 | 16 | I | INTERSTATE | SEPULVEDA
EL NIDO 66 | 2185981 | 16718 | SPAETHE | 2125792 | D | 5069 | 12 | O | SPAETHE | SPAETHE P.T.
EL NIDO 66 | 2190831 | 16728 | SPANKY | 2126028 | D | 5800 | 2.4 | O | SPANKY | SPANKY P.T.
EL NIDO 66 | 2134565 | 00328 | ALLIGATOR | 864364 | D | 5070 | 12 | F | ALLIGATOR | TRITON
EL NIDO 66 | 2135461 | 00694 | ARGONAUT | 864364 | D | 5070 | 12 | F | ARGONAUT | TRITON
EL NIDO 66 | 2136880 | 01394 | BEL AIR | 864364 | D | 5067 | 4.8 | O | BEL AIR | TRITON
EL NIDO 66 | 2160062 | 07911 | HAMMERHEAD | 864364 | D | 5070 | 12 | F | HAMMERHEAD | TRITON
EL NIDO 66 | 2161190 | 08988 | IROQUOIS | 864364 | D | 5067 | 4.8 | O | IROQUOIS | TRITON
EL NIDO 66 | 2188360 | 17801 | THRESHER | 864364 | D | 5070 | 12 | F | THRESHER | TRITON
EL NIDO 66 | 2189039 | 16075 | SEAWOLF | 864364 | D | 5070 | 12 | F | SEAWOLF | TRITON
EL NIDO 66 | 2147413 | 03724 | COBIA | 864364 | D | 5070 | 12 | F | COBIA | TRITON
EL NIDO 66 | 2190605 | 18174 | TROLLEY | 2126165 | D | 5070 | 12 | O | TROLLEY | TROLLEY P.T.
EL NIDO 66 | 2181285 | 14369 | POTASH | 2218388 | D | 5061 | 12 | I | POTASH | TRONA
EL NIDO 66 | 2179730 | 14275 | POINT OF ROCKS | 2218388 | D | 5061 | 12 | I | POINT OF ROCKS | TRONA
EL NIDO 66 | 2191122 | 21056 | BLUEWATER | 2216206 | D | 5023 | 16 | I | BLUEWATER | WESBASIN
ELLIS 66 | 2158611 | 07685 | GRUNION | 2220126 | D | 5800 | 12 | I | GRUNION | BAYSIDE
ELLIS 66 | 2159325 | 04035 | CORBINA | 2220126 | D | 5800 | 12 | I | CORBINA | BAYSIDE
ELLIS 66 | 2179462 | 13954 | PERCH | 2220126 | D | 5800 | 12 | I | PERCH | BAYSIDE
ELLIS 66 | 2188972 | 19725 | YELLOWTAIL | 2220126 | D | 5800 | 12 | I | YELLOWTAIL | BAYSIDE
ELLIS 66 | 2190132 | 17551 | TARPON | 2220126 | D | 5800 | 12 | I | TARPON | BAYSIDE
ELLIS 66 | 2130605 | 01203 | BASS | 2220126 | D | 5800 | 12 | I | BASS | BAYSIDE
ELLIS 66 | 2179554 | 14087 | PIKE | 2220126 | D | 5800 | 12 | I | PIKE | BAYSIDE
ELLIS 66 | 2139977 | 03166 | CATFISH | 2220126 | D | 5800 | 12 | I | CATFISH | BAYSIDE
ELLIS 66 | 2136707 | 01300 | BEACON | 2122479 | D | 5054 | 4 | O | BEACON | BEACON P.T.
ELLIS 66 | 2162198 | 09090 | JACK RABBIT | 2212858 | D | 5064 | 4 | I | JACK RABBIT | BEAUMONT
ELLIS 66 | 2168703 | 05630 | EGAN | 2212858 | D | 5064 | 4 | I | EGAN | BEAUMONT
ELLIS 66 | 2190923 | 17020 | STEWART | 2212858 | D | 5064 | 4 | I | STEWART | BEAUMONT
ELLIS 66 | 2174778 | 10403 | LESLIE | 2214652 | D | 5023 | 4 | I | LESLIE | BEDFORD
ELLIS 66 | 2177956 | 10923 | MAGNETIC | 2214652 | D | 5023 | 4 | I | MAGNETIC | BEDFORD
ELLIS 66 | 2186782 | 16840 | SQUIRES | 2214652 | D | 5023 | 4 | I | SQUIRES | BEDFORD
ELLIS 66 | 2190749 | 15650 | SAKS | 2214652 | D | 5023 | 4 | I | SAKS | BEDFORD
ELLIS 66 | 2191028 | 19035 | WARNER | 2214652 | D | 5023 | 4 | I | WARNER | BEDFORD
ELLIS 66 | 2190540 | 14749 | REBEL | 2214652 | D | 5023 | 4 | I | REBEL | BEDFORD
ELLIS 66 | 2186459 | 12520 | NASON | 2214652 | D | 5023 | 4 | I | NASON | BEDFORD
ELLIS 66 | 2190980 | 18120 | TRENTON | 2214652 | D | 5023 | 4 | I | TRENTON | BEDFORD
ELLIS 66 | 2155687 | 08503 | HIRSCH | 2213330 | D | 5800 | 12 | I | HIRSCH | BROOKHURST
ELLIS 66 | 2184551 | 13817 | PAUL | 2213330 | D | 5800 | 12 | I | PAUL | BROOKHURST
ELLIS 66 | 2185488 | 11496 | MCKEEVER | 2213330 | D | 5800 | 12 | I | MCKEEVER | BROOKHURST
ELLIS 66 | 2188366 | 17914 | TITTLE | 2213330 | D | 5800 | 12 | I | TITTLE | BROOKHURST
ELLIS 66 | 2189391 | 18586 | VAN BROCKLIN | 2213330 | D | 5800 | 12 | I | VAN BROCKLIN | BROOKHURST
ELLIS 66 | 2191068 | 19781 | YOUNGER | 2213330 | D | 5800 | 12 | I | YOUNGER | BROOKHURST
ELLIS 66 | 2188702 | 19044 | WATERFIELD | 2213330 | D | 5800 | 12 | I | WATERFIELD | BROOKHURST
ELLIS 66 | 2134017 | 02290 | BROOKINGS | 2122021 | D | 5064 | 4 | I | BROOKINGS | BROOKINGS PT
ELLIS 66 | 2135090 | 02312 | BROSS | 2121623 | D | 5070 | 12 | O | BROSS | BROSS P.T.
ELLIS 66 | 2135091 | 02315 | BROWN | 2121641 | D | 5090 | 4 | I | BROWN | BROWN P.T.
ELLIS 66 | 2140851 | 00018 | ABBOT | 2218928 | D | 5800 | 12 | I | ABBOT | ELLIS
ELLIS 66 | 2150110 | 04695 | DARWIN | 2218928 | D | 5800 | 12 | I | DARWIN | ELLIS
ELLIS 66 | 2176597 | 10836 | LYELL | 2218928 | D | 5800 | 12 | I | LYELL | ELLIS
ELLIS 66 | 2186380 | 12199 | MORRISON | 2218928 | D | 5800 | 12 | I | MORRISON | ELLIS
ELLIS 66 | 2148118 | 05633 | EINSTEIN | 2218928 | D | 5800 | 12 | F | EINSTEIN | ELLIS
ELLIS 66 | 2168122 | 10046 | LANGLEY | 2218928 | D | 5800 | 12 | I | LANGLEY | ELLIS
ELLIS 66 | 2158268 | 07386 | FERREE | 2218928 | D | 5800 | 12 | I | FERREE | ELLIS
ELLIS 66 | 2131377 | 00118 | AGENA | 2220234 | D | 5800 | 12 | I | AGENA | GISLER
ELLIS 66 | 2151486 | 06171 | EXPLORER | 2220234 | D | 5800 | 12 | I | EXPLORER | GISLER
ELLIS 66 | 2178687 | 13249 | ORBITER | 2220234 | D | 5800 | 12 | I | ORBITER | GISLER
ELLIS 66 | 2180611 | 11752 | METEOR | 2220234 | D | 5800 | 12 | I | METEOR | GISLER
ELLIS 66 | 2180760 | 12164 | MOONWALK | 2220234 | D | 5800 | 12 | I | MOONWALK | GISLER
ELLIS 66 | 2187294 | 12715 | NIMBUS | 2220234 | D | 5800 | 12 | I | NIMBUS | GISLER
ELLIS 66 | 2189186 | 16498 | SKYLAB | 2220234 | D | 5800 | 12 | I | SKYLAB | GISLER
ELLIS 66 | 2190942 | 17373 | SURVEYOR | 2220234 | D | 5800 | 12 | I | SURVEYOR | GISLER
ELLIS 66 | 2155333 | 03316 | CHALLENGER | 2220234 | D | 5800 | 12 | I | CHALLENGER | GISLER
ELLIS 66 | 2181465 | 09808 | KLINGON | 2220234 | D | 5800 | 12 | I | KLINGON | GISLER
ELLIS 66 | 2190642 | 18796 | VIPER | 2220234 | D | 5800 | 12 | I | VIPER | GISLER
ELLIS 66 | 2190671 | 18868 | VOYAGER | 2220234 | D | 5800 | 12 | I | VOYAGER | GISLER
ELLIS 66 | 2154996 | 03118 | CASSINI | 2220234 | D | 5800 | 12 | I | CASSINI | GISLER
ELLIS 66 | 2151665 | 06310 | FELLER | 2217848 | D | 5800 | 12 | I | FELLER | HAMILTON
ELLIS 66 | 2152735 | 07140 | GEHRIG | 2217848 | D | 5800 | 12 | I | GEHRIG | HAMILTON
ELLIS 66 | 2188975 | 19747 | YOGI | 2217848 | D | 5800 | 12 | I | YOGI | HAMILTON
ELLIS 66 | 2144090 | 04400 | CRONIN | 2217848 | D | 5800 | 12 | I | CRONIN | HAMILTON
ELLIS 66 | 2183615 | 16006 | SCORE | 2217848 | D | 5800 | 12 | I | SCORE | HAMILTON
ELLIS 66 | 2184327 | 16760 | SPEAKER | 2217848 | D | 5800 | 12 | I | SPEAKER | HAMILTON
ELLIS 66 | 2184059 | 16210 | SEWELL | 2217848 | D | 5800 | 12 | I | SEWELL | HAMILTON
ELLIS 66 | 2188364 | 17900 | TINKER | 2217848 | D | 5800 | 12 | I | TINKER | HAMILTON
ELLIS 66 | 2148493 | 05980 | ENSIGN | 2219992 | D | 5073 | 4 | I | ENSIGN | HUNTNGTN PRK
ELLIS 66 | 2183611 | 15990 | SCHOOL | 2219992 | D | 5073 | 4 | I | SCHOOL | HUNTNGTN PRK
ELLIS 66 | 2184975 | 10990 | MALABAR | 2219992 | D | 5073 | 4 | O | MALABAR | HUNTNGTN PRK
ELLIS 66 | 2140503 | 03600 | CLARENDON | 2219992 | D | 5073 | 4 | O | CLARENDON | HUNTNGTN PRK
ELLIS 66 | 2186228 | 11970 | MIRAMONTE | 2219992 | D | 5073 | 4 | I | MIRAMONTE | HUNTNGTN PRK
ELLIS 66 | 2190674 | 18970 | WALNUT PARK | 2219992 | D | 5073 | 4 | I | WALNUT PARK | HUNTNGTN PRK
ELLIS 66 | 2172604 | 11890 | MILES | 2219992 | D | 5073 | 4 | I | MILES | HUNTNGTN PRK
ELLIS 66 | 2181111 | 15520 | RUGBY | 2219992 | D | 5073 | 4 | I | RUGBY | HUNTNGTN PRK
ELLIS 66 | 2186543 | 15120 | RITA | 2219992 | D | 5073 | 4 | I | RITA | HUNTNGTN PRK
ELLIS 66 | 2141768 | 04360 | CRESTLINE | 2212904 | D | 5064 | 2.4 | I | CRESTLINE | HUSTON
ELLIS 66 | 2183887 | 16480 | SKYLAND | 2212904 | D | 5064 | 2.4 | I | SKYLAND | HUSTON
ELLIS 66 | 2188275 | 17700 | TETLEY | 2212902 | D | 5064 | 12 | I | TETLEY | HUSTON
ELLIS 66 | 2190784 | 16100 | SEELEY | 2212904 | D | 5064 | 2.4 | I | SEELEY | HUSTON
ELLIS 66 | 2177762 | 12190 | MORITZ | 2212902 | D | 5064 | 12 | I | MORITZ | HUSTON
ELLIS 66 | 2161685 | 08857 | HUTT | 2124094 | D | 5061 | 12 | I | HUTT | HUTT P.T.
ELLIS 66 | 2160807 | 08880 | ICE HOUSE | 2124685 | D | 5069 | 2.4 | I | ICE HOUSE | ICE HOUSE PT
ELLIS 66 | 2129874 | 00571 | ANNIKA | 2220276 | D | 5800 | 12 | F | ANNIKA | LAFAYETTE
ELLIS 66 | 2177673 | 08524 | HOGAN | 2220276 | D | 5800 | 12 | I | HOGAN | LAFAYETTE
ELLIS 66 | 2185803 | 16583 | SNEAD | 2220276 | D | 5800 | 12 | I | SNEAD | LAFAYETTE
ELLIS 66 | 2188705 | 19138 | WEISKOFF | 2220276 | D | 5800 | 12 | I | WEISKOFF | LAFAYETTE
ELLIS 66 | 2189395 | 18624 | VARDON | 2220276 | D | 5800 | 12 | I | VARDON | LAFAYETTE
ELLIS 66 | 2162393 | 09142 | JANUARY | 2220276 | D | 5800 | 12 | I | JANUARY | LAFAYETTE
ELLIS 66 | 2170030 | 10538 | LITTLER | 2220276 | D | 5800 | 12 | I | LITTLER | LAFAYETTE
ELLIS 66 | 2178035 | 11052 | MANGRUM | 2220276 | D | 5800 | 12 | I | MANGRUM | LAFAYETTE
ELLIS 66 | 2177314 | 11836 | MIDDLECOFF | 2220276 | D | 5800 | 12 | I | MIDDLECOFF | LAFAYETTE
ELLIS 66 | 2131370 | 01730 | BISHOP | 2215576 | D | 5800 | 12 | I | BISHOP | OCEANVIEW
ELLIS 66 | 2138255 | 02531 | BUSHARD | 2215576 | D | 5800 | 12 | I | BUSHARD | OCEANVIEW
ELLIS 66 | 2143589 | 01280 | BEACH | 2215576 | D | 5800 | 12 | I | BEACH | OCEANVIEW
ELLIS 66 | 2166113 | 08275 | HEIL | 2215576 | D | 5800 | 12 | I | HEIL | OCEANVIEW
ELLIS 66 | 2190821 | 16551 | SMELTZER | 2215576 | D | 5800 | 12 | I | SMELTZER | OCEANVIEW
ELLIS 66 | 2191056 | 19570 | WINTERSBURG | 2215576 | D | 5800 | 12 | I | WINTERSBURG | OCEANVIEW
ELLIS 66 | 2184407 | 16900 | STANDARD | 2215576 | D | 5800 | 12 | I | STANDARD | OCEANVIEW
ELLIS 66 | 2182457 | 13210 | ORANGEWOOD | 2126768 | D | 5800 | 2.4 | O | ORANGEWOOD | ORANGEWD PT
ELLIS 66 | 2169288 | 09385 | JUDY | 2216022 | D | 5090 | 12 | I | JUDY | ORDWAY
ELLIS 66 | 2188190 | 18315 | TURKEY | 2216022 | D | 5090 | 12 | I | TURKEY | ORDWAY
ELLIS 66 | 2190644 | 21085 | RECOVERY 1 | 2213902 | D | 5800 | 12 | I | RECOVERY 1 | RECOVERY
ELLIS 66 | 2190456 | 21048 | RECTIFIER | 2220804 | D | 5070 | 33 | I | RECTIFIER | RECTIFIER
ELLIS 66 | 2138254 | 02530 | BUSH | 2216322 | D | 5033 | 12 | I | BUSH | RECTOR
ELLIS 66 | 2164450 | 10368 | LEO | 2216322 | D | 5033 | 12 | I | LEO | RECTOR
ELLIS 66 | 2171687 | 10877 | MADDOX | 2216322 | D | 5033 | 12 | F | MADDOX | RECTOR
ELLIS 66 | 2177403 | 08110 | HART | 2216322 | D | 5033 | 12 | I | HART | RECTOR
ELLIS 66 | 2184881 | 17388 | S V C | 2216322 | D | 5033 | 12 | I | S V C | RECTOR
ELLIS 66 | 2188970 | 19693 | WUTCHUMNA | 2216322 | D | 5033 | 12 | I | WUTCHUMNA | RECTOR
ELLIS 66 | 2178504 | 12690 | NICKERSON | 2216322 | D | 5033 | 12 | I | NICKERSON | RECTOR
ELLIS 66 | 2164457 | 07447 | GORDON | 2216322 | D | 5033 | 12 | I | GORDON | RECTOR
ELLIS 66 | 2182615 | 13505 | PACKWOOD | 2216322 | D | 5033 | 12 | I | PACKWOOD | RECTOR
ELLIS 66 | 2164455 | 10510 | LINNELL | 2216322 | D | 5033 | 12 | I | LINNELL | RECTOR
ELLIS 66 | 2137411 | 03356 | CHARGERS | 2220132 | D | 5800 | 12 | I | CHARGERS | SLATER
ELLIS 66 | 2153104 | 07576 | GREENBAY | 2220132 | D | 5800 | 12 | I | GREENBAY | SLATER
ELLIS 66 | 2156929 | 07186 | GIANTS | 2220132 | D | 5800 | 12 | I | GIANTS | SLATER
ELLIS 66 | 2183167 | 15645 | SAINTS | 2220132 | D | 5800 | 12 | F | SAINTS | SLATER
ELLIS 66 | 2190527 | 14641 | RAIDERS | 2220132 | D | 5800 | 12 | I | RAIDERS | SLATER
ELLIS 66 | 2174393 | 13072 | OILERS | 2220132 | D | 5800 | 12 | I | OILERS | SLATER
ELLIS 66 | 2180194 | 14662 | RAMS | 2220132 | D | 5800 | 12 | I | RAMS | SLATER
ELLIS 66 | 2161853 | 09110 | JAKE | 2219872 | D | 5064 | 4 | I | JAKE | SMILEY
ELLIS 66 | 2183160 | 15530 | RUGGLES | 2219872 | D | 5064 | 4 | I | RUGGLES | SMILEY
ELLIS 66 | 2190878 | 21086 | SOCO 1 | 2218006 | D | 5800 | 33 | I | SOCO 1 | SOCO
ELLIS 66 | 2185890 | 16612 | SOLANA | 2126021 | D | 5070 | 12 | O | SOLANA | SOLANA P.T.
ELLIS 66 | 2138078 | 02420 | BULLOCKS | 2213338 | D | 5800 | 12 | I | BULLOCKS | SULLIVAN
ELLIS 66 | 2138437 | 02676 | CALICO | 2213338 | D | 5800 | 12 | I | CALICO | SULLIVAN
ELLIS 66 | 2188842 | 19410 | WILLETS | 2213338 | D | 5800 | 12 | I | WILLETS | SULLIVAN
ELLIS 66 | 2189989 | 17210 | SULLY | 2213338 | D | 5800 | 12 | I | SULLY | SULLIVAN
ELLIS 66 | 2190750 | 15660 | SALEM | 2220256 | D | 5800 | 4 | I | SALEM | SULLIVAN
ELLIS 66 | 2190929 | 17180 | SUGAR | 2213338 | D | 5800 | 12 | I | SUGAR | SULLIVAN
ELLIS 66 | 2191073 | 19791 | YUMA | 2213338 | D | 5800 | 12 | I | YUMA | SULLIVAN
ELLIS 66 | 2150949 | 05940 | ENGLISH | 2213338 | D | 5800 | 12 | I | ENGLISH | SULLIVAN
ELLIS 66 | 2177312 | 11803 | MIAMI | 2220256 | D | 5800 | 4 | I | MIAMI | SULLIVAN
ELLIS 66 | 2129133 | 00044 | ACME | 2213338 | D | 5800 | 12 | I | ACME | SULLIVAN
ELLIS 66 | 2129875 | 00580 | ANTONE | 2213338 | D | 5800 | 12 | I | ANTONE | SULLIVAN
ELLIS 66 | 2146662 | 05270 | DOVER | 2220256 | D | 5800 | 4 | I | DOVER | SULLIVAN
ELLIS 66 | 2134014 | 02250 | BRITTAN | 2213338 | D | 5800 | 12 | I | BRITTAN | SULLIVAN
ELLIS 66 | 2140141 | 03255 | CELESTIAL | 2220556 | D | 5070 | 12 | F | CELESTIAL | SUN CITY
ELLIS 66 | 2184808 | 17253 | SUNDANCE | 2220556 | D | 5070 | 12 | I | SUNDANCE | SUN CITY
ELLIS 66 | 2185893 | 16632 | FLARE | 2220556 | D | 5070 | 12 | I | FLARE | SUN CITY
ELLIS 66 | 2185896 | 16666 | QUASAR | 2220556 | D | 5070 | 12 | I | QUASAR | SUN CITY
ELLIS 66 | 2190930 | 17247 | SUNBURST | 2127311 | D | 5070 | 12 | O | SUNBURST | SUN CITY
ELLIS 66 | 2189993 | 17265 | SUNGLASSES | 2220556 | D | 5070 | 12 | I | SUNGLASSES | SUN CITY
ELLIS 66 | 2150951 | 06001 | EQUINOX | 2220556 | D | 5070 | 12 | F | EQUINOX | SUN CITY
ELLIS 66 | 2165904 | 08193 | HAWK | 2213328 | D | 5800 | 12 | I | HAWK | TALBERT
ELLIS 66 | 2167412 | 05485 | EAGLE | 2213328 | D | 5800 | 12 | I | EAGLE | TALBERT
ELLIS 66 | 2184326 | 16739 | SPARROW | 2213328 | D | 5800 | 12 | I | SPARROW | TALBERT
ELLIS 66 | 2184487 | 13734 | PARROT | 2213328 | D | 5800 | 12 | I | PARROT | TALBERT
ELLIS 66 | 2190321 | 13895 | PELICAN | 2213328 | D | 5800 | 12 | I | PELICAN | TALBERT
ELLIS 66 | 2186061 | 14717 | RAVEN | 2213328 | D | 5800 | 12 | I | RAVEN | TALBERT
ELLIS 66 | 2182529 | 13252 | ORIOLE | 2213328 | D | 5800 | 12 | I | ORIOLE | TALBERT
ELLIS 66 | 2142524 | 00873 | AUSTIN | 2217782 | D | 5800 | 12 | I | AUSTIN | VERA
ELLIS 66 | 2156201 | 05615 | EDSEL | 2217782 | D | 5800 | 12 | I | EDSEL | VERA
ELLIS 66 | 2172464 | 11675 | MERCEDES | 2217782 | D | 5800 | 12 | I | MERCEDES | VERA
ELLIS 66 | 2178836 | 13428 | PACKARD | 2217782 | D | 5800 | 12 | I | PACKARD | VERA
ELLIS 66 | 2185480 | 14654 | RAMBLER | 2217782 | D | 5800 | 12 | I | RAMBLER | VERA
ELLIS 66 | 2185237 | 14323 | PONTIAC | 2217782 | D | 5800 | 12 | I | PONTIAC | VERA
ELLIS 66 | 2157668 | 06055 | ESSEX | 2217782 | D | 5800 | 12 | I | ESSEX | VERA
ELLIS 66 | 2147235 | 03505 | CIBOLA | 2218394 | D | 5067 | 12 | I | CIBOLA | VERDANT
ELLIS 66 | 2167618 | 08768 | HOWBUCK | 2218394 | D | 5067 | 12 | I | HOWBUCK | VERDANT
ELLIS 66 | 2134370 | 00030 | ACACIA | 2213278 | D | 5800 | 4 | O | ACACIA | WAVE
ELLIS 66 | 2136210 | 02744 | CALOL | 2213280 | D | 5800 | 12 | I | CALOL | WAVE
ELLIS 66 | 2138929 | 03570 | CIVIC | 2213278 | D | 5800 | 4 | I | CIVIC | WAVE
ELLIS 66 | 2138933 | 03608 | CLAY | 2213280 | D | 5800 | 12 | I | CLAY | WAVE
ELLIS 66 | 2141963 | 04460 | CRYSTAL | 2213278 | D | 5800 | 4 | I | CRYSTAL | WAVE
ELLIS 66 | 2160800 | 08818 | HUMBLE | 2213280 | D | 5800 | 12 | I | HUMBLE | WAVE
ELLIS 66 | 2161384 | 07160 | GENEVA | 2213278 | D | 5800 | 4 | I | GENEVA | WAVE
ELLIS 66 | 2190510 | 96913 | FEEDER-13 | 2213280 | D | 5800 | 12 | I | FEEDER-13 | WAVE
ELLIS 66 | 2183962 | 16074 | SEAWEED | 2213280 | D | 5800 | 12 | I | SEAWEED | WAVE
ELLIS 66 | 2146668 | 05317 | DRIFTWOOD | 2213280 | D | 5800 | 12 | I | DRIFTWOOD | WAVE
ELLIS 66 | 2179731 | 14285 | POLK | 2213280 | D | 5800 | 12 | I | POLK | WAVE
ETIWANDA 66 | 2132537 | 00865 | AUGUSTA | 2213000 | D | 5064 | 12 | I | AUGUSTA | ALDER
ETIWANDA 66 | 2139974 | 03099 | CASMALIA | 2213000 | D | 5064 | 12 | I | CASMALIA | ALDER
ETIWANDA 66 | 2146660 | 05225 | DORSEY | 2213000 | D | 5064 | 12 | I | DORSEY | ALDER
ETIWANDA 66 | 2157135 | 03370 | CHARLIE | 2213000 | D | 5064 | 12 | I | CHARLIE | ALDER
ETIWANDA 66 | 2165908 | 08255 | HEATHER | 2213000 | D | 5064 | 12 | I | HEATHER | ALDER
ETIWANDA 66 | 2171683 | 10855 | LYTLE | 2213000 | D | 5064 | 12 | I | LYTLE | ALDER
ETIWANDA 66 | 2175358 | 07255 | GILFILLAN | 2213000 | D | 5064 | 12 | I | GILFILLAN | ALDER
ETIWANDA 66 | 2187705 | 15988 | SCHOLL | 2213000 | D | 5064 | 12 | I | SCHOLL | ALDER
ETIWANDA 66 | 2187859 | 17520 | TAMARIND | 2213000 | D | 5064 | 12 | I | TAMARIND | ALDER
ETIWANDA 66 | 2188533 | 18112 | TRAPP | 2213000 | D | 5064 | 12 | I | TRAPP | ALDER
ETIWANDA 66 | 2160628 | 08807 | HUFF | 2213000 | D | 5064 | 12 | I | HUFF | ALDER
ETIWANDA 66 | 2190377 | 19521 | WIND TUNNEL | 2213000 | D | 5064 | 12 | I | WIND TUNNEL | ALDER
ETIWANDA 66 | 2133708 | 01894 | BOLOR | 2213000 | D | 5064 | 12 | I | BOLOR | ALDER
ETIWANDA 66 | 2152044 | 06833 | FRISBIE | 2213000 | D | 5064 | 12 | I | FRISBIE | ALDER
ETIWANDA 66 | 2190943 | 17376 | SUSAN | 2213000 | D | 5064 | 12 | I | SUSAN | ALDER
ETIWANDA 66 | 2133319 | 01385 | BEECHWOOD | 2212994 | D | 5064 | 12 | I | BEECHWOOD | ARCHLINE
ETIWANDA 66 | 2134741 | 00452 | AMETHYST | 2212994 | D | 5064 | 12 | I | AMETHYST | ARCHLINE
ETIWANDA 66 | 2135654 | 00794 | ASHFORD | 2212994 | D | 5064 | 12 | I | ASHFORD | ARCHLINE
ETIWANDA 66 | 2141218 | 00405 | ALSTOT | 2212994 | D | 5064 | 12 | I | ALSTOT | ARCHLINE
ETIWANDA 66 | 2181640 | 09972 | LA GRANDE | 2212994 | D | 5064 | 12 | I | LA GRANDE | ARCHLINE
ETIWANDA 66 | 2188020 | 17673 | TERRA | 2212994 | D | 5064 | 12 | I | TERRA | ARCHLINE
ETIWANDA 66 | 2143083 | 04041 | CORDON | 2212994 | D | 5064 | 12 | I | CORDON | ARCHLINE
ETIWANDA 66 | 2164823 | 07663 | GRILLEY | 2212994 | D | 5064 | 12 | I | GRILLEY | ARCHLINE
ETIWANDA 66 | 2162582 | 09189 | JAYBIRD | 2212994 | D | 5064 | 12 | I | JAYBIRD | ARCHLINE
ETIWANDA 66 | 2164648 | 07654 | GREY | 2212994 | D | 5064 | 12 | I | GREY | ARCHLINE
ETIWANDA 66 | 2130406 | 01078 | BANYAN | 2212994 | D | 5064 | 12 | I | BANYAN | ARCHLINE
ETIWANDA 66 | 2151852 | 06354 | FERON | 2212994 | D | 5064 | 12 | I | FERON | ARCHLINE
ETIWANDA 66 | 2169657 | 09645 | KENYON | 2212994 | D | 5064 | 12 | I | KENYON | ARCHLINE
ETIWANDA 66 | 2190723 | 19897 | ZINSER | 2212994 | D | 5064 | 12 | I | ZINSER | ARCHLINE
ETIWANDA 66 | 2191117 | 21021 | PIER B | 2217010 | D | 5073 | 12 | O | PIER B | ARCO
ETIWANDA 66 | 2135465 | 00727 | ARMIJO | 2121073 | D | 5061 | 12 | I | ARMIJO | ARMIJO P.T.
ETIWANDA 66 | 2138601 | 02773 | CAMEO | 2212972 | D | 5069 | 12 | I | CAMEO | BAIN
ETIWANDA 66 | 2144235 | 01497 | BEN NEVIS | 2212972 | D | 5069 | 12 | I | BEN NEVIS | BAIN
ETIWANDA 66 | 2153684 | 08273 | HEFTLER | 2212972 | D | 5069 | 12 | I | HEFTLER | BAIN
ETIWANDA 66 | 2159137 | 03939 | CONNING | 2212972 | D | 5069 | 12 | I | CONNING | BAIN
ETIWANDA 66 | 2186784 | 16884 | STAGHORN | 2212972 | D | 5069 | 12 | I | STAGHORN | BAIN
ETIWANDA 66 | 2138258 | 02577 | CABANA | 2212972 | D | 5069 | 12 | I | CABANA | BAIN
ETIWANDA 66 | 2130998 | 01629 | BIG RIGG | 2219794 | D | 5064 | 12 | I | BIG RIGG | DECLEZ
ETIWANDA 66 | 2166854 | 05130 | DIXON | 2219794 | D | 5064 | 12 | I | DIXON | DECLEZ
ETIWANDA 66 | 2180547 | 09436 | KAISER | 2219794 | D | 5064 | 12 | I | KAISER | DECLEZ
ETIWANDA 66 | 2183534 | 15715 | SANBER | 2219794 | D | 5064 | 12 | I | SANBER | DECLEZ
ETIWANDA 66 | 2185053 | 11170 | MARBLE | 2219794 | D | 5064 | 12 | I | MARBLE | DECLEZ
ETIWANDA 66 | 2186143 | 14820 | REDWOOD | 2219794 | D | 5064 | 12 | I | REDWOOD | DECLEZ
ETIWANDA 66 | 2190900 | 96935 | FEEDER-35 | 2219794 | D | 5064 | 12 | I | FEEDER-35 | DECLEZ
ETIWANDA 66 | 2184328 | 16765 | SPEEDWAY | 2219794 | D | 5064 | 12 | I | SPEEDWAY | DECLEZ
ETIWANDA 66 | 2188529 | 18073 | TRACTOR | 2219794 | D | 5064 | 12 | I | TRACTOR | DECLEZ
ETIWANDA 66 | 2159686 | 06770 | FREEWAY | 2219792 | D | 5064 | 4 | I | FREEWAY | DECLEZ
ETIWANDA 66 | 2190584 | 17940 | TOKAY | 2219794 | D | 5064 | 12 | I | TOKAY | DECLEZ
ETIWANDA 66 | 2190696 | 19320 | WHITTRAM | 2219792 | D | 5064 | 4 | I | WHITTRAM | DECLEZ
ETIWANDA 66 | 2138767 | 03540 | CITROW | 2219794 | D | 5064 | 12 | I | CITROW | DECLEZ
ETIWANDA 66 | 2139455 | 02658 | CALABASH | 2219794 | D | 5064 | 12 | I | CALABASH | DECLEZ
ETIWANDA 66 | 2172049 | 11080 | MANNING | 2219794 | D | 5064 | 12 | I | MANNING | DECLEZ
ETIWANDA 66 | 2132863 | 01057 | BAMBOO | 2219794 | D | 5064 | 12 | I | BAMBOO | DECLEZ
ETIWANDA 66 | 2145910 | 03164 | CATAWBA | 2219794 | D | 5064 | 12 | I | CATAWBA | DECLEZ
ETIWANDA 66 | 2187785 | 17451 | SYLVANIA | 2274044 | D | 2556 | 2.4 | I | SYLVANIA | DEEP SPRINGS
ETIWANDA 66 | 2133706 | 01871 | BOGEY | 2215990 | D | 5067 | 12 | I | BOGEY | DEFRAIN
ETIWANDA 66 | 2190682 | 19131 | WEDGE | 2215990 | D | 5067 | 12 | I | WEDGE | DEFRAIN
ETIWANDA 66 | 2165583 | 05078 | DEIGAARD | 2123031 | D | 5538 | 4 | I | DEIGAARD | DEIGAARD PT
ETIWANDA 66 | 2136882 | 01437 | BELUSHI | 2212014 | D | 5064 | 12 | F | BELUSHI | ETIWANDA
ETIWANDA 66 | 2136886 | 01531 | BENNY | 2212014 | D | 5064 | 12 | I | BENNY | ETIWANDA
ETIWANDA 66 | 2144746 | 04645 | DANGERFIELD | 2212014 | D | 5064 | 12 | I | DANGERFIELD | ETIWANDA
ETIWANDA 66 | 2158063 | 06370 | FIELDS | 2212014 | D | 5064 | 12 | I | FIELDS | ETIWANDA
ETIWANDA 66 | 2167614 | 08682 | HOPE | 2212014 | D | 5064 | 12 | I | HOPE | ETIWANDA
ETIWANDA 66 | 2177957 | 10931 | MAGOO | 2212014 | D | 5064 | 12 | I | MAGOO | ETIWANDA
ETIWANDA 66 | 2178181 | 11311 | MARX | 2212014 | D | 5064 | 12 | I | MARX | ETIWANDA
ETIWANDA 66 | 2180118 | 14473 | PRYOR | 2212014 | D | 5064 | 12 | I | PRYOR | ETIWANDA
ETIWANDA 66 | 2183382 | 16118 | SELLERS | 2212014 | D | 5064 | 12 | I | SELLERS | ETIWANDA
ETIWANDA 66 | 2189633 | 17062 | STOOGES | 2212014 | D | 5064 | 12 | I | STOOGES | ETIWANDA
ETIWANDA 66 | 2171091 | 06095 | ETTALEE | 2122703 | D | 5090 | 4 | I | ETTALEE | ETTALEE P.T.
ETIWANDA 66 | 2175350 | 06980 | GALVIN | 2212952 | D | 5069 | 4 | I | GALVIN | EUCLID
ETIWANDA 66 | 2191012 | 18760 | VILLAGE | 2212952 | D | 5069 | 4 | I | VILLAGE | EUCLID
ETIWANDA 66 | 2189990 | 17220 | SULTANA | 2212952 | D | 5069 | 4 | O | SULTANA | EUCLID
ETIWANDA 66 | 2166653 | 09800 | KIRK | 2212484 | D | 5033 | 4 | I | KIRK | EXETER
ETIWANDA 66 | 2185402 | 14470 | PRUNNER | 2212484 | D | 5033 | 4 | I | PRUNNER | EXETER
ETIWANDA 66 | 2191120 | 21054 | FORGE | 2220754 | D | 5064 | 12 | I | FORGE | FORGE
ETIWANDA 66 | 2190503 | 21079 | BARRACKS | 2218300 | D | 5090 | 12 | I | BARRACKS | FORT IRWIN
ETIWANDA 66 | 2191127 | 21082 | RANGE | 2218300 | D | 5090 | 12 | I | RANGE | FORT IRWIN
ETIWANDA 66 | 2190505 | 21083 | TANK | 2218300 | D | 5090 | 12 | I | TANK | FORT IRWIN
ETIWANDA 66 | 2152041 | 06676 | FOUNDERS | 2123242 | D | 5012 | 4 | I | FOUNDERS | FOUNDERS PT
ETIWANDA 66 | 2152568 | 06891 | GABRIELINO | 2122788 | D | 5012 | 4 | I | GABRIELINO | GABRIELNO PT
ETIWANDA 66 | 2152398 | 06900 | GAFFEY 1 | 2123270 | D | 5023 | 2.4 | I | GAFFEY 1 | GAFFEY P.T.
ETIWANDA 66 | 2143595 | 01370 | BECK | 2220058 | D | 5073 | 4 | O | BECK | GAGE
ETIWANDA 66 | 2161017 | 08970 | IRA | 2220058 | D | 5073 | 4 | I | IRA | GAGE
ETIWANDA 66 | 2185400 | 14425 | PRIORY | 2220058 | D | 5073 | 4 | I | PRIORY | GAGE
ETIWANDA 66 | 2146819 | 05336 | DRONE | 2216742 | D | 5064 | 12 | I | DRONE | GENAMIC
ETIWANDA 66 | 2158779 | 07733 | GUIDANCE | 2216742 | D | 5064 | 12 | I | GUIDANCE | GENAMIC
ETIWANDA 66 | 2167411 | 05479 | DYNAMICS | 2216742 | D | 5064 | 12 | I | DYNAMICS | GENAMIC
ETIWANDA 66 | 2189113 | 16436 | SILO | 2216742 | D | 5064 | 12 | I | SILO | GENAMIC
ETIWANDA 66 | 2178501 | 12635 | NEVCAL | 2220632 | D | 5061 | 4 | I | NEVCAL | GEORGE AFB
ETIWANDA 66 | 2133170 | 01191 | BASE | 2220632 | D | 5061 | 4 | I | BASE | GEORGE AFB
ETIWANDA 66 | 2133325 | 01560 | BERNARD | 2217650 | D | 5073 | 4 | I | BERNARD | LINDEN
ETIWANDA 66 | 2146281 | 02030 | BOULEVARD | 2217650 | D | 5073 | 4 | I | BOULEVARD | LINDEN
ETIWANDA 66 | 2165746 | 08030 | HARDWICK | 2217650 | D | 5073 | 4 | I | HARDWICK | LINDEN
ETIWANDA 66 | 2190834 | 16750 | SPAULDING | 2217650 | D | 5073 | 4 | I | SPAULDING | LINDEN
ETIWANDA 66 | 2169828 | 10503 | LINDQUIST | 2125492 | D | 5070 | 12 | O | LINDQUIST | LINDQUIST PT
ETIWANDA 66 | 2131723 | 00420 | ALTURA | 2216732 | D | 5012 | 4 | I | ALTURA | MICHILLINDA
ETIWANDA 66 | 2147570 | 03780 | COLE | 2216732 | D | 5012 | 4 | I | COLE | MICHILLINDA
ETIWANDA 66 | 2155519 | 03340 | CHAPMAN | 2216732 | D | 5012 | 4 | I | CHAPMAN | MICHILLINDA
ETIWANDA 66 | 2175547 | 07410 | GOLDENWEST | 2216732 | D | 5012 | 4 | I | GOLDENWEST | MICHILLINDA
ETIWANDA 66 | 2188448 | 18070 | TRACK | 2216732 | D | 5012 | 4 | I | TRACK | MICHILLINDA
ETIWANDA 66 | 2191065 | 19660 | WOOLLEY | 2216732 | D | 5012 | 4 | I | WOOLLEY | MICHILLINDA
ETIWANDA 66 | 2181965 | 14482 | PUFF | 2212618 | D | 5054 | 12 | I | PUFF | MIDWIND
ETIWANDA 66 | 2187944 | 17657 | TEMPEST | 2212618 | D | 5054 | 12 | I | TEMPEST | MIDWIND
ETIWANDA 66 | 2180681 | 11976 | MIKISKA | 2125671 | D | 5067 | 12 | O | MIKISKA | MIKISKA P.T.
ETIWANDA 66 | 2190504 | 21081 | HOUSING | 2213666 | D | 5090 | 12 | I | HOUSING | MILITARY
ETIWANDA 66 | 2191126 | 21080 | COMMANDER | 2213666 | D | 5090 | 12 | I | COMMANDER | MILITARY
ETIWANDA 66 | 2141393 | 03797 | COLLEEN | 2215076 | D | 5064 | 12 | I | COLLEEN | RANDALL
ETIWANDA 66 | 2149582 | 05079 | DIGBY | 2215076 | D | 5064 | 12 | I | DIGBY | RANDALL
ETIWANDA 66 | 2169459 | 09411 | JUNIOR | 2215076 | D | 5064 | 12 | I | JUNIOR | RANDALL
ETIWANDA 66 | 2177490 | 08154 | HASTY | 2215076 | D | 5064 | 12 | I | HASTY | RANDALL
ETIWANDA 66 | 2178505 | 12701 | NICKLIN | 2215076 | D | 5064 | 12 | I | NICKLIN | RANDALL
ETIWANDA 66 | 2183536 | 15739 | SANDELL | 2215076 | D | 5064 | 12 | I | SANDELL | RANDALL
ETIWANDA 66 | 2183784 | 16352 | SHINE | 2215076 | D | 5064 | 12 | I | SHINE | RANDALL
ETIWANDA 66 | 2190214 | 18923 | WAHLSTROM | 2215076 | D | 5064 | 12 | I | WAHLSTROM | RANDALL
ETIWANDA 66 | 2190430 | 19828 | ZIMMER | 2215076 | D | 5064 | 12 | I | ZIMMER | RANDALL
ETIWANDA 66 | 2190817 | 16444 | SILVA | 2215076 | D | 5064 | 12 | I | SILVA | RANDALL
ETIWANDA 66 | 2185050 | 11115 | MANTECA | 2215076 | D | 5064 | 12 | I | MANTECA | RANDALL
ETIWANDA 66 | 2167410 | 05415 | DUNNING | 2215076 | D | 5064 | 12 | I | DUNNING | RANDALL
ETIWANDA 66 | 2134378 | 00108 | ACOSTA | 2215076 | D | 5064 | 12 | I | ACOSTA | RANDALL
ETIWANDA 66 | 2180761 | 12167 | MORA | 2215076 | D | 5064 | 12 | I | MORA | RANDALL
ETIWANDA 66 | 2183011 | 14829 | REEF | 2126862 | D | 5538 | 2.4 | I | REEF | REEF P.T.
ETIWANDA 66 | 2189922 | 17121 | STROH | 2126158 | D | 5069 | 4 | I | STROH | STROH P.T.
ETIWANDA 66 | 2140309 | 03326 | CHANG | 2215220 | D | 5064 | 12 | I | CHANG | WIMBLEDON
ETIWANDA 66 | 2142913 | 03942 | CONNERS | 2215220 | D | 5064 | 12 | I | CONNERS | WIMBLEDON
ETIWANDA 66 | 2145517 | 03085 | CASALS | 2215220 | D | 5064 | 12 | I | CASALS | WIMBLEDON
ETIWANDA 66 | 2164640 | 07458 | GRAF | 2215220 | D | 5064 | 12 | I | GRAF | WIMBLEDON
ETIWANDA 66 | 2174575 | 10222 | LAVER | 2215220 | D | 5064 | 12 | I | LAVER | WIMBLEDON
ETIWANDA 66 | 2129137 | 00114 | AGASSI | 2215220 | D | 5064 | 12 | I | AGASSI | WIMBLEDON
ETIWANDA 66 | 2133852 | 01973 | BORG | 2215220 | D | 5064 | 12 | I | BORG | WIMBLEDON
ETIWANDA 66 | 2179930 | 11483 | MCENROE | 2215220 | D | 5064 | 12 | I | MCENROE | WIMBLEDON
ETIWANDA 66 | 2183241 | 15706 | SAMPRAS | 2215220 | D | 5064 | 12 | I | SAMPRAS | WIMBLEDON
ETIWANDA 66 | 2186226 | 15066 | RIGGS | 2215220 | D | 5064 | 12 | I | RIGGS | WIMBLEDON
ETIWANDA 66 | 2190964 | 17865 | TILDEN | 2215220 | D | 5064 | 12 | I | TILDEN | WIMBLEDON
ETIWANDA 66 | 2181809 | 12524 | NASTASE | 2215220 | D | 5064 | 12 | I | NASTASE | WIMBLEDON
ETIWANDA 66 | 2191051 | 19503 | WINCHESTER | 2126262 | D | 5070 | 12 | O | WINCHESTER | WINCHESTR PT
GOLETA 66 | 2190887 | 30984 | MARGARITA 984 | 2274126 | D | 5800 | 12 | I | MARGARITA 984 | CAPSTRNO SDG
GOLETA 66 | 2185639 | 11755 | METHODIST - 196 CP | 2274126 | D | 5800 | 12 | I | METHODIST - 196 CP | CAPSTRNO SDG
GOLETA 66 | 2172776 | 12011 | MIST | 2214850 | D | 5538 | 16 | I | MIST | CAPITAN
GOLETA 66 | 2183787 | 16363 | SHOAL | 2214850 | D | 5538 | 16 | I | SHOAL | CAPITAN
GOLETA 66 | 2190507 | 21095 | DESAL | 2214846 | D | 5538 | 12 | I | DESAL | DESAL
GOLETA 66 | 2183885 | 16441 | SILVER MOON | 2215960 | D | 5067 | 12 | I | SILVER MOON | DESRT OUTPST
GOLETA 66 | 2145915 | 01822 | BLOW SAND | 2215960 | D | 5067 | 12 | I | BLOW SAND | DESRT OUTPST
GOLETA 66 | 2144967 | 05014 | DESPARADO | 2122651 | D | 5070 | 12 | O | DESPARADO | DESPARADO PT
GOLETA 66 | 2163712 | 04410 | CROSBY | 2214464 | D | 5012 | 4 | I | CROSBY | FAIR OAKS
GOLETA 66 | 2173655 | 09980 | LAKE | 2214464 | D | 5012 | 4 | I | LAKE | FAIR OAKS
GOLETA 66 | 2187544 | 15610 | SACRAMENTO | 2214464 | D | 5012 | 4 | I | SACRAMENTO | FAIR OAKS
GOLETA 66 | 2190217 | 18990 | WAPELLO | 2214464 | D | 5012 | 4 | I | WAPELLO | FAIR OAKS
GOLETA 66 | 2179552 | 14070 | PIEDMONT | 2214464 | D | 5012 | 4 | I | PIEDMONT | FAIR OAKS
GOLETA 66 | 2152390 | 06736 | FRATERNITY | 2215066 | D | 5538 | 16 | I | FRATERNITY | ISLA VISTA
GOLETA 66 | 2169079 | 05916 | ENCANTO | 2215066 | D | 5538 | 16 | I | ENCANTO | ISLA VISTA
GOLETA 66 | 2180116 | 14438 | PROFESSOR | 2215066 | D | 5538 | 16 | I | PROFESSOR | ISLA VISTA
GOLETA 66 | 2190602 | 18144 | TRIGO | 2215066 | D | 5538 | 16 | I | TRIGO | ISLA VISTA
GOLETA 66 | 2182775 | 10722 | LOS CARNEROS | 2215066 | D | 5538 | 16 | I | LOS CARNEROS | ISLA VISTA
GOLETA 66 | 2161388 | 07278 | GLADIOLA | 2215066 | D | 5538 | 16 | I | GLADIOLA | ISLA VISTA
GOLETA 66 | 2167929 | 09031 | ISLAND VIEW | 2122814 | D | 5538 | 4 | O | ISLAND VIEW | ISLAND VW PT
GOLETA 66 | 2150780 | 05610 | EDMOND | 2214448 | D | 5012 | 4 | I | EDMOND | IVAR
GOLETA 66 | 2177863 | 12390 | MUSCATEL | 2214448 | D | 5012 | 4 | I | MUSCATEL | IVAR
GOLETA 66 | 2187379 | 12770 | NOEL | 2214448 | D | 5012 | 4 | I | NOEL | IVAR
GOLETA 66 | 2144389 | 01520 | BENTEL | 2214448 | D | 5012 | 4 | I | BENTEL | IVAR
GOLETA 66 | 2180465 | 09060 | IVERSON | 2122831 | D | 5538 | 2.4 | O | IVERSON | IVERSON P.T.
GOLETA 66 | 2135097 | 02361 | BUCKBOARD | 2220540 | D | 5070 | 12 | I | BUCKBOARD | IVYGLEN
GOLETA 66 | 2140318 | 03502 | CHUCK WAGON | 2220540 | D | 5070 | 12 | I | CHUCK WAGON | IVYGLEN
GOLETA 66 | 2142718 | 03928 | CONESTOGA | 2220540 | D | 5070 | 12 | I | CONESTOGA | IVYGLEN
GOLETA 66 | 2167416 | 08501 | HITCH | 2220540 | D | 5070 | 12 | I | HITCH | IVYGLEN
GOLETA 66 | 2190848 | 16882 | STAGELINE | 2220540 | D | 5070 | 12 | I | STAGELINE | IVYGLEN
GOLETA 66 | 2161856 | 09126 | JANET | 2124137 | D | 5067 | 12 | O | JANET | JANET P.T.
GOLETA 66 | 2156568 | 07082 | GARY - 568 JA | 2274101 | D | 5800 | 12 | I | GARY - 568 JA | JAPNESE MESA
GOLETA 66 | 2152218 | 06726 | FRAN - 569 JA | 2274101 | D | 5800 | 12 | I | FRAN - 569 JA | JAPNESE MESA
GOLETA 66 | 2162580 | 09187 | JAY | 2122842 | D | 5073 | 4 | I | JAY | JAY P.T.
GOLETA 66 | 2158609 | 07618 | GREENWELL | 2219584 | D | 5538 | 33 | I | GREENWELL | ORTEGA
GOLETA 66 | 2182534 | 13352 | OUTLAW | 2126777 | D | 5070 | 12 | I | OUTLAW | OUTLAW P.T.
GOLETA 66 | 2185404 | 14494 | PURCHASE | 2124955 | D | 5067 | 12 | I | PURCHASE | OUTLET P.T.
GOLETA 66 | 2179004 | 13353 | STORES | 2124955 | D | 5067 | 12 | I | STORES | OUTLET P.T.
GOLETA 66 | 2145712 | 03095 | CASEY | 2219744 | D | 5538 | 16 | I | CASEY | SAN MARCOS
GOLETA 66 | 2168896 | 05897 | EMPIRE | 2219744 | D | 5538 | 16 | I | EMPIRE | SAN MARCOS
GOLETA 66 | 2178419 | 08848 | HURST | 2219744 | D | 5538 | 16 | I | HURST | SAN MARCOS
GOLETA 66 | 2149767 | 05373 | DUFFER | 2219744 | D | 5538 | 16 | I | DUFFER | SAN MARCOS
GOLETA 66 | 2149763 | 05327 | DRISKILL | 2219744 | D | 5538 | 16 | I | DRISKILL | SAN MARCOS
GOLETA 66 | 2182697 | 10670 | LOMBARDY | 2216750 | D | 5012 | 4 | I | LOMBARDY | SAN MARINO
GOLETA 66 | 2182771 | 10710 | RALEIGH | 2216750 | D | 5012 | 4 | I | RALEIGH | SAN MARINO
GOLETA 66 | 2190760 | 15830 | SAN PASQUAL | 2216750 | D | 5012 | 4 | I | SAN PASQUAL | SAN MARINO
GOLETA 66 | 2166488 | 09660 | KEWEN | 2216750 | D | 5012 | 4 | I | KEWEN | SAN MARINO
GOLETA 66 | 2187628 | 15810 | SAN MARTINEZ | 2126546 | D | 5054 | 2.4 | O | SAN MARTINEZ | SAN MARTZ PT
GOLETA 66 | 2150269 | 04790 | DE LA GUERRA | 2214956 | D | 5538 | 4 | O | DE LA GUERRA | SANTA BARBRA
GOLETA 66 | 2152562 | 07010 | GARDEN | 2214956 | D | 5538 | 4 | I | GARDEN | SANTA BARBRA
GOLETA 66 | 2160622 | 08730 | HOT SPRINGS | 2212706 | D | 5538 | 16 | I | HOT SPRINGS | SANTA BARBRA
GOLETA 66 | 2178911 | 13510 | PADRE | 2212706 | D | 5538 | 16 | I | PADRE | SANTA BARBRA
GOLETA 66 | 2185721 | 11915 | MILPAS | 2212706 | D | 5538 | 16 | I | MILPAS | SANTA BARBRA
GOLETA 66 | 2190564 | 15200 | RIVIERA | 2214956 | D | 5538 | 4 | I | RIVIERA | SANTA BARBRA
GOLETA 66 | 2190615 | 18330 | TURNPIKE | 2212706 | D | 5538 | 16 | I | TURNPIKE | SANTA BARBRA
GOLETA 66 | 2130607 | 01220 | BATH | 2214956 | D | 5538 | 4 | I | BATH | SANTA BARBRA
GOLETA 66 | 2153687 | 08300 | HELENA | 2214956 | D | 5538 | 4 | I | HELENA | SANTA BARBRA
GOLETA 66 | 2151302 | 06410 | FIGUEROA | 2214956 | D | 5538 | 4 | I | FIGUEROA | SANTA BARBRA
GOLETA 66 | 2155520 | 03350 | CHAPALA | 2214956 | D | 5538 | 4 | I | CHAPALA | SANTA BARBRA
GOLETA 66 | 2141965 | 00480 | ANACAPA | 2214956 | D | 5538 | 4 | I | ANACAPA | SANTA BARBRA
GOLETA 66 | 2147236 | 03510 | CIENIGITAS | 2212706 | D | 5538 | 16 | I | CIENIGITAS | SANTA BARBRA
GOLETA 66 | 2151661 | 06190 | FAIR ACRES | 2214956 | D | 5538 | 4 | I | FAIR ACRES | SANTA BARBRA
GOLETA 66 | 2160059 | 07800 | GUTIERREZ | 2214956 | D | 5538 | 4 | I | GUTIERREZ | SANTA BARBRA
GOLETA 66 | 2186786 | 16930 | STANWOOD | 2212706 | D | 5538 | 16 | I | STANWOOD | SANTA BARBRA
GOLETA 66 | 2167933 | 09122 | JAMESON | 2212706 | D | 5538 | 16 | I | JAMESON | SANTA BARBRA
GOLETA 66 | 2139244 | 02595 | CACHUMA | 2212802 | D | 5538 | 16 | I | CACHUMA | VEGAS
GOLETA 66 | 2161379 | 07116 | GAUCHO | 2212802 | D | 5538 | 16 | I | GAUCHO | VEGAS
GOLETA 66 | 2190338 | 17605 | TECOLOTE | 2212802 | D | 5538 | 16 | I | TECOLOTE | VEGAS
GOLETA 66 | 2190921 | 17008 | STORKE | 2212802 | D | 5538 | 16 | I | STORKE | VEGAS
GOLETA 66 | 2190280 | 19036 | WASP | 2212802 | D | 5538 | 16 | I | WASP | VEGAS
GOULD 66 | 2130992 | 01540 | BERKSHIRE | 2214450 | D | 5012 | 4 | I | BERKSHIRE | ARROYO
GOULD 66 | 2161191 | 06930 | GALCIT | 2214452 | D | 5012 | 16 | I | GALCIT | ARROYO
GOULD 66 | 2174576 | 10230 | LA VINA | 2214450 | D | 5012 | 4 | O | LA VINA | ARROYO
GOULD 66 | 2177489 | 08140 | HASKELL | 2214452 | D | 5012 | 16 | I | HASKELL | ARROYO
GOULD 66 | 2183963 | 16080 | SECO | 2214452 | D | 5012 | 16 | I | SECO | ARROYO
GOULD 66 | 2190517 | 96956 | ARROYO / J.P.L. | 2214452 | D | 5012 | 16 | I | ARROYO / J.P.L. | ARROYO
GOULD 66 | 2190731 | 15500 | ROYCE | 2214450 | D | 5012 | 4 | I | ROYCE | ARROYO
GOULD 66 | 2150431 | 05030 | DEVILS GATE | 2214452 | D | 5012 | 16 | I | DEVILS GATE | ARROYO
GOULD 66 | 2190971 | 17920 | TOLA | 2214452 | D | 5012 | 16 | I | TOLA | ARROYO
GOULD 66 | 2136550 | 02970 | CAPONHURST | 2217770 | D | 5073 | 4 | I | CAPONHURST | ARTESIA
GOULD 66 | 2166118 | 08380 | HIBBING | 2217770 | D | 5073 | 4 | I | HIBBING | ARTESIA
GOULD 66 | 2172056 | 11290 | MARTHA | 2217770 | D | 5073 | 4 | I | MARTHA | ARTESIA
GOULD 66 | 2131720 | 00290 | ALDERCREEK | 2121522 | D | 5033 | 2.4 | O | ALDERCREEK | ASH MONTN PT
GOULD 66 | 2142519 | 00801 | ASHLEY | 2121056 | D | 5538 | 4 | I | ASHLEY | ASHLEY P.T.
GOULD 66 | 2146482 | 02261 | BROADCAST | 2213972 | D | 5012 | 33 | I | BROADCAST | GOULD
GOULD 66 | 2190709 | 19694 | ANGELES | 2218572 | D | 5012 | 16 | I | ANGELES | GOULD
GOULD 66 | 2182288 | 10313 | CRESCENTA | 2218572 | D | 5012 | 16 | I | CRESCENTA | GOULD
GOULD 66 | 2143928 | 04380 | CROCKETT | 2215300 | D | 5073 | 4 | I | CROCKETT | GRAHAM
GOULD 66 | 2146098 | 02020 | BOSTON | 2215300 | D | 5073 | 4 | I | BOSTON | GRAHAM
GOULD 66 | 2190679 | 19060 | WATTS | 2215300 | D | 5073 | 4 | I | WATTS | GRAHAM
GOULD 66 | 2177868 | 12470 | NADEAU | 2215300 | D | 5073 | 4 | I | NADEAU | GRAHAM
GOULD 66 | 2148302 | 05700 | ELGIN | 2216720 | D | 5012 | 4 | I | ELGIN | GRANADA
GOULD 66 | 2165741 | 07930 | HAMPTON | 2216720 | D | 5012 | 4 | I | HAMPTON | GRANADA
GOULD 66 | 2180937 | 15230 | ROANOKE | 2216720 | D | 5012 | 4 | I | ROANOKE | GRANADA
GOULD 66 | 2186873 | 17070 | STORY | 2216720 | D | 5012 | 4 | I | STORY | GRANADA
GOULD 66 | 2159327 | 04050 | CORDOVA | 2216720 | D | 5012 | 4 | I | CORDOVA | GRANADA
GOULD 66 | 2160449 | 08400 | HIDALGO | 2216720 | D | 5012 | 4 | I | HIDALGO | GRANADA
GOULD 66 | 2183086 | 15130 | RITCHIE | 2214816 | D | 5033 | 4 | I | RITCHIE | GRANGEVILLE
GOULD 66 | 2132388 | 00730 | ARMONA | 2214816 | D | 5033 | 4 | I | ARMONA | GRANGEVILLE
GOULD 66 | 2152935 | 07513 | GRAPEVINE | 2123286 | D | 5090 | 12 | I | GRAPEVINE | GRAPEVINE PT
GOULD 66 | 2160804 | 08849 | HURON | 2219704 | D | 5054 | 12 | I | HURON | GREAT LAKES
GOULD 66 | 2136699 | 01100 | BARLEY FLATS | 2219040 | D | 5012 | 16 | I | BARLEY FLATS | LA CANADA
GOULD 66 | 2171493 | 06500 | FLANDERS | 2219036 | D | 5012 | 4 | I | FLANDERS | LA CANADA
GOULD 66 | 2177674 | 12140 | MONTROSE | 2219036 | D | 5012 | 4 | I | MONTROSE | LA CANADA
GOULD 66 | 2179551 | 14050 | PICKENS | 2219040 | D | 5012 | 16 | I | PICKENS | LA CANADA
GOULD 66 | 2190576 | 15441 | ROSEMONT | 2219040 | D | 5012 | 16 | I | ROSEMONT | LA CANADA
GOULD 66 | 2189479 | 18660 | VERDUGO | 2219040 | D | 5012 | 16 | I | VERDUGO | LA CANADA
GOULD 66 | 2167414 | 08440 | HILLARD | 2219036 | D | 5012 | 4 | I | HILLARD | LA CANADA
GOULD 66 | 2168123 | 10050 | LANE | 2219036 | D | 5012 | 4 | I | LANE | LA CANADA
GOULD 66 | 2171496 | 06540 | FLINTRIDGE | 2219036 | D | 5012 | 4 | I | FLINTRIDGE | LA CANADA
HINSON 66 | 2134912 | 02170 | BRAYTON | 2219942 | D | 5073 | 4 | I | BRAYTON | BOWL
HINSON 66 | 2141764 | 04240 | COX | 2213042 | D | 5073 | 12 | I | COX | BOWL
HINSON 66 | 2148498 | 06010 | ERIE | 2219942 | D | 5073 | 4 | I | ERIE | BOWL
HINSON 66 | 2148652 | 06080 | ESTHER | 2219942 | D | 5073 | 4 | I | ESTHER | BOWL
HINSON 66 | 2149760 | 05320 | DRILL | 2219942 | D | 5073 | 4 | I | DRILL | BOWL
HINSON 66 | 2174210 | 12810 | NORMAN | 2219942 | D | 5073 | 4 | I | NORMAN | BOWL
HINSON 66 | 2178108 | 11260 | MARS | 2213042 | D | 5073 | 12 | I | MARS | BOWL
HINSON 66 | 2189770 | 13420 | PABLO | 2213042 | D | 5073 | 12 | I | PABLO | BOWL
HINSON 66 | 2131178 | 01710 | BIRD | 2213042 | D | 5073 | 12 | I | BIRD | BOWL
HINSON 66 | 2146824 | 05490 | EARL | 2219942 | D | 5073 | 4 | I | EARL | BOWL
HINSON 66 | 2174392 | 13060 | OHIO | 2219942 | D | 5073 | 4 | I | OHIO | BOWL
HINSON 66 | 2132236 | 02047 | BOX CANYON | 2122514 | D | 5538 | 4 | O | BOX CANYON | BOX CNYON PT
HINSON 66 | 2150274 | 04950 | DENVER | 2215280 | D | 5073 | 12 | I | DENVER | CAMERON
HINSON 66 | 2154994 | 03110 | CASPIAN | 2215280 | D | 5073 | 12 | I | CASPIAN | CAMERON
HINSON 66 | 2163157 | 09680 | KIDD | 2215280 | D | 5073 | 12 | I | KIDD | CAMERON
HINSON 66 | 2172053 | 11120 | MANVILLE | 2215280 | D | 5073 | 12 | I | MANVILLE | CAMERON
HINSON 66 | 2183015 | 14860 | REGAL | 2215280 | D | 5073 | 12 | I | REGAL | CAMERON
HINSON 66 | 2189850 | 13610 | PAN AMERICAN | 2215280 | D | 5073 | 12 | I | PAN AMERICAN | CAMERON
HINSON 66 | 2138605 | 02820 | CAMP NELSON | 2122582 | D | 5033 | 4 | I | CAMP NELSON | CMP NELSN PT
HINSON 66 | 2131376 | 00112 | AFTON | 2217778 | D | 5073 | 12 | I | AFTON | CHERRY
HINSON 66 | 2156034 | 05467 | DUSK | 2217778 | D | 5073 | 12 | I | DUSK | CHERRY
HINSON 66 | 2178598 | 13002 | OCANA | 2217778 | D | 5073 | 12 | I | OCANA | CHERRY
HINSON 66 | 2190978 | 18055 | TOYON | 2217778 | D | 5073 | 12 | I | TOYON | CHERRY
HINSON 66 | 2180191 | 14623 | RADIUM | 2217778 | D | 5073 | 12 | I | RADIUM | CHERRY
HINSON 66 | 2177671 | 08505 | HOBACK | 2217778 | D | 5073 | 12 | I | HOBACK | CHERRY
HINSON 66 | 2140505 | 03663 | CLIFFSIDE | 2123849 | D | 5090 | 12 | O | CLIFFSIDE | CLIFFSIDE PT
HINSON 66 | 2147410 | 03684 | CLOUD | 2123931 | D | 5012 | 2.4 | I | CLOUD | CLOUD P.T.
HINSON 66 | 2133567 | 01807 | BLEND | 2220662 | D | 5067 | 12 | I | BLEND | COFFEE
HINSON 66 | 2157667 | 06053 | ESPRESSO | 2220662 | D | 5067 | 12 | I | ESPRESSO | COFFEE
HINSON 66 | 2160452 | 08454 | HILLS | 2220662 | D | 5067 | 12 | I | HILLS | COFFEE
HINSON 66 | 2174571 | 10199 | LATTE | 2220662 | D | 5067 | 12 | I | LATTE | COFFEE
HINSON 66 | 2191070 | 19787 | YUBAN | 2220662 | D | 5067 | 12 | I | YUBAN | COFFEE
HINSON 66 | 2181466 | 09815 | KONA | 2220662 | D | 5067 | 12 | I | KONA | COFFEE
HINSON 66 | 2185148 | 11362 | MAXIM | 2220662 | D | 5067 | 12 | I | MAXIM | COFFEE
HINSON 66 | 2139451 | 02633 | CAFE | 2220662 | D | 5067 | 12 | I | CAFE | COFFEE
HINSON 66 | 2139087 | 03769 | COLD SPRINGS | 2126290 | D | 5538 | 4 | I | COLD SPRINGS | COLD SPRG PT
HINSON 66 | 2158966 | 03766 | COLDBROOK | 2125931 | D | 5073 | 4 | I | COLDBROOK | COLDBROOK PT
HINSON 66 | 2141396 | 03868 | COMMUNITY | 2123059 | D | 5012 | 2.4 | I | COMMUNITY | COMMUNITY PT
HINSON 66 | 2146667 | 05315 | DREDGE | 2217614 | D | 5073 | 12 | I | DREDGE | DIKE
HINSON 66 | 2152039 | 06640 | FORD | 2217614 | D | 5073 | 12 | I | FORD | DIKE
HINSON 66 | 2153322 | 07850 | HALE | 2217614 | D | 5073 | 12 | I | HALE | DIKE
HINSON 66 | 2187948 | 17670 | TERMINAL | 2217614 | D | 5073 | 12 | I | TERMINAL | DIKE
HINSON 66 | 2165586 | 05085 | DINKEY CREEK | 2123014 | D | 5033 | 4 | I | DINKEY CREEK | DINKY CRK PT
HINSON 66 | 2162780 | 09240 | JESSUP | 2218012 | D | 5073 | 4 | I | JESSUP | FLORADAY
HINSON 66 | 2163153 | 09620 | KENNEY | 2218012 | D | 5073 | 4 | I | KENNEY | FLORADAY
HINSON 66 | 2189330 | 18220 | TRUBLU | 2218012 | D | 5073 | 4 | I | TRUBLU | FLORADAY
HINSON 66 | 2164458 | 07450 | GOTHAM | 2218012 | D | 5073 | 4 | I | GOTHAM | FLORADAY
HINSON 66 | 2175160 | 06589 | FLOYD | 2123985 | D | 5073 | 4 | I | FLOYD | FLOYD P.T.
HINSON 66 | 2159328 | 06583 | FLUBBER | 2123718 | D | 5800 | 4 | O | FLUBBER | FLUBBER P.T.
HINSON 66 | 2152046 | 06535 | FLYER | 2123192 | D | 5061 | 12 | O | FLYER | FLYER P.T.
HINSON 66 | 2144551 | 01659 | BILLY | 1440627 | D | 5070 | 12 | F | BILLY | FOGARTY
HINSON 66 | 2181378 | 09651 | KERRY | 1440627 | D | 5070 | 12 | F | KERRY | FOGARTY
HINSON 66 | 2150588 | 05588 | EBERT | 1440627 | D | 5070 | 12 | F | EBERT | FOGARTY
HINSON 66 | 2167617 | 08704 | HORTON | 1440627 | D | 5070 | 12 | F | HORTON | FOGARTY
HINSON 66 | 2166656 | 09811 | KLEVEN | 1440627 | D | 5070 | 12 | F | KLEVEN | FOGARTY
HINSON 66 | 2183161 | 15533 | RUIZ | 1440627 | D | 5070 | 12 | F | RUIZ | FOGARTY
HINSON 66 | 2142333 | 00668 | ARAPAHO | 2213754 | D | 5070 | 12 | I | ARAPAHO | GAVILAN
HINSON 66 | 2144557 | 01737 | BLACKFOOT | 2213754 | D | 5070 | 12 | I | BLACKFOOT | GAVILAN
HINSON 66 | 2184553 | 13826 | PAWNEE | 2213754 | D | 5070 | 12 | I | PAWNEE | GAVILAN
HINSON 66 | 2190787 | 16126 | SEMINOLE | 2213754 | D | 5070 | 12 | I | SEMINOLE | GAVILAN
HINSON 66 | 2187703 | 15975 | SCALP | 2213754 | D | 5070 | 12 | I | SCALP | GAVILAN
HINSON 66 | 2147416 | 03755 | COJO | 2219726 | D | 5538 | 16 | I | COJO | GAVIOTA
HINSON 66 | 2178912 | 13513 | PAGO | 2219726 | D | 5538 | 16 | I | PAGO | GAVIOTA
HINSON 66 | 2141398 | 03890 | CONCEPCION | 2219726 | D | 5538 | 16 | I | CONCEPCION | GAVIOTA
HINSON 66 | 2170239 | 10688 | LONG | 2124215 | D | 5073 | 4 | I | LONG | LONG P.T.
HINSON 66 | 2161532 | 07340 | GLENCOE | 2217730 | D | 5073 | 4 | I | GLENCOE | LONGDON
HINSON 66 | 2173093 | 12360 | MURIEL | 2217730 | D | 5073 | 4 | I | MURIEL | LONGDON
HINSON 66 | 2147229 | 03360 | CHARITY | 2217730 | D | 5073 | 4 | I | CHARITY | LONGDON
HINSON 66 | 2190692 | 19260 | WHITE | 2217730 | D | 5073 | 4 | I | WHITE | LONGDON
HINSON 66 | 2191024 | 19000 | WARD | 2217730 | D | 5073 | 4 | I | WARD | LONGDON
HINSON 66 | 2134011 | 02192 | BRETHREN | 2217660 | D | 5073 | 12 | I | BRETHREN | LOS CERRITOS
HINSON 66 | 2151664 | 06309 | FELIX | 2217660 | D | 5073 | 12 | I | FELIX | LOS CERRITOS
HINSON 66 | 2163540 | 04103 | CORRINE | 2217658 | D | 5073 | 4 | I | CORRINE | LOS CERRITOS
HINSON 66 | 2171491 | 06465 | FIRTH | 2217660 | D | 5073 | 12 | I | FIRTH | LOS CERRITOS
HINSON 66 | 2190968 | 17917 | TIZZARD | 2217660 | D | 5073 | 12 | I | TIZZARD | LOS CERRITOS
HINSON 66 | 2191025 | 19010 | WARDLOW | 2217658 | D | 5073 | 4 | I | WARDLOW | LOS CERRITOS
HINSON 66 | 2177764 | 12242 | MOSSMAN | 2217660 | D | 5073 | 12 | I | MOSSMAN | LOS CERRITOS
HINSON 66 | 2162019 | 09215 | JENNINGS | 2217660 | D | 5073 | 12 | I | JENNINGS | LOS CERRITOS
HINSON 66 | 2168704 | 05676 | ELDRIDGE | 2217658 | D | 5073 | 4 | I | ELDRIDGE | LOS CERRITOS
HINSON 66 | 2141960 | 04375 | CRIB | 2217658 | D | 5073 | 4 | I | CRIB | LOS CERRITOS
HINSON 66 | 2154253 | 02880 | CANTON | 2217658 | D | 5073 | 4 | I | CANTON | LOS CERRITOS
HINSON 66 | 2165025 | 07886 | HALTER | 2217660 | D | 5073 | 12 | I | HALTER | LOS CERRITOS
HINSON 66 | 2190514 | 96938 | FEEDER-38 | 2217660 | D | 5073 | 12 | I | FEEDER-38 | LOS CERRITOS
HINSON 66 | 2170651 | 10725 | LOS PINETOS | 2125527 | D | 5054 | 2.4 | O | LOS PINETOS | LOS PNTOS PT
HINSON 66 | 2182776 | 10728 | LOST | 2125068 | D | 5054 | 4 | O | LOST | LOST P.T.
HINSON 66 | 2132717 | 00924 | BACH | 2220082 | D | 5073 | 12 | I | BACH | NEPTUNE
HINSON 66 | 2140854 | 00026 | ABRI | 2220082 | D | 5073 | 12 | I | ABRI | NEPTUNE
HINSON 66 | 2141967 | 00514 | ANCHOR | 2213180 | D | 5073 | 4 | I | ANCHOR | NEPTUNE
HINSON 66 | 2151299 | 06362 | FIAT | 2213180 | D | 5073 | 4 | I | FIAT | NEPTUNE
HINSON 66 | 2167235 | 05316 | DRIFT | 2220082 | D | 5073 | 12 | I | DRIFT | NEPTUNE
HINSON 66 | 2173284 | 09670 | KEYSTONE | 2213180 | D | 5073 | 4 | I | KEYSTONE | NEPTUNE
HINSON 66 | 2184401 | 16835 | SQUALL | 2220082 | D | 5073 | 12 | I | SQUALL | NEPTUNE
HINSON 66 | 2189558 | 16934 | STARBOARD | 2220082 | D | 5073 | 12 | I | STARBOARD | NEPTUNE
HINSON 66 | 2189634 | 17065 | STORM | 2220082 | D | 5073 | 12 | I | STORM | NEPTUNE
HINSON 66 | 2164825 | 07750 | GULF | 2213180 | D | 5073 | 4 | I | GULF | NEPTUNE
HINSON 66 | 2176185 | 07980 | HARBOR | 2213180 | D | 5073 | 4 | I | HARBOR | NEPTUNE
HINSON 66 | 2190566 | 15290 | ROCHA | 2213180 | D | 5073 | 4 | I | ROCHA | NEPTUNE
HINSON 66 | 2134013 | 02243 | BRINE | 2220082 | D | 5073 | 12 | I | BRINE | NEPTUNE
HINSON 66 | 2154068 | 02735 | CALM | 2220082 | D | 5073 | 12 | I | CALM | NEPTUNE
HINSON 66 | 2131378 | 00168 | AHOY | 2219974 | D | 5073 | 12 | I | AHOY | PICO
HINSON 66 | 2135851 | 00845 | ATTICA | 2219974 | D | 5073 | 12 | I | ATTICA | PICO
HINSON 66 | 2137913 | 02037 | BOW | 2219974 | D | 5073 | 12 | I | BOW | PICO
HINSON 66 | 2138073 | 02245 | BRINK | 2219974 | D | 5073 | 12 | I | BRINK | PICO
HINSON 66 | 2162966 | 09506 | KEEL | 2219974 | D | 5073 | 12 | I | KEEL | PICO
HINSON 66 | 2165398 | 05009 | DESMOND | 2219974 | D | 5073 | 12 | I | DESMOND | PICO
HINSON 66 | 2168517 | 05587 | EBBTIDE | 2219974 | D | 5073 | 12 | I | EBBTIDE | PICO
HINSON 66 | 2170887 | 11332 | MAST | 2219974 | D | 5073 | 12 | I | MAST | PICO
HINSON 66 | 2171295 | 06295 | FASHION | 2219974 | D | 5073 | 12 | I | FASHION | PICO
HINSON 66 | 2183316 | 16071 | SEASIDE | 2219974 | D | 5073 | 12 | I | SEASIDE | PICO
HINSON 66 | 2186306 | 12060 | MOLE | 2219974 | D | 5073 | 12 | I | MOLE | PICO
HINSON 66 | 2191052 | 19507 | WINDHAM | 2219974 | D | 5073 | 12 | I | WINDHAM | PICO
HINSON 66 | 2134377 | 00094 | ADMIRAL | 2219974 | D | 5073 | 12 | I | ADMIRAL | PICO
HINSON 66 | 2139969 | 03013 | CARRIER | 2219974 | D | 5073 | 12 | I | CARRIER | PICO
HINSON 66 | 2189185 | 16494 | SKIPPER | 2219974 | D | 5073 | 12 | I | SKIPPER | PICO
HINSON 66 | 2190397 | 14089 | PILOT | 2219974 | D | 5073 | 12 | I | PILOT | PICO
HINSON 66 | 2155337 | 03330 | CHANNEL | 2219974 | D | 5073 | 12 | I | CHANNEL | PICO
HINSON 66 | 2189392 | 18595 | VAN CAMP | 2219974 | D | 5073 | 12 | I | VAN CAMP | PICO
HINSON 66 | 2156030 | 08700 | HOSPITAL | 2212698 | D | 5538 | 4 | I | HOSPITAL | PIERPONT
HINSON 66 | 2158963 | 03720 | CODE | 2212698 | D | 5538 | 4 | I | CODE | PIERPONT
HINSON 66 | 2177405 | 08120 | HARTMAN | 2212698 | D | 5538 | 4 | I | HARTMAN | PIERPONT
HINSON 66 | 2190316 | 13866 | PEARCE | 2212698 | D | 5538 | 4 | I | PEARCE | PIERPONT
HINSON 66 | 2182361 | 10410 | LEXINGTON | 2212698 | D | 5538 | 4 | I | LEXINGTON | PIERPONT
HINSON 66 | 2187943 | 17640 | TELOMA | 2212698 | D | 5538 | 4 | I | TELOMA | PIERPONT
HINSON 66 | 2190573 | 15338 | ROEBUCK | 2212698 | D | 5538 | 4 | I | ROEBUCK | PIERPONT
HINSON 66 | 2181113 | 14091 | PIMIENTO | 2125314 | D | 5538 | 4 | I | PIMIENTO | PIMIENTO PT
HINSON 66 | 2184646 | 14093 | PINE | 2126335 | D | 5073 | 4 | O | PINE | PINE P.T.
HINSON 66 | 2181115 | 14130 | PINERIDGE | 2126387 | D | 5064 | 2.4 | I | PINERIDGE | PINERIDGE PT
HINSON 66 | 2138077 | 02410 | BULLETIN | 2217476 | D | 5069 | 4 | I | BULLETIN | POMONA
HINSON 66 | 2161195 | 07040 | GAREY | 2217476 | D | 5069 | 4 | I | GAREY | POMONA
HINSON 66 | 2177952 | 12550 | NAVILLA | 2217476 | D | 5069 | 4 | O | NAVILLA | POMONA
HINSON 66 | 2181376 | 09630 | KENOAK | 2217476 | D | 5069 | 4 | I | KENOAK | POMONA
HINSON 66 | 2190355 | 17770 | THOMAS | 2217476 | D | 5069 | 4 | I | THOMAS | POMONA
HINSON 66 | 2156930 | 07190 | GIBBS | 2217476 | D | 5069 | 4 | I | GIBBS | POMONA
HINSON 66 | 2129336 | 00230 | ALAMO | 2217772 | D | 5073 | 12 | I | ALAMO | SEABRIGHT
HINSON 66 | 2178681 | 13020 | OCEAN | 2217772 | D | 5073 | 12 | I | OCEAN | SEABRIGHT
HINSON 66 | 2178837 | 13440 | P & G | 2217772 | D | 5073 | 12 | I | P & G | SEABRIGHT
HINSON 66 | 2184399 | 16798 | SPRAY | 2217772 | D | 5073 | 12 | I | SPRAY | SEABRIGHT
HINSON 66 | 2190853 | 16960 | STEAM | 2217772 | D | 5073 | 12 | I | STEAM | SEABRIGHT
HINSON 66 | 2172777 | 12015 | MITCHELL | 2217772 | D | 5073 | 12 | I | MITCHELL | SEABRIGHT
HINSON 66 | 2154258 | 02957 | CARGO | 2217772 | D | 5073 | 12 | I | CARGO | SEABRIGHT
HINSON 66 | 2158264 | 06544 | FLOAT | 2217772 | D | 5073 | 12 | I | FLOAT | SEABRIGHT
HINSON 66 | 2190794 | 16170 | SESPE | 2124534 | D | 5538 | 4 | I | SESPE | SESPE P.T.
HINSON 66 | 2189045 | 16338 | SHERIFF | 2125801 | D | 5023 | 4 | O | SHERIFF | SHERIFF P.T.
HINSON 66 | 2155854 | 08620 | HOME | 2220040 | D | 5073 | 12 | I | HOME | STATE STREET
HINSON 66 | 2170649 | 10700 | LOOP | 2220040 | D | 5073 | 12 | I | LOOP | STATE STREET
HINSON 66 | 2181019 | 15260 | ROBLE | 2220040 | D | 5073 | 12 | I | ROBLE | STATE STREET
HINSON 66 | 2191029 | 19130 | WEBSTER | 2220040 | D | 5073 | 12 | I | WEBSTER | STATE STREET
HINSON 66 | 2137417 | 03420 | CHESTNUT | 2220040 | D | 5073 | 12 | I | CHESTNUT | STATE STREET
HINSON 66 | 2141763 | 04230 | COWLES | 2220040 | D | 5073 | 12 | I | COWLES | STATE STREET
HINSON 66 | 2152215 | 06660 | FOREST | 2220040 | D | 5073 | 12 | I | FOREST | STATE STREET
HINSON 66 | 2143434 | 01240 | BAXTER | 2220040 | D | 5073 | 12 | I | BAXTER | STATE STREET
HINSON 66 | 2189250 | 18130 | TRIBUNE | 2220040 | D | 5073 | 12 | I | TRIBUNE | STATE STREET
HINSON 66 | 2191129 | 21092 | THUMSGEN 1 | 2274180 | D | 5073 | 12 | I | THUMSGEN 1 | THUMSGEN
HINSON 66 | 2132072 | 01843 | BLUE SKIES | 2216068 | D | 5067 | 4.8 | I | BLUE SKIES | THUNDERBIRD
HINSON 66 | 2186542 | 15113 | RIO DEL SOL | 2216068 | D | 5067 | 4.8 | I | RIO DEL SOL | THUNDERBIRD
HINSON 66 | 2191110 | 21004 | TIDELANDS 1 | 2214714 | D | 5073 | 12 | O | TIDELANDS 1 | TIDELANDS
HINSON 66 | 2158259 | 06448 | FIRME | 2211936 | D | 5800 | 12 | I | FIRME | VIEJO
HINSON 66 | 2159319 | 03943 | CONSEJO | 2211936 | D | 5800 | 12 | I | CONSEJO | VIEJO
HINSON 66 | 2188023 | 17692 | TESTARUDO | 2211936 | D | 5800 | 12 | I | TESTARUDO | VIEJO
HINSON 66 | 2189041 | 16112 | SEGURO | 2211936 | D | 5800 | 12 | I | SEGURO | VIEJO
HINSON 66 | 2135658 | 00817 | ATENTO | 2211936 | D | 5800 | 12 | I | ATENTO | VIEJO
HINSON 66 | 2180114 | 14406 | PRIMERO | 2211936 | D | 5800 | 12 | I | PRIMERO | VIEJO
HINSON 66 | 2159878 | 06887 | FUTURO | 2211936 | D | 5800 | 12 | I | FUTURO | VIEJO
HINSON 66 | 2132076 | 01900 | BOND | 2215372 | D | 5073 | 12 | I | BOND | WATSON
HINSON 66 | 2152394 | 06850 | FRY | 2215372 | D | 5073 | 12 | I | FRY | WATSON
HINSON 66 | 2163544 | 04190 | COUNTY | 2215372 | D | 5073 | 12 | I | COUNTY | WATSON
HINSON 66 | 2183780 | 16320 | SHELL | 2215372 | D | 5073 | 12 | I | SHELL | WATSON
HINSON 66 | 2132868 | 01070 | CHRIS | 2215372 | D | 5073 | 12 | I | CHRIS | WATSON
HINSON 66 | 2188845 | 19420 | WILLOW | 2215372 | D | 5073 | 12 | I | WILLOW | WATSON
HINSON 66 | 2186955 | 17330 | SUPERIOR | 2215372 | D | 5073 | 12 | I | SUPERIOR | WATSON
JOHANNA 66 | 2133328 | 01576 | BERTEA | 2220290 | D | 5800 | 12 | I | BERTEA | CABRILLO
JOHANNA 66 | 2143086 | 00874 | AVCO | 2220290 | D | 5800 | 12 | I | AVCO | CABRILLO
JOHANNA 66 | 2149214 | 04426 | CROSSTOWN | 2220290 | D | 5800 | 12 | I | CROSSTOWN | CABRILLO
JOHANNA 66 | 2154989 | 05435 | DUPONT | 2220290 | D | 5800 | 12 | I | DUPONT | CABRILLO
JOHANNA 66 | 2164257 | 10137 | LA SALLE | 2220290 | D | 5800 | 12 | I | LA SALLE | CABRILLO
JOHANNA 66 | 2179381 | 13868 | PEARCY | 2220290 | D | 5800 | 12 | I | PEARCY | CABRILLO
JOHANNA 66 | 2185485 | 11473 | MC CORMICK | 2220290 | D | 5800 | 12 | I | MC CORMICK | CABRILLO
JOHANNA 66 | 2187942 | 17636 | TELLER | 2220290 | D | 5800 | 12 | I | TELLER | CABRILLO
JOHANNA 66 | 2189769 | 13408 | OXY | 2220290 | D | 5800 | 12 | I | OXY | CABRILLO
JOHANNA 66 | 2190711 | 19699 | XEROX | 2220290 | D | 5800 | 12 | I | XEROX | CABRILLO
JOHANNA 66 | 2136700 | 01105 | BARDEEN | 2220290 | D | 5800 | 12 | I | BARDEEN | CABRILLO
JOHANNA 66 | 2178107 | 11258 | MARRIOTT | 2220290 | D | 5800 | 12 | I | MARRIOTT | CABRILLO
JOHANNA 66 | 2129533 | 00326 | ALLERGAN | 2220290 | D | 5800 | 12 | I | ALLERGAN | CABRILLO
JOHANNA 66 | 2166479 | 09564 | KELVIN | 2220290 | D | 5800 | 12 | I | KELVIN | CABRILLO
JOHANNA 66 | 2168893 | 05824 | ELPAC | 2220290 | D | 5800 | 12 | I | ELPAC | CABRILLO
JOHANNA 66 | 2190633 | 18622 | VASCO | 2220290 | D | 5800 | 12 | I | VASCO | CABRILLO
JOHANNA 66 | 2131880 | 00569 | ANTEATER | 2220290 | D | 5800 | 12 | I | ANTEATER | CABRILLO
JOHANNA 66 | 2180766 | 12205 | MORSE | 2220290 | D | 5800 | 12 | I | MORSE | CABRILLO
JOHANNA 66 | 2190989 | 18334 | TURTLE | 2220290 | D | 5800 | 12 | I | TURTLE | CABRILLO
JOHANNA 66 | 2183084 | 15112 | RINGO | 2220290 | D | 5800 | 12 | I | RINGO | CABRILLO
JOHANNA 66 | 2165580 | 05013 | DESOLATE | 2215944 | D | 5090 | 12 | I | DESOLATE | CADY
JOHANNA 66 | 2166110 | 08258 | HECTOR | 2215944 | D | 5090 | 12 | I | HECTOR | CADY
JOHANNA 66 | 2138433 | 02637 | CAIN RANCH | 2276783 | D | 2556 | 12 | I | CAIN RANCH | CAIN RNCH PT
JOHANNA 66 | 2129534 | 00331 | ALLOY | 2220184 | D | 5800 | 12 | I | ALLOY | CAMDEN
JOHANNA 66 | 2138431 | 02617 | CADMIUM | 2220184 | D | 5800 | 12 | I | CADMIUM | CAMDEN
JOHANNA 66 | 2140671 | 03716 | COBALT | 2220184 | D | 5800 | 12 | I | COBALT | CAMDEN
JOHANNA 66 | 2141390 | 00411 | ALUMINUM | 2220184 | D | 5800 | 12 | I | ALUMINUM | CAMDEN
JOHANNA 66 | 2190622 | 18494 | URANIUM | 2220184 | D | 5800 | 12 | I | URANIUM | CAMDEN
JOHANNA 66 | 2190967 | 17916 | TITANIUM | 2220184 | D | 5800 | 12 | I | TITANIUM | CAMDEN
JOHANNA 66 | 2131882 | 01734 | BISMUTH | 2220184 | D | 5800 | 12 | I | BISMUTH | CAMDEN
JOHANNA 66 | 2129537 | 00353 | ALMOND | 2215608 | D | 5800 | 12 | I | ALMOND | CHESTNUT
JOHANNA 66 | 2133177 | 01376 | BEERNUT | 2215608 | D | 5800 | 12 | I | BEERNUT | CHESTNUT
JOHANNA 66 | 2147412 | 03717 | COCO | 2215608 | D | 5800 | 12 | I | COCO | CHESTNUT
JOHANNA 66 | 2151304 | 06423 | FILBERT | 2215608 | D | 5800 | 12 | I | FILBERT | CHESTNUT
JOHANNA 66 | 2179556 | 14142 | PINON | 2215608 | D | 5800 | 12 | I | PINON | CHESTNUT
JOHANNA 66 | 2185234 | 14162 | PISTACHIO | 2215608 | D | 5800 | 12 | I | PISTACHIO | CHESTNUT
JOHANNA 66 | 2191054 | 19539 | WINGNUT | 2215608 | D | 5800 | 12 | I | WINGNUT | CHESTNUT
JOHANNA 66 | 2133176 | 01375 | BEECHNUT | 2215608 | D | 5800 | 12 | I | BEECHNUT | CHESTNUT
JOHANNA 66 | 2143597 | 04072 | CORNNUT | 2215608 | D | 5800 | 12 | I | CORNNUT | CHESTNUT
JOHANNA 66 | 2136054 | 02568 | BUTTERNUT | 2215608 | D | 5800 | 12 | I | BUTTERNUT | CHESTNUT
JOHANNA 66 | 2139821 | 02853 | HEXNUT | 2215608 | D | 5800 | 12 | F | HEXNUT | CHESTNUT
JOHANNA 66 | 2165907 | 08252 | HAZELNUT | 2215608 | D | 5800 | 12 | I | HAZELNUT | CHESTNUT
JOHANNA 66 | 2176793 | 10866 | MACADAMIA | 2215608 | D | 5800 | 12 | I | MACADAMIA | CHESTNUT
JOHANNA 66 | 2179382 | 13875 | PECAN | 2215608 | D | 5800 | 12 | I | PECAN | CHESTNUT
JOHANNA 66 | 2190315 | 13864 | PEANUT | 2215608 | D | 5800 | 12 | I | PEANUT | CHESTNUT
JOHANNA 66 | 2133321 | 01390 | BEGONIA | 2220170 | D | 5800 | 12 | I | BEGONIA | FAIRVIEW
JOHANNA 66 | 2162783 | 09270 | JOAQUIN | 2220170 | D | 5800 | 12 | I | JOAQUIN | FAIRVIEW
JOHANNA 66 | 2183381 | 16105 | SEGERSTROM | 2220170 | D | 5800 | 12 | I | SEGERSTROM | FAIRVIEW
JOHANNA 66 | 2184229 | 16482 | SKYPARK | 2220170 | D | 5800 | 12 | I | SKYPARK | FAIRVIEW
JOHANNA 66 | 2184885 | 17470 | TACOMA | 2220170 | D | 5800 | 12 | I | TACOMA | FAIRVIEW
JOHANNA 66 | 2187539 | 13080 | OILWELL | 2220170 | D | 5800 | 12 | I | OILWELL | FAIRVIEW
JOHANNA 66 | 2190931 | 17260 | SUNFLOWER | 2220170 | D | 5800 | 12 | I | SUNFLOWER | FAIRVIEW
JOHANNA 66 | 2190412 | 14290 | POLLARD | 2220170 | D | 5800 | 12 | I | POLLARD | FAIRVIEW
JOHANNA 66 | 2131170 | 01660 | BILLINGS | 2220170 | D | 5800 | 12 | I | BILLINGS | FAIRVIEW
JOHANNA 66 | 2165392 | 04840 | DELHI | 2220170 | D | 5800 | 12 | I | DELHI | FAIRVIEW
JOHANNA 66 | 2171497 | 06550 | FLORES | 2220170 | D | 5800 | 12 | I | FLORES | FAIRVIEW
JOHANNA 66 | 2180275 | 14790 | REDHILL | 2220170 | D | 5800 | 12 | I | REDHILL | FAIRVIEW
JOHANNA 66 | 2187621 | 15651 | SAKIOKA | 2220170 | D | 5800 | 12 | I | SAKIOKA | FAIRVIEW
JOHANNA 66 | 2157864 | 06269 | FALLS | 2123737 | D | 2556 | 2.4 | I | FALLS | FALLS P.T.
JOHANNA 66 | 2131173 | 01691 | BINGO | 2216608 | D | 5800 | 12 | I | BINGO | JOHANNA
JOHANNA 66 | 2143926 | 04376 | CRIBBAGE | 2216608 | D | 5800 | 12 | I | CRIBBAGE | JOHANNA
JOHANNA 66 | 2179555 | 14141 | PINOCHLE | 2216608 | D | 5800 | 12 | I | PINOCHLE | JOHANNA
JOHANNA 66 | 2179648 | 14258 | POKER | 2216608 | D | 5800 | 12 | I | POKER | JOHANNA
JOHANNA 66 | 2183162 | 15545 | RUMMY | 2216608 | D | 5800 | 12 | I | RUMMY | JOHANNA
JOHANNA 66 | 2183616 | 16017 | SCRABBLE | 2216608 | D | 5800 | 12 | I | SCRABBLE | JOHANNA
JOHANNA 66 | 2190383 | 19703 | YAHTZEE | 2216608 | D | 5800 | 12 | I | YAHTZEE | JOHANNA
JOHANNA 66 | 2190959 | 17698 | TETRIS | 2216608 | D | 5800 | 12 | I | TETRIS | JOHANNA
JOHANNA 66 | 2180683 | 12087 | MONOPOLY | 2216608 | D | 5800 | 12 | I | MONOPOLY | JOHANNA
JOHANNA 66 | 2185894 | 16641 | SOLITAIRE | 2216608 | D | 5800 | 12 | F | SOLITAIRE | JOHANNA
JOHANNA 66 | 2171293 | 06285 | FARO | 2216608 | D | 5800 | 12 | I | FARO | JOHANNA
JOHANNA 66 | 2162788 | 09290 | JOHNSONDALE | 2122868 | D | 5033 | 4 | I | JOHNSONDALE | JOHNSNDLE PT
KRAMER 115 | 2139458 | 02663 | CAL BAKE | 2215764 | D | 5090 | 33 | I | CAL BAKE | BAKER
KRAMER 115 | 2167767 | 08942 | INN | 2213496 | D | 5090 | 12 | I | INN | BAKER
KRAMER 115 | 2140313 | 03385 | CHAVEZ | 2213496 | D | 5090 | 12 | I | CHAVEZ | BAKER
KRAMER 115 | 2167616 | 08697 | HORSE MOUNTAIN | 2122039 | D | 5033 | 2.4 | I | HORSE MOUNTAIN | BIRD SPRN PT
KRAMER 115 | 2136703 | 01120 | BARNARD | 2219668 | D | 5538 | 4 | I | BARNARD | CAMAR
KRAMER 115 | 2145515 | 03070 | CASA | 2219668 | D | 5538 | 4 | I | CASA | CAMAR
KRAMER 115 | 2146821 | 05470 | DUVAL | 2123040 | D | 5538 | 4 | O | DUVAL | DUVAL P.T.
KRAMER 115 | 2154809 | 05323 | DWP DRINKWATER | 2274128 | D | 5538 | 2.4 | I | DWP DRINKWATER | DWP PWR PL 1
KRAMER 115 | 2150582 | 05483 | DYSART | 2123940 | D | 5067 | 12 | I | DYSART | DYSART P.T.
KRAMER 115 | 2186221 | 15023 | RICKENBACK | 2220440 | D | 5061 | 33 | I | RICKENBACK | EDWARDS
KRAMER 115 | 2145716 | 03133 | CASTLE BUTTE | 2220440 | D | 5061 | 33 | I | CASTLE BUTTE | EDWARDS
KRAMER 115 | 2156208 | 05683 | ELEMENTARY | 2123702 | D | 5012 | 4 | I | ELEMENTARY | ELEMENTRY PT
KRAMER 115 | 2134176 | 02403 | BUG | 2216094 | D | 5090 | 33 | I | BUG | GALE
KRAMER 115 | 2170248 | 10832 | LUZ | 2216094 | D | 5090 | 33 | I | LUZ | GALE
KRAMER 115 | 2130601 | 01096 | BAROID | 2216094 | D | 5090 | 33 | I | BAROID | GALE
KRAMER 115 | 2152561 | 06955 | GALILEO | 2124011 | D | 5061 | 12 | I | GALILEO | GALILEO P.T.
KRAMER 115 | 2183882 | 16422 | SIERRA TALC | 2274029 | D | 2556 | 33 | I | SIERRA TALC | HAIWEE
KRAMER 115 | 2142911 | 03938 | CONTE | 2220490 | D | 5061 | 12 | I | CONTE | HOLGATE
KRAMER 115 | 2135273 | 02457 | BURKETT | 2220676 | D | 5067 | 4 | I | BURKETT | HOLIDAY
KRAMER 115 | 2154061 | 02576 | CABALLEROS | 2220676 | D | 5067 | 4 | I | CABALLEROS | HOLIDAY
KRAMER 115 | 2169085 | 06045 | ESCUELA | 2220676 | D | 5067 | 4 | I | ESCUELA | HOLIDAY
KRAMER 115 | 2182115 | 14605 | RACQUET CLUB | 2220676 | D | 5067 | 4 | I | RACQUET CLUB | HOLIDAY
KRAMER 115 | 2168324 | 10155 | LAS PALMAS | 2220676 | D | 5067 | 4 | I | LAS PALMAS | HOLIDAY
KRAMER 115 | 2184883 | 17458 | TACHEVAH | 2220676 | D | 5067 | 4 | I | TACHEVAH | HOLIDAY
KRAMER 115 | 2143922 | 04255 | CRAFTSMAN | 2220488 | D | 5064 | 12 | I | CRAFTSMAN | HOMART
KRAMER 115 | 2149759 | 05318 | DRESSEN | 2220488 | D | 5064 | 12 | I | DRESSEN | HOMART
KRAMER 115 | 2149940 | 05403 | DUNLAP | 2220488 | D | 5064 | 12 | I | DUNLAP | HOMART
KRAMER 115 | 2183886 | 16445 | SILVERTONE | 2220488 | D | 5064 | 12 | I | SILVERTONE | HOMART
KRAMER 115 | 2189337 | 18488 | URBITA | 2220488 | D | 5064 | 12 | I | URBITA | HOMART
KRAMER 115 | 2129535 | 00334 | ALLSTATE | 2220488 | D | 5064 | 12 | I | ALLSTATE | HOMART
KRAMER 115 | 2160453 | 08635 | HOMELAND | 2124603 | D | 5023 | 4 | O | HOMELAND | HOMELAND PT
KRAMER 115 | 2167610 | 08645 | HOMEWOOD | 2124044 | D | 5061 | 4.8 | I | HOMEWOOD | HOMEWOOD PT
KRAMER 115 | 2167613 | 08670 | HOOK CREEK | 2124061 | D | 5064 | 2.4 | I | HOOK CREEK | HOOK CRK PT
KRAMER 115 | 2160456 | 08673 | HOOKER | 2124111 | D | 5061 | 12 | O | HOOKER | HOOKER P.T.
KRAMER 115 | 2155528 | 08423 | HIGHWAY SIX | 2214068 | D | 5061 | 12 | I | HIGHWAY SIX | INYOKERN
KRAMER 115 | 2178325 | 08815 | HULSEY | 2214070 | D | 5061 | 33 | I | HULSEY | INYOKERN
KRAMER 115 | 2186222 | 15026 | RICKOVER | 2214070 | D | 5061 | 33 | I | RICKOVER | INYOKERN
KRAMER 115 | 2163152 | 09619 | KENNEDY | 2214070 | D | 5061 | 33 | I | KENNEDY | INYOKERN
KRAMER 115 | 2190768 | 15953 | SAWMILL | 2214070 | D | 5061 | 33 | I | SAWMILL | INYOKERN
KRAMER 115 | 2154811 | 05332 | DRIVE INN | 2214068 | D | 5061 | 12 | I | DRIVE INN | INYOKERN
KRAMER 115 | 2178756 | 13265 | ORMAN | 2220660 | D | 5061 | 4.8 | I | ORMAN | INYOKERN TWN
KRAMER 115 | 2177407 | 08132 | HARVEY FIELD | 2220660 | D | 5061 | 4.8 | I | HARVEY FIELD | INYOKERN TWN
KRAMER 115 | 2187622 | 15678 | SALT | 2216086 | D | 5067 | 16 | I | SALT | IRON MT. SCE
KRAMER 115 | 2180463 | 09035 | ISNER | 2211688 | D | 5061 | 33 | I | ISNER | KRAMER
KRAMER 115 | 2133175 | 01374 | BEECHERS | 2211686 | D | 5061 | 2.4 | I | BEECHERS | KRAMER
KRAMER 115 | 2150581 | 05482 | DYSON | 2211688 | D | 5061 | 33 | I | DYSON | KRAMER
KRAMER 115 | 2170034 | 10622 | LOCKHART | 2211688 | D | 5061 | 33 | I | LOCKHART | KRAMER
KRAMER 115 | 2181561 | 09875 | KUFFEL | 2122915 | D | 5064 | 2.4 | I | KUFFEL | KUFFEL P.T.
KRAMER 115 | 2172268 | 11500 | MCKEVETT | 2125113 | D | 5538 | 4 | I | MCKEVETT | MCKEVETT PT
KRAMER 115 | 2179934 | 11552 | MEBANE | 2125130 | D | 5054 | 12 | I | MEBANE | MEBANE P.T.
KRAMER 115 | 2172943 | 12081 | MONACO | 2124884 | D | 5023 | 4 | I | MONACO | MONACO UGS
KRAMER 115 | 2134740 | 00450 | AMESTOY | 2216898 | D | 5023 | 4 | I | AMESTOY | MONETA
KRAMER 115 | 2143080 | 04020 | COPRA | 2216898 | D | 5023 | 4 | I | COPRA | MONETA
KRAMER 115 | 2149028 | 04320 | CRENSHAW | 2216898 | D | 5023 | 4 | I | CRENSHAW | MONETA
KRAMER 115 | 2165393 | 04850 | DELID | 2216898 | D | 5023 | 4 | I | DELID | MONETA
KRAMER 115 | 2178423 | 08900 | ILLINOIS | 2216898 | D | 5023 | 4 | I | ILLINOIS | MONETA
KRAMER 115 | 2179008 | 13570 | PALM | 2216898 | D | 5023 | 4 | I | PALM | MONETA
KRAMER 115 | 2162782 | 09260 | JOHANNA | 2216898 | D | 5023 | 4 | I | JOHANNA | MONETA
KRAMER 115 | 2129877 | 00620 | ANZAR | 2274071 | D | 5069 | 33 | I | ANZAR | MDW LAKMATHW
KRAMER 115 | 2160249 | 08256 | HEAVY | 2220452 | D | 5061 | 33 | I | HEAVY | RANDSBURG
KRAMER 115 | 2189855 | 13655 | PAPPAS | 2220452 | D | 5061 | 33 | I | PAPPAS | RANDSBURG
KRAMER 115 | 2190535 | 14690 | RANGER | 2124463 | D | 5064 | 2.4 | I | RANGER | RANGER P.T.
KRAMER 115 | 2186059 | 14711 | RATHKE | 2124480 | D | 5069 | 4 | O | RATHKE | RATHKE P.T.
KRAMER 115 | 2165023 | 07822 | HACKMAN | 2213530 | D | 5061 | 33 | I | HACKMAN | SEARLES
KRAMER 115 | 2165391 | 04835 | DEL JUAN | 2216060 | D | 5067 | 12 | I | DEL JUAN | SECOND AVE
KRAMER 115 | 2190561 | 15173 | RIVERVIEW | 2216060 | D | 5067 | 12 | I | RIVERVIEW | SECOND AVE
KRAMER 115 | 2190785 | 16123 | SENCI | 2126073 | D | 5067 | 4.8 | O | SENCI | SENCI P.T.
KRAMER 115 | 2163886 | 09827 | KNIGHT | 2216160 | D | 5061 | 33 | I | KNIGHT | SOUTHBASE
KRAMER 115 | 2190713 | 19702 | YEAGER | 2216160 | D | 5061 | 33 | I | YEAGER | SOUTHBASE
KRAMER 115 | 2190934 | 17274 | SUNLIGHT | 2126949 | D | 5073 | 4 | I | SUNLIGHT | SUNLIGHT PT
KRAMER 115 | 2143927 | 04378 | CROCKER | 2213784 | D | 5067 | 4 | I | CROCKER | SUNNY DUNES
KRAMER 115 | 2176790 | 10856 | LYTTON | 2213784 | D | 5067 | 4 | I | LYTTON | SUNNY DUNES
KRAMER 115 | 2185987 | 14706 | RAPFEAL | 2213784 | D | 5067 | 4 | I | RAPFEAL | SUNNY DUNES
KRAMER 115 | 2189856 | 13657 | PAROCELA | 2213784 | D | 5067 | 4 | I | PAROCELA | SUNNY DUNES
KRAMER 115 | 2186950 | 17276 | SUNNYCREST | 2126149 | D | 5538 | 4 | O | SUNNYCREST | SUNNYCRST PT
KRAMER 115 | 2140853 | 00025 | ABRAMS | 2215834 | D | 5090 | 33 | I | ABRAMS | TIEFORT
KRAMER 115 | 2141389 | 00407 | ALVORD | 2215834 | D | 5090 | 33 | I | ALVORD | TIEFORT
KRAMER 115 | 2152738 | 07147 | GEMINI | 2215834 | D | 5090 | 33 | I | GEMINI | TIEFORT
KRAMER 115 | 2146092 | 01945 | BOOK | 2215806 | D | 5090 | 33 | I | BOOK | TORTILLA
KRAMER 115 | 2159872 | 06835 | FRITO | 2215806 | D | 5090 | 33 | I | FRITO | TORTILLA
KRAMER 115 | 2179305 | 13787 | PATIO | 2213542 | D | 5090 | 12 | I | PATIO | TORTILLA
KRAMER 115 | 2181205 | 14262 | POCO | 2215806 | D | 5090 | 33 | I | POCO | TORTILLA
KRAMER 115 | 2184970 | 17508 | TAMALE | 2213542 | D | 5090 | 12 | I | TAMALE | TORTILLA
KRAMER 115 | 2135277 | 02501 | BURRITO | 2213542 | D | 5090 | 12 | I | BURRITO | TORTILLA
KRAMER 115 | 2190329 | 13972 | PESO | 2213542 | D | 5090 | 12 | I | PESO | TORTILLA
KRAMER 115 | 2160627 | 08804 | HUEVOS | 2213542 | D | 5090 | 12 | I | HUEVOS | TORTILLA
LA CIENEGA 66 | 2135271 | 02426 | BUNNY | 2216848 | D | 5023 | 16 | I | BUNNY | BEVERLY
LA CIENEGA 66 | 2139454 | 02652 | CALAREST | 2219196 | D | 5023 | 4 | I | CALAREST | BEVERLY
LA CIENEGA 66 | 2159326 | 04040 | CORD | 2219196 | D | 5023 | 4 | I | CORD | BEVERLY
LA CIENEGA 66 | 2168126 | 10076 | LA PEER | 2216848 | D | 5023 | 16 | I | LA PEER | BEVERLY
LA CIENEGA 66 | 2168706 | 05690 | ELEVADO | 2219196 | D | 5023 | 4 | I | ELEVADO | BEVERLY
LA CIENEGA 66 | 2177151 | 11551 | MEANDER | 2216848 | D | 5023 | 16 | I | MEANDER | BEVERLY
LA CIENEGA 66 | 2177588 | 08495 | HILTON | 2216848 | D | 5023 | 16 | I | HILTON | BEVERLY
LA CIENEGA 66 | 2179837 | 11440 | MCCARTY | 2216848 | D | 5023 | 16 | I | MCCARTY | BEVERLY
LA CIENEGA 66 | 2182849 | 10777 | LUCKMAN | 2216848 | D | 5023 | 16 | I | LUCKMAN | BEVERLY
LA CIENEGA 66 | 2183613 | 16000 | SCHUYLER | 2219196 | D | 5023 | 4 | I | SCHUYLER | BEVERLY
LA CIENEGA 66 | 2185051 | 11150 | MAPLE | 2219196 | D | 5023 | 4 | I | MAPLE | BEVERLY
LA CIENEGA 66 | 2187041 | 17558 | TARTAR | 2216848 | D | 5023 | 16 | I | TARTAR | BEVERLY
LA CIENEGA 66 | 2189249 | 18128 | TRIANGLE | 2219196 | D | 5023 | 4 | I | TRIANGLE | BEVERLY
LA CIENEGA 66 | 2190429 | 19780 | YOUNG | 2216848 | D | 5023 | 16 | I | YOUNG | BEVERLY
LA CIENEGA 66 | 2190650 | 24004 | BEVERLY SL #2 | 2219196 | D | 5023 | 4 | I | BEVERLY SL #2 | BEVERLY
LA CIENEGA 66 | 2191047 | 19470 | WILSHIRE | 2219196 | D | 5023 | 4 | I | WILSHIRE | BEVERLY
LA CIENEGA 66 | 2176408 | 10600 | LOCAL | 2216848 | D | 5023 | 16 | I | LOCAL | BEVERLY
LA CIENEGA 66 | 2178596 | 12970 | OAKHURST | 2219196 | D | 5023 | 4 | I | OAKHURST | BEVERLY
LA CIENEGA 66 | 2181200 | 14192 | PLAYBOY | 2216848 | D | 5023 | 16 | I | PLAYBOY | BEVERLY
LA CIENEGA 66 | 2190697 | 19340 | WHITWORTH | 2216848 | D | 5023 | 16 | I | WHITWORTH | BEVERLY
LA CIENEGA 66 | 2144742 | 04560 | CYNTHIA | 2219196 | D | 5023 | 4 | I | CYNTHIA | BEVERLY
LA CIENEGA 66 | 2147569 | 03770 | COLDWATER | 2219196 | D | 5023 | 4 | I | COLDWATER | BEVERLY
LA CIENEGA 66 | 2180855 | 14940 | REXFORD | 2219196 | D | 5023 | 4 | I | REXFORD | BEVERLY
LA CIENEGA 66 | 2181025 | 15320 | RODEO | 2219196 | D | 5023 | 4 | I | RODEO | BEVERLY
LA CIENEGA 66 | 2190320 | 13890 | PEERLESS | 2219196 | D | 5023 | 4 | I | PEERLESS | BEVERLY
LA CIENEGA 66 | 2190730 | 15490 | ROXBURY | 2219196 | D | 5023 | 4 | I | ROXBURY | BEVERLY
LA CIENEGA 66 | 2143775 | 04180 | COUNTRY CLUB | 2219196 | D | 5023 | 4 | I | COUNTRY CLUB | BEVERLY
LA CIENEGA 66 | 2148656 | 06145 | EXECUTIVE | 2216848 | D | 5023 | 16 | I | EXECUTIVE | BEVERLY
LA CIENEGA 66 | 2144959 | 04710 | DAYTON | 2219196 | D | 5023 | 4 | I | DAYTON | BEVERLY
LA CIENEGA 66 | 2148848 | 04138 | CORY | 2216848 | D | 5023 | 16 | I | CORY | BEVERLY
LA CIENEGA 66 | 2149948 | 04650 | DANIELS | 2216848 | D | 5023 | 16 | I | DANIELS | BEVERLY
LA CIENEGA 66 | 2190884 | 24003 | BEVERLY SL #1 | 2219196 | D | 5023 | 4 | I | BEVERLY SL #1 | BEVERLY
LA CIENEGA 66 | 2131719 | 00280 | ALDEN | 2219196 | D | 5023 | 4 | I | ALDEN | BEVERLY
LA CIENEGA 66 | 2144233 | 01490 | BENEDICT | 2219196 | D | 5023 | 4 | I | BENEDICT | BEVERLY
LA CIENEGA 66 | 2190783 | 16088 | SECRETARY | 2216848 | D | 5023 | 16 | I | SECRETARY | BEVERLY
LA CIENEGA 66 | 2153865 | 02450 | BURGER | 2216692 | D | 5012 | 4 | I | BURGER | BICKNELL
LA CIENEGA 66 | 2167762 | 08830 | HUMPHREY | 2216692 | D | 5012 | 4 | I | HUMPHREY | BICKNELL
LA CIENEGA 66 | 2150585 | 05540 | EASTMONT | 2216692 | D | 5012 | 4 | I | EASTMONT | BICKNELL
LA CIENEGA 66 | 2180020 | 11600 | MEDNICK | 2216692 | D | 5012 | 4 | I | MEDNICK | BICKNELL
LA CIENEGA 66 | 2165212 | 04640 | DANGLER | 2216692 | D | 5012 | 4 | O | DANGLER | BICKNELL
LA CIENEGA 66 | 2137230 | 03135 | CASTLEROCK | 2275899 | D | 5067 | 12 | I | CASTLEROCK | BIG BEND BIA
LA CIENEGA 66 | 2177865 | 12410 | MUSICK | 2273947 | D | 5033 | 7 | I | MUSICK | BIG CREEK 2
LA CIENEGA 66 | 2185806 | 16587 | SNO CAT | 2274030 | D | 5033 | 12 | I | SNO CAT | BIG CREEK 2
LA CIENEGA 66 | 2190922 | 17010 | STEVENSON | 2274030 | D | 5033 | 12 | I | STEVENSON | BIG CREEK 2
LA CIENEGA 66 | 2171877 | 11060 | MANIFOLD | 2274048 | D | 5033 | 2.4 | I | MANIFOLD | BIG CREEK 3
LA CIENEGA 66 | 2187547 | 15640 | SAGINAW | 2273996 | D | 5033 | 12 | I | SAGINAW | BIG CREEK 3
LA CIENEGA 66 | 2180544 | 09400 | JUMBO | 2274014 | D | 5033 | 12 | I | JUMBO | BIG CREEK 8
LA CIENEGA 66 | 2133435 | 01624 | BIG CREEK-PORTAL | 2274005 | D | 5033 | 33 | I | BIG CREEK-PORTAL | BIG CRK NO.1
LA CIENEGA 66 | 2130996 | 01626 | BIGFOOT | 2122486 | D | 5033 | 4 | I | BIGFOOT | BIGFOOT P.T.
LA CIENEGA 66 | 2130995 | 01623 | BIGGS | 2121661 | D | 5069 | 4 | I | BIGGS | BIGGS P.T.
LA CIENEGA 66 | 2144550 | 01658 | BILLIE MINE | 2121989 | D | 5090 | 12 | O | BILLIE MINE | BILLI MIN PT
LA CIENEGA 66 | 2140140 | 03220 | CEDAR | 2212358 | D | 5023 | 4 | I | CEDAR | COLORADO
LA CIENEGA 66 | 2152389 | 06730 | FRANKLIN | 2214646 | D | 5023 | 16 | I | FRANKLIN | COLORADO
LA CIENEGA 66 | 2165218 | 04810 | DELAWARE | 2214646 | D | 5023 | 16 | I | DELAWARE | COLORADO
LA CIENEGA 66 | 2179938 | 11580 | MEDICAL | 2212358 | D | 5023 | 4 | I | MEDICAL | COLORADO
LA CIENEGA 66 | 2184486 | 13728 | PARMAN | 2214646 | D | 5023 | 16 | F | PARMAN | COLORADO
LA CIENEGA 66 | 2184886 | 17471 | TAFT | 2214646 | D | 5023 | 16 | I | TAFT | COLORADO
LA CIENEGA 66 | 2187380 | 12776 | NOMAD | 2214646 | D | 5023 | 16 | I | NOMAD | COLORADO
LA CIENEGA 66 | 2190386 | 19720 | YALE | 2212358 | D | 5023 | 4 | I | YALE | COLORADO
LA CIENEGA 66 | 2176798 | 10890 | MADISON | 2214646 | D | 5023 | 16 | I | MADISON | COLORADO
LA CIENEGA 66 | 2137415 | 03400 | CHELSEA | 2212358 | D | 5023 | 4 | I | CHELSEA | COLORADO
LA CIENEGA 66 | 2191119 | 21047 | SPILLIKIN | 2219354 | D | 5054 | 16 | I | SPILLIKIN | COLOSSUS
LA CIENEGA 66 | 2190493 | 21046 | REVOLUTION | 2219354 | D | 5054 | 16 | I | REVOLUTION | COLOSSUS
LA CIENEGA 66 | 2135852 | 00850 | AUBURN | 2214532 | D | 5023 | 16 | I | AUBURN | CULVER
LA CIENEGA 66 | 2136393 | 02917 | CAPSTAN | 2214532 | D | 5023 | 16 | I | CAPSTAN | CULVER
LA CIENEGA 66 | 2141209 | 00320 | ALLA | 2214532 | D | 5023 | 16 | I | ALLA | CULVER
LA CIENEGA 66 | 2150434 | 05440 | DURANGO | 2212238 | D | 5023 | 4 | I | DURANGO | CULVER
LA CIENEGA 66 | 2157301 | 03430 | CHEVIOT | 2212238 | D | 5023 | 4 | I | CHEVIOT | CULVER
LA CIENEGA 66 | 2158431 | 07420 | GOLDWYN | 2212238 | D | 5023 | 4 | I | GOLDWYN | CULVER
LA CIENEGA 66 | 2167931 | 09080 | JACKSON | 2214532 | D | 5023 | 16 | I | JACKSON | CULVER
LA CIENEGA 66 | 2168705 | 05680 | ELECTRIC | 2214532 | D | 5023 | 16 | I | ELECTRIC | CULVER
LA CIENEGA 66 | 2180027 | 11740 | MESMER | 2212238 | D | 5023 | 4 | I | MESMER | CULVER
LA CIENEGA 66 | 2182537 | 13380 | OVERLAND | 2212238 | D | 5023 | 4 | I | OVERLAND | CULVER
LA CIENEGA 66 | 2183692 | 16165 | SERVO | 2212238 | D | 5023 | 4 | I | SERVO | CULVER
LA CIENEGA 66 | 2185141 | 11252 | MARLENE | 2214532 | D | 5023 | 16 | I | MARLENE | CULVER
LA CIENEGA 66 | 2189851 | 13615 | PANCAKE | 2212238 | D | 5023 | 4 | I | PANCAKE | CULVER
LA CIENEGA 66 | 2190689 | 19170 | WESLEY | 2212238 | D | 5023 | 4 | I | WESLEY | CULVER
LA CIENEGA 66 | 2190917 | 17000 | STEVENS | 2212238 | D | 5023 | 4 | I | STEVENS | CULVER
LA CIENEGA 66 | 2180612 | 11800 | M.G.M. | 2214532 | D | 5023 | 16 | I | M.G.M. | CULVER
LA CIENEGA 66 | 2190885 | 24005 | CULVER SL | 2212238 | D | 5023 | 4 | I | CULVER SL | CULVER
LA CIENEGA 66 | 2172260 | 11310 | MAR VISTA | 2214532 | D | 5023 | 16 | I | MAR VISTA | CULVER
LA CIENEGA 66 | 2190557 | 15100 | RIMPAU | 2212238 | D | 5023 | 4 | I | RIMPAU | CULVER
LA CIENEGA 66 | 2190310 | 13780 | PATHE | 2214532 | D | 5023 | 16 | I | PATHE | CULVER
LA CIENEGA 66 | 2190735 | 15550 | RUNWAY | 2214532 | D | 5023 | 16 | I | RUNWAY | CULVER
LA CIENEGA 66 | 2190999 | 18442 | UNIVERSITY | 2274140 | D | 5064 | 0.5 | I | UNIVERSITY | LA COLINA
LA CIENEGA 66 | 2167938 | 09966 | LA CRESCENTA | 2124144 | D | 5012 | 4 | I | LA CRESCENTA | LA CRSCNT PT
LA CIENEGA 66 | 2181568 | 09955 | LA CUARTA | 2125565 | D | 5800 | 4 | I | LA CUARTA | LA CUARTA PT
LA CIENEGA 66 | 2164065 | 09960 | LA CUMBRE | 2125037 | D | 5538 | 4 | I | LA CUMBRE | LA CUMBRE PT
LA CIENEGA 66 | 2134563 | 00170 | AIRCRAFT | 2219240 | D | 5023 | 16 | I | AIRCRAFT | MARINE
LA CIENEGA 66 | 2143919 | 04220 | COURTLAND | 2219240 | D | 5023 | 16 | I | COURTLAND | MARINE
LA CIENEGA 66 | 2176977 | 11480 | MCEWAN | 2219240 | D | 5023 | 16 | I | MCEWAN | MARINE
LA CIENEGA 66 | 2178499 | 12615 | NEON | 2219240 | D | 5023 | 16 | I | NEON | MARINE
LA CIENEGA 66 | 2186461 | 12560 | NAVY | 2219240 | D | 5023 | 16 | I | NAVY | MARINE
LA CIENEGA 66 | 2191023 | 18930 | WALGROVE | 2219240 | D | 5023 | 16 | I | WALGROVE | MARINE
LA CIENEGA 66 | 2178180 | 11280 | MARSHALL | 2219240 | D | 5023 | 16 | I | MARSHALL | MARINE
LA CIENEGA 66 | 2137735 | 01869 | BOGART | 2215464 | D | 5023 | 16 | I | BOGART | MOVIE
LA CIENEGA 66 | 2139449 | 02628 | CAGNEY | 2215464 | D | 5023 | 16 | I | CAGNEY | MOVIE
LA CIENEGA 66 | 2152397 | 06890 | GABLE | 2215464 | D | 5023 | 16 | I | GABLE | MOVIE
LA CIENEGA 66 | 2176591 | 10668 | LOMBARD | 2215464 | D | 5023 | 16 | I | LOMBARD | MOVIE
LA CIENEGA 66 | 2180850 | 12300 | MOYNIER | 2125137 | D | 5023 | 4 | I | MOYNIER | MOYNIER P.T.
LA CIENEGA 66 | 2181646 | 12315 | MT. DAVID | 2124284 | D | 5064 | 2.4 | O | MT. DAVID | MT. DAVID PT
LA CIENEGA 66 | 2186382 | 12317 | MT. GIVENS | 2125706 | D | 5033 | 2.4 | I | MT. GIVENS | MT GIVENS PT
LA CIENEGA 66 | 2137237 | 03314 | BIRCHIM | 2274011 | D | 2556 | 12 | I | BIRCHIM | MT. TOM
LA CIENEGA 66 | 2180374 | 08947 | INYO LUMBER | 2274011 | D | 2556 | 12 | I | INYO LUMBER | MT. TOM
LA CIENEGA 66 | 2190997 | 18408 | UNDERWOOD | 2274011 | D | 2556 | 12 | I | UNDERWOOD | MT. TOM
LA CIENEGA 66 | 2136396 | 02937 | CAREY | 2212948 | D | 5064 | 4 | I | CAREY | MT. VERNON
LA CIENEGA 66 | 2156563 | 07060 | GARNER | 2212948 | D | 5064 | 4 | I | GARNER | MT. VERNON
LA CIENEGA 66 | 2182283 | 10271 | LEBER | 2212948 | D | 5064 | 4 | I | LEBER | MT. VERNON
LA CIENEGA 66 | 2183166 | 15630 | SAGE | 2212948 | D | 5064 | 4 | I | SAGE | MT. VERNON
LA CIENEGA 66 | 2149023 | 04231 | COWEN | 2212948 | D | 5064 | 4 | I | COWEN | MT. VERNON
LA CIENEGA 66 | 2175543 | 07387 | GOODNER | 2212948 | D | 5064 | 4 | I | GOODNER | MT. VERNON
LA CIENEGA 66 | 2190581 | 17911 | TIVO | 2125723 | D | 5012 | 16 | I | TIVO | MT WILSON PT
LA CIENEGA 66 | 2190459 | 21063 | SIMONIS | 2220116 | D | 5023 | 16 | I | SIMONIS | PAPERMATE
LA CIENEGA 66 | 2179248 | 13656 | PAR | 2126794 | D | 5538 | 2.4 | I | PAR | PAR P.T.
LA CIENEGA 66 | 2190304 | 13701 | PARKCREST | 2124427 | D | 5073 | 4 | I | PARKCREST | PARKCREST PT
LA CIENEGA 66 | 2162587 | 09229 | JET SKI | 2124388 | D | 5067 | 12 | I | JET SKI | PARKER STRIP
LA CIENEGA 66 | 2131544 | 00247 | ALBATROSS | 2212322 | D | 5023 | 16 | I | ALBATROSS | SANTA MONICA
LA CIENEGA 66 | 2147933 | 04730 | DEAUVILLE | 2214606 | D | 5023 | 4 | I | DEAUVILLE | SANTA MONICA
LA CIENEGA 66 | 2147936 | 04733 | DEBUG | 2212322 | D | 5023 | 16 | I | DEBUG | SANTA MONICA
LA CIENEGA 66 | 2156746 | 07170 | GEORGIAN | 2214606 | D | 5023 | 4 | I | GEORGIAN | SANTA MONICA
LA CIENEGA 66 | 2179549 | 14040 | PICKERING | 2214606 | D | 5023 | 4 | I | PICKERING | SANTA MONICA
LA CIENEGA 66 | 2182203 | 10160 | LASSEN | 2214606 | D | 5023 | 4 | I | LASSEN | SANTA MONICA
LA CIENEGA 66 | 2183379 | 16090 | SECURITY | 2214606 | D | 5023 | 4 | I | SECURITY | SANTA MONICA
LA CIENEGA 66 | 2189995 | 17317 | SUNTOWER | 2212322 | D | 5023 | 16 | I | SUNTOWER | SANTA MONICA
LA CIENEGA 66 | 2190651 | 24006 | SANTA MONICA SL | 2214606 | D | 5023 | 4 | I | SANTA MONICA SL | SANTA MONICA
LA CIENEGA 66 | 2188193 | 18360 | TWENTY SIX ST | 2214606 | D | 5023 | 4 | I | TWENTY SIX ST | SANTA MONICA
LA CIENEGA 66 | 2180461 | 09000 | IRWIN HTS | 2214606 | D | 5023 | 4 | I | IRWIN HTS | SANTA MONICA
LA CIENEGA 66 | 2130792 | 01282 | BEACHCOMBER | 2212322 | D | 5023 | 16 | I | BEACHCOMBER | SANTA MONICA
LA CIENEGA 66 | 2183085 | 15118 | RIPTIDE | 2212322 | D | 5023 | 16 | I | RIPTIDE | SANTA MONICA
LA CIENEGA 66 | 2190591 | 18076 | TRADEWIND | 2212322 | D | 5023 | 16 | I | TRADEWIND | SANTA MONICA
LA CIENEGA 66 | 2190940 | 17353 | SURFRIDER | 2212322 | D | 5023 | 16 | I | SURFRIDER | SANTA MONICA
LA CIENEGA 66 | 2174023 | 12720 | NINTH ST | 2214606 | D | 5023 | 4 | I | NINTH ST | SANTA MONICA
LA CIENEGA 66 | 2185725 | 16470 | SIXTEENTH ST. | 2214606 | D | 5023 | 4 | I | SIXTEENTH ST. | SANTA MONICA
LA CIENEGA 66 | 2151127 | 06307 | FEDERAL | 2214666 | D | 5023 | 16 | I | FEDERAL | SAWTELLE
LA CIENEGA 66 | 2190311 | 13813 | PATTON | 2214666 | D | 5023 | 16 | I | PATTON | SAWTELLE
LA CIENEGA 66 | 2174022 | 12716 | NIMITZ | 2214666 | D | 5023 | 16 | I | NIMITZ | SAWTELLE
LA CIENEGA 66 | 2182040 | 14496 | PURDUE | 2214666 | D | 5023 | 16 | I | PURDUE | SAWTELLE
LA CIENEGA 66 | 2187708 | 16008 | SCORPION | 2125756 | D | 5061 | 12 | I | SCORPION | SCORPION PT
LA CIENEGA 66 | 2190776 | 16013 | SCOUT | 2126956 | D | 5061 | 12 | I | SCOUT | SCOUT P.T.
LA CIENEGA 66 | 2190652 | 30521 | SDGE 521 | 2274156 | D | 5070 | 12 | I | SDGE 521 | SDGE AVOCADO
LA CIENEGA 66 | 2191133 | 30520 | SDGE 520 | 2274156 | D | 5070 | 12 | I | SDGE 520 | SDGE AVOCADO
LA CIENEGA 66 | 2178030 | 10955 | MAIN GATE | 2122271 | D | 5538 | 4 | O | MAIN GATE | SEABEE
LA CIENEGA 66 | 2190869 | 21042 | SONY 2 | 2212450 | D | 5023 | 16 | I | SONY 2 | SONY
LA CIENEGA 66 | 2190489 | 21041 | SONY 1 | 2212450 | D | 5023 | 16 | I | SONY 1 | SONY
LA CIENEGA 66 | 2185897 | 16672 | SOPER | 2126975 | D | 5073 | 4 | I | SOPER | SOPER P.T.
LA CIENEGA 66 | 2151123 | 06274 | FANTAIL | 2217028 | D | 5023 | 16 | I | FANTAIL | TAHITI
LA CIENEGA 66 | 2187780 | 16044 | SEAHORSE | 2217028 | D | 5023 | 16 | I | SEAHORSE | TAHITI
LA CIENEGA 66 | 2183244 | 15744 | SANDMAN | 2217028 | D | 5023 | 16 | I | SANDMAN | TAHITI
LA CIENEGA 66 | 2136702 | 01117 | BARNACLE | 2217028 | D | 5023 | 16 | I | BARNACLE | TAHITI
LA CIENEGA 66 | 2187040 | 17546 | TAHQUITZ | 2126687 | D | 5070 | 12 | I | TAHQUITZ | TAHQUITZ PT
LA CIENEGA 66 | 2146663 | 05280 | DOWELL | 2214618 | D | 5023 | 4 | I | DOWELL | WINDSR HILLS
LA CIENEGA 66 | 2184718 | 17036 | STOCKER | 2214622 | D | 5023 | 16 | I | STOCKER | WINDSR HILLS
LA CIENEGA 66 | 2187384 | 12850 | NORTHRIDGE | 2214618 | D | 5023 | 4 | I | NORTHRIDGE | WINDSR HILLS
LA CIENEGA 66 | 2190808 | 16334 | SHERBOURNE | 2214622 | D | 5023 | 16 | I | SHERBOURNE | WINDSR HILLS
LA CIENEGA 66 | 2177767 | 12290 | MOWDER | 2214618 | D | 5023 | 4 | I | MOWDER | WINDSR HILLS
LA CIENEGA 66 | 2181639 | 09970 | LADERA | 2214618 | D | 5023 | 4 | I | LADERA | WINDSR HILLS
LA CIENEGA 66 | 2189991 | 17224 | SUMMERHILL | 2214622 | D | 5023 | 16 | I | SUMMERHILL | WINDSR HILLS
LA CIENEGA 66 | 2190133 | 18680 | VERDUN | 2214618 | D | 5023 | 4 | I | VERDUN | WINDSR HILLS
LA CIENEGA 66 | 2182536 | 13370 | OVERHILL | 2214618 | D | 5023 | 4 | I | OVERHILL | WINDSR HILLS
LA FRESA 66 | 2131725 | 00448 | AMEN | 2121040 | D | 5012 | 2.4 | O | AMEN | AMEN P.T.
LA FRESA 66 | 2133010 | 01097 | BARGE | 2212394 | D | 5023 | 4 | I | BARGE | BRIDGE
LA FRESA 66 | 2171289 | 06172 | EZRA | 2212394 | D | 5023 | 4 | I | EZRA | BRIDGE
LA FRESA 66 | 2190563 | 15183 | RIVET | 2212394 | D | 5023 | 4 | I | RIVET | BRIDGE
LA FRESA 66 | 2156938 | 07268 | GIRDER | 2212394 | D | 5023 | 4 | I | GIRDER | BRIDGE
LA FRESA 66 | 2189699 | 17117 | STRINGER | 2212394 | D | 5023 | 4 | I | STRINGER | BRIDGE
LA FRESA 66 | 2188109 | 18235 | TRUSS | 2212394 | D | 5023 | 4 | I | TRUSS | BRIDGE
LA FRESA 66 | 2181112 | 14038 | PICKLE MEADOWS | 2274056 | D | 2556 | 16 | I | PICKLE MEADOWS | BRIDGEPORT
LA FRESA 66 | 2186876 | 17122 | STROSNIDER | 2274056 | D | 2556 | 16 | I | STROSNIDER | BRIDGEPORT
LA FRESA 66 | 2183384 | 15282 | ROBINSON CREEK | 2273991 | D | 2556 | 12 | I | ROBINSON CREEK | BRIDGEPORT
LA FRESA 66 | 2147752 | 04612 | DALESIDE | 2219264 | D | 5023 | 16 | I | DALESIDE | BRIGHTON
LA FRESA 66 | 2157863 | 06262 | PENTHOUSE | 2219264 | D | 5023 | 16 | I | PENTHOUSE | BRIGHTON
LA FRESA 66 | 2180858 | 14968 | RHUMBA | 2219264 | D | 5023 | 16 | I | RHUMBA | BRIGHTON
LA FRESA 66 | 2137235 | 03305 | CHADRON | 2219264 | D | 5023 | 16 | I | CHADRON | BRIGHTON
LA FRESA 66 | 2183445 | 15602 | RUTHELLEN | 2219264 | D | 5023 | 16 | I | RUTHELLEN | BRIGHTON
LA FRESA 66 | 2153324 | 07868 | HALLDALE | 2219264 | D | 5023 | 16 | I | HALLDALE | BRIGHTON
LA FRESA 66 | 2147233 | 03480 | CHILDERS | 2220136 | D | 5800 | 4 | I | CHILDERS | BRISTOL
LA FRESA 66 | 2162583 | 09190 | JAYCEE | 2220136 | D | 5800 | 4 | I | JAYCEE | BRISTOL
LA FRESA 66 | 2170242 | 10750 | LOUISE | 2220136 | D | 5800 | 4 | I | LOUISE | BRISTOL
LA FRESA 66 | 2153688 | 02262 | BROADCOM | 2122012 | D | 5800 | 4 | I | BROADCOM | BROADCOM PT
LA FRESA 66 | 2190453 | 21026 | COOLING 1 | 2213924 | D | 5023 | 12 | I | COOLING 1 | COMPRESS
LA FRESA 66 | 2190487 | 21039 | LAYE | 2213924 | D | 5023 | 12 | I | LAYE | COMPRESS
LA FRESA 66 | 2190490 | 21044 | NOX 1 | 2213924 | D | 5023 | 12 | I | NOX 1 | COMPRESS
LA FRESA 66 | 2190492 | 21045 | NOX 2 | 2213924 | D | 5023 | 12 | I | NOX 2 | COMPRESS
LA FRESA 66 | 2190497 | 21066 | TANK FARM 6 | 2213924 | D | 5023 | 12 | I | TANK FARM 6 | COMPRESS
LA FRESA 66 | 2190501 | 21072 | FUEL GAS 3 | 2213924 | D | 5023 | 12 | I | FUEL GAS 3 | COMPRESS
LA FRESA 66 | 2190868 | 21040 | MATA | 2213924 | D | 5023 | 12 | I | MATA | COMPRESS
LA FRESA 66 | 2190880 | 21096 | ESP1 | 2213924 | D | 5023 | 12 | I | ESP1 | COMPRESS
LA FRESA 66 | 2190881 | 21100 | ESP2 DESALTER | 2213924 | D | 5023 | 12 | I | ESP2 DESALTER | COMPRESS
LA FRESA 66 | 2190483 | 21027 | COOLING 2 | 2213924 | D | 5023 | 12 | I | COOLING 2 | COMPRESS
LA FRESA 66 | 2190500 | 21071 | FUEL GAS 2 | 2213924 | D | 5023 | 12 | I | FUEL GAS 2 | COMPRESS
LA FRESA 66 | 2190458 | 21060 | RO FEED WATER | 2213924 | D | 5023 | 12 | I | RO FEED WATER | COMPRESS
LA FRESA 66 | 2190502 | 21073 | FUEL GAS 4 | 2213924 | D | 5023 | 12 | I | FUEL GAS 4 | COMPRESS
LA FRESA 66 | 2190496 | 21065 | TANK FARM 5 | 2213924 | D | 5023 | 12 | I | TANK FARM 5 | COMPRESS
LA FRESA 66 | 2190499 | 21070 | FUEL GAS 1 | 2213924 | D | 5023 | 12 | I | FUEL GAS 1 | COMPRESS
LA FRESA 66 | 2191125 | 21068 | MCVEIGH | 2213924 | D | 5023 | 12 | I | MCVEIGH | COMPRESS
LA FRESA 66 | 2184233 | 16540 | SLOAN | 2213150 | D | 5073 | 4 | I | SLOAN | COMPTON
LA FRESA 66 | 2143924 | 04270 | CRANE | 2213150 | D | 5073 | 4 | I | CRANE | COMPTON
LA FRESA 66 | 2184799 | 17040 | STOCKWELL | 2213150 | D | 5073 | 4 | I | STOCKWELL | COMPTON
LA FRESA 66 | 2140500 | 03517 | CINDER | 1462401 | D | 5061 | 12 | I | CINDER | COSO
LA FRESA 66 | 2168890 | 05800 | ELMIRA | 2220158 | D | 5800 | 4 | I | ELMIRA | COSTA MESA
LA FRESA 66 | 2176187 | 08060 | HARPER | 2220158 | D | 5800 | 4 | I | HARPER | COSTA MESA
LA FRESA 66 | 2186148 | 14990 | RICHARDS | 2220158 | D | 5800 | 4 | I | RICHARDS | COSTA MESA
LA FRESA 66 | 2136218 | 02890 | CAPE | 2220158 | D | 5800 | 4 | I | CAPE | COSTA MESA
LA FRESA 66 | 2157663 | 03650 | CLIFF | 2220158 | D | 5800 | 4 | I | CLIFF | COSTA MESA
LA FRESA 66 | 2187383 | 12800 | NORDINA | 2220158 | D | 5800 | 4 | I | NORDINA | COSTA MESA
LA FRESA 66 | 2187466 | 13050 | OGLE | 2220158 | D | 5800 | 4 | I | OGLE | COSTA MESA
LA FRESA 66 | 2143772 | 04139 | COSTERA | 2123914 | D | 5538 | 4 | O | COSTERA | COSTERA P.T.
LA FRESA 66 | 2143773 | 04150 | COTTAGE GROVE | 2123865 | D | 5064 | 2.4 | I | COTTAGE GROVE | COTTAGE GRVE
LA FRESA 66 | 2130789 | 01231 | BAUXITE | 2217012 | D | 5023 | 16 | I | BAUXITE | CREST
LA FRESA 66 | 2180613 | 11811 | MICA | 2217012 | D | 5023 | 16 | I | MICA | CREST
LA FRESA 66 | 2189114 | 16438 | SILICONE | 2217012 | D | 5023 | 16 | I | SILICONE | CREST
LA FRESA 66 | 2190395 | 19835 | ZIRCON | 2217012 | D | 5023 | 16 | I | ZIRCON | CREST
LA FRESA 66 | 2190432 | 19890 | ZINC | 2217012 | D | 5023 | 16 | I | ZINC | CREST
LA FRESA 66 | 2190523 | 14586 | QUICKSILVER | 2217012 | D | 5023 | 16 | I | QUICKSILVER | CREST
LA FRESA 66 | 2157868 | 06308 | FELDSPAR | 2217012 | D | 5023 | 16 | I | FELDSPAR | CREST
LA FRESA 66 | 2133853 | 01975 | BORDEN | 2212364 | D | 5023 | 4 | I | BORDEN | DITMAR
LA FRESA 66 | 2157661 | 03630 | CLEO | 2212364 | D | 5023 | 4 | I | CLEO | DITMAR
LA FRESA 66 | 2180764 | 12180 | MORGAN | 2212364 | D | 5023 | 4 | I | MORGAN | DITMAR
LA FRESA 66 | 2182042 | 14510 | PULLMAN | 2212364 | D | 5023 | 4 | I | PULLMAN | DITMAR
LA FRESA 66 | 2185233 | 14158 | PISTON | 2212368 | D | 5023 | 16 | I | PISTON | DITMAR
LA FRESA 66 | 2188532 | 18100 | TRANSPLANT | 2212364 | D | 5023 | 4 | I | TRANSPLANT | DITMAR
LA FRESA 66 | 2190627 | 18578 | VALVE | 2212368 | D | 5023 | 16 | I | VALVE | DITMAR
LA FRESA 66 | 2159509 | 06587 | FLYWHEEL | 2212368 | D | 5023 | 16 | I | FLYWHEEL | DITMAR
LA FRESA 66 | 2160065 | 08040 | HARKNESS | 2212364 | D | 5023 | 4 | I | HARKNESS | DITMAR
LA FRESA 66 | 2162391 | 09130 | JANICE | 2212364 | D | 5023 | 4 | I | JANICE | DITMAR
LA FRESA 66 | 2144741 | 04554 | CYLINDER | 2212368 | D | 5023 | 16 | I | CYLINDER | DITMAR
LA FRESA 66 | 2162968 | 09520 | KEENER | 2217126 | D | 5033 | 4 | I | KEENER | DIVISADERO
LA FRESA 66 | 2167409 | 05370 | DUDLEY | 2217126 | D | 5033 | 4 | O | DUDLEY | DIVISADERO
LA FRESA 66 | 2190508 | 21097 | MTS#1 | 2212174 | D | 5073 | 25 | I | MTS#1 | DOCK
LA FRESA 66 | 2191130 | 21098 | MTS#2 | 2212174 | D | 5073 | 25 | I | MTS#2 | DOCK
LA FRESA 66 | 2191131 | 21099 | MTS#3 | 2212174 | D | 5073 | 25 | I | MTS#3 | DOCK
LA FRESA 66 | 2159870 | 06820 | FRINGE | 2219220 | D | 5023 | 4 | I | FRINGE | DOHENY
LA FRESA 66 | 2176399 | 08077 | HARRATT | 2219220 | D | 5023 | 4 | I | HARRATT | DOHENY
LA FRESA 66 | 2190607 | 18210 | TROUSDALE | 2219220 | D | 5023 | 4 | I | TROUSDALE | DOHENY
LA FRESA 66 | 2177949 | 12476 | NADIR | 2219220 | D | 5023 | 4 | I | NADIR | DOHENY
LA FRESA 66 | 2149587 | 05185 | DOLORES | 2123122 | D | 5012 | 4 | I | DOLORES | DOLORES P.T.
LA FRESA 66 | 2167031 | 05188 | DOLPHIN | 2123601 | D | 5538 | 4 | F | DOLPHIN | DOLPHIN P.T.
LA FRESA 66 | 2146486 | 05195 | DOMELAND | 2123556 | D | 5061 | 12 | I | DOMELAND | DOMELAND PT
LA FRESA 66 | 2178258 | 08696 | HORSETHIEF | 2124631 | D | 5070 | 2.4 | O | HORSETHIEF | HRSETHIEF PT
LA FRESA 66 | 2135270 | 02380 | BUDLONG | 2216880 | D | 5023 | 4 | I | BUDLONG | HOWARD
LA FRESA 66 | 2165395 | 04930 | DENKER | 2216880 | D | 5023 | 4 | I | DENKER | HOWARD
LA FRESA 66 | 2174211 | 12811 | NORMANDIE | 2216880 | D | 5023 | 4 | I | NORMANDIE | HOWARD
LA FRESA 66 | 2179005 | 13470 | PACOMA | 2216880 | D | 5023 | 4 | I | PACOMA | HOWARD
LA FRESA 66 | 2190631 | 18620 | VAN WICK | 2216880 | D | 5023 | 4 | I | VAN WICK | HOWARD
LA FRESA 66 | 2191020 | 18910 | WAGNER | 2216880 | D | 5023 | 4 | I | WAGNER | HOWARD
LA FRESA 66 | 2139971 | 03030 | CARTER | 2216880 | D | 5023 | 4 | I | CARTER | HOWARD
LA FRESA 66 | 2189188 | 16500 | SLACK | 2216764 | D | 5012 | 4 | I | SLACK | HOYT
LA FRESA 66 | 2190285 | 19090 | WEAVER | 2216764 | D | 5012 | 4 | I | WEAVER | HOYT
LA FRESA 66 | 2189329 | 18200 | TROY | 2216764 | D | 5012 | 4 | I | TROY | HOYT
LA FRESA 66 | 2141216 | 00375 | ALPACA | 2216764 | D | 5012 | 4 | I | ALPACA | HOYT
LA FRESA 66 | 2190781 | 16050 | SEAMAN | 2216764 | D | 5012 | 4 | I | SEAMAN | HOYT
LA FRESA 66 | 2167760 | 08805 | HUEY | 2124666 | D | 5800 | 2.4 | I | HUEY | HUEY P.T.
LA FRESA 66 | 2178327 | 08820 | HUME | 2124118 | D | 5538 | 4 | O | HUME | HUME P.T.
LA FRESA 66 | 2145912 | 01760 | BLAKE | 2211620 | D | 5023 | 16 | I | BLAKE | LA FRESA
LA FRESA 66 | 2153099 | 07560 | GRAVEYARD | 2211620 | D | 5023 | 16 | I | GRAVEYARD | LA FRESA
LA FRESA 66 | 2179240 | 14000 | PETROL | 2211620 | D | 5023 | 16 | I | PETROL | LA FRESA
LA FRESA 66 | 2182931 | 14620 | RADIATOR | 2211620 | D | 5023 | 16 | I | RADIATOR | LA FRESA
LA FRESA 66 | 2161383 | 07150 | GENERAL PETROLEUM | 2211620 | D | 5023 | 16 | I | GENERAL PETROLEUM | LA FRESA
LA FRESA 66 | 2167032 | 05200 | DOMINGUEZ | 2211620 | D | 5023 | 16 | I | DOMINGUEZ | LA FRESA
LA FRESA 66 | 2135094 | 02330 | BRYANT | 2211620 | D | 5023 | 16 | I | BRYANT | LA FRESA
LA FRESA 66 | 2171489 | 06450 | FIRMONA | 2211620 | D | 5023 | 16 | I | FIRMONA | LA FRESA
LA FRESA 66 | 2135651 | 00780 | ARTISANO | 2211620 | D | 5023 | 16 | I | ARTISANO | LA FRESA
LA FRESA 66 | 2168894 | 05840 | ELROY | 2211620 | D | 5023 | 16 | I | ELROY | LA FRESA
LA FRESA 66 | 2178680 | 13010 | OCCIDENTAL | 2211620 | D | 5023 | 16 | I | OCCIDENTAL | LA FRESA
LA FRESA 66 | 2181964 | 14480 | PUEBLO | 2211620 | D | 5023 | 16 | I | PUEBLO | LA FRESA
LA FRESA 66 | 2180759 | 12161 | SHORELINE | 2219384 | D | 5023 | 16 | I | SHORELINE | MARYMOUNT
LA FRESA 66 | 2134568 | 00437 | AMBERSKY | 2219384 | D | 5023 | 16 | I | AMBERSKY | MARYMOUNT
LA FRESA 66 | 2163710 | 04223 | COVEVIEW | 2219384 | D | 5023 | 16 | I | COVEVIEW | MARYMOUNT
LA FRESA 66 | 2138249 | 02421 | BULLPUP | 864350 | D | 5033 | 12 | F | BULLPUP | MASCOT
LA FRESA 66 | 2158430 | 07401 | GOLDENBEAR | 864350 | D | 5033 | 12 | F | GOLDENBEAR | MASCOT
LA FRESA 66 | 2178036 | 11166 | MARAUDER | 864350 | D | 5033 | 12 | F | MARAUDER | MASCOT
LA FRESA 66 | 2190592 | 18081 | TRAILBLAZER | 864350 | D | 5033 | 12 | F | TRAILBLAZER | MASCOT
LA FRESA 66 | 2190477 | 20410 | MOBILE#10 | 3470 | D | 5069 | 12 | I | MOBILE#10 | MOBILE SUBST
LA FRESA 66 | 2132070 | 01821 | BLOWER | 2212312 | D | 5023 | 12 | I | BLOWER | MOBILOIL
LA FRESA 66 | 2132714 | 00918 | BABCOCK | 2212312 | D | 5023 | 12 | I | BABCOCK | MOBILOIL
LA FRESA 66 | 2134562 | 00169 | AIR | 2212312 | D | 5023 | 12 | I | AIR | MOBILOIL
LA FRESA 66 | 2140676 | 03756 | COKER 1 | 2212312 | D | 5023 | 12 | I | COKER 1 | MOBILOIL
LA FRESA 66 | 2140678 | 03758 | COKER 3 | 2212312 | D | 5023 | 12 | I | COKER 3 | MOBILOIL
LA FRESA 66 | 2140849 | 03759 | COKER 4 | 2212312 | D | 5023 | 12 | I | COKER 4 | MOBILOIL
LA FRESA 66 | 2142528 | 03801 | COLLETTE | 2212312 | D | 5023 | 12 | I | COLLETTE | MOBILOIL
LA FRESA 66 | 2163352 | 09806 | KIRSOP | 2212312 | D | 5023 | 12 | I | KIRSOP | MOBILOIL
LA FRESA 66 | 2164456 | 10515 | LISA | 2212312 | D | 5023 | 12 | I | LISA | MOBILOIL
LA FRESA 66 | 2171089 | 11347 | MATTHEWS | 2212312 | D | 5023 | 12 | I | MATTHEWS | MOBILOIL
LA FRESA 66 | 2173476 | 09783 | KIRKPATRICK | 2212312 | D | 5023 | 12 | I | KIRKPATRICK | MOBILOIL
LA FRESA 66 | 2187867 | 17534 | TANK FARM 4 | 2212312 | D | 5023 | 12 | I | TANK FARM 4 | MOBILOIL
LA FRESA 66 | 2190351 | 17742 | THEES | 2212312 | D | 5023 | 12 | I | THEES | MOBILOIL
LA FRESA 66 | 2190365 | 17895 | TINDAL | 2212312 | D | 5023 | 12 | I | TINDAL | MOBILOIL
LA FRESA 66 | 2190455 | 21029 | HYDROCRACKER 2 | 2212312 | D | 5023 | 12 | I | HYDROCRACKER 2 | MOBILOIL
LA FRESA 66 | 2190484 | 21036 | TREATER 2 | 2212312 | D | 5023 | 12 | I | TREATER 2 | MOBILOIL
LA FRESA 66 | 2190589 | 18016 | TOUR | 2212312 | D | 5023 | 12 | I | TOUR | MOBILOIL
LA FRESA 66 | 2190867 | 21037 | TREATER 3 | 2212312 | D | 5023 | 12 | I | TREATER 3 | MOBILOIL
LA FRESA 66 | 2190454 | 21028 | HYDROCRACKER 1 | 2212312 | D | 5023 | 12 | I | HYDROCRACKER 1 | MOBILOIL
LA FRESA 66 | 2150782 | 05635 | EISENMANN | 2212312 | D | 5023 | 12 | I | EISENMANN | MOBILOIL
LA FRESA 66 | 2185313 | 14374 | POTTER | 2212312 | D | 5023 | 12 | I | POTTER | MOBILOIL
LA FRESA 66 | 2185889 | 16607 | SOCONY | 2212312 | D | 5023 | 12 | I | SOCONY | MOBILOIL
LA FRESA 66 | 2187864 | 17531 | TANK FARM 1 | 2212312 | D | 5023 | 12 | I | TANK FARM 1 | MOBILOIL
LA FRESA 66 | 2190866 | 21035 | TREATER 1 | 2212312 | D | 5023 | 12 | I | TREATER 1 | MOBILOIL
LA FRESA 66 | 2191002 | 18514 | VACUUM | 2212312 | D | 5023 | 12 | I | VACUUM | MOBILOIL
LA FRESA 66 | 2152736 | 07143 | GELLENBECK | 2212312 | D | 5023 | 12 | I | GELLENBECK | MOBILOIL
LA FRESA 66 | 2190495 | 21058 | JETWATER | 2212312 | D | 5023 | 12 | I | JETWATER | MOBILOIL
LA FRESA 66 | 2140677 | 03757 | COKER 2 | 2212312 | D | 5023 | 12 | I | COKER 2 | MOBILOIL
LA FRESA 66 | 2147417 | 03761 | COKER 5 | 2212312 | D | 5023 | 12 | I | COKER 5 | MOBILOIL
LA FRESA 66 | 2151667 | 06318 | FELON | 2212312 | D | 5023 | 12 | I | FELON | MOBILOIL
LA FRESA 66 | 2154426 | 05081 | DIGNAN | 2212312 | D | 5023 | 12 | I | DIGNAN | MOBILOIL
LA FRESA 66 | 2187866 | 17533 | TANK FARM 3 | 2212312 | D | 5023 | 12 | I | TANK FARM 3 | MOBILOIL
LA FRESA 66 | 2188617 | 18937 | WALK | 2212312 | D | 5023 | 12 | I | WALK | MOBILOIL
LA FRESA 66 | 2190324 | 13908 | PENICK | 2212312 | D | 5023 | 12 | I | PENICK | MOBILOIL
LA FRESA 66 | 2190486 | 21038 | TREATER 4 | 2212312 | D | 5023 | 12 | I | TREATER 4 | MOBILOIL
LA FRESA 66 | 2190825 | 16589 | SNOVER | 2212312 | D | 5023 | 12 | I | SNOVER | MOBILOIL
LA FRESA 66 | 2187865 | 17532 | TANK FARM 2 | 2212312 | D | 5023 | 12 | I | TANK FARM 2 | MOBILOIL
LA FRESA 66 | 2177318 | 12021 | MOCHA | 2124314 | D | 5067 | 12 | O | MOCHA | MOCHA P.T.
LA FRESA 66 | 2186303 | 12027 | MOCKINGBIRD | 2125690 | D | 5067 | 12 | I | MOCKINGBIRD | MOCKNGBRD PT
LA FRESA 66 | 2181028 | 15377 | ROMIJN | 2125654 | D | 5070 | 12 | F | ROMIJN | MODEL P.T.
LA FRESA 66 | 2146481 | 02246 | BRINKLEY | 2125654 | D | 5070 | 12 | I | BRINKLEY | MODEL P.T.
LA FRESA 66 | 2191114 | 21011 | MOOG 1 | 2216882 | D | 5023 | 12 | I | MOOG 1 | MOOG
LA FRESA 66 | 2144091 | 04430 | CROW | 2219514 | D | 5033 | 4 | I | CROW | MOONEY
LA FRESA 66 | 2183164 | 15620 | SADIE | 2219514 | D | 5033 | 4 | O | SADIE | MOONEY
LA FRESA 66 | 2151307 | 06440 | FINNI | 2219514 | D | 5033 | 4 | I | FINNI | MOONEY
LA FRESA 66 | 2188785 | 19270 | WHITNEY | 2219514 | D | 5033 | 4 | I | WHITNEY | MOONEY
LA FRESA 66 | 2172946 | 12163 | MOONSHINE | 2125645 | D | 5538 | 4 | O | MOONSHINE | MOONSHINE PT
LA FRESA 66 | 2133850 | 01902 | BONGE | 2220678 | D | 5070 | 12 | I | BONGE | NUEVO
LA FRESA 66 | 2169460 | 09412 | JUNIPER | 2220678 | D | 5070 | 12 | I | JUNIPER | NUEVO
LA FRESA 66 | 2145323 | 02827 | CAMPANULA | 2215980 | D | 5067 | 25 | I | CAMPANULA | NUGGET
LA FRESA 66 | 2186949 | 17258 | LANDERS | 2215980 | D | 5067 | 25 | I | LANDERS | NUGGET
LA FRESA 66 | 2187459 | 12920 | NUTWOOD | 2126725 | D | 5023 | 4 | O | NUTWOOD | NUTWOOD P.T.
LA FRESA 66 | 2190624 | 18550 | VALMONTE | 2212294 | D | 5023 | 4 | I | VALMONTE | PALOS VERDES
LA FRESA 66 | 2184976 | 11000 | MALAGA COVE | 2212294 | D | 5023 | 4 | I | MALAGA COVE | PALOS VERDES
LA FRESA 66 | 2184974 | 10980 | MAJOR | 2212294 | D | 5023 | 4 | I | MAJOR | PALOS VERDES
LA FRESA 66 | 2190345 | 17675 | TERRAZZO | 2212294 | D | 5023 | 4 | I | TERRAZZO | PALOS VERDES
LA FRESA 66 | 2184482 | 13617 | PANCHITO | 2124397 | D | 5538 | 4 | I | PANCHITO | PANCHITO PT
LA FRESA 66 | 2136211 | 02780 | CAMINO REAL | 2214594 | D | 5023 | 4 | I | CAMINO REAL | REDONDO
LA FRESA 66 | 2145717 | 03150 | CATALINA | 2214594 | D | 5023 | 4 | I | CATALINA | REDONDO
LA FRESA 66 | 2158787 | 03660 | CLIFTON | 2214594 | D | 5023 | 4 | I | CLIFTON | REDONDO
LA FRESA 66 | 2160255 | 08350 | HERMOSA | 2214594 | D | 5023 | 4 | I | HERMOSA | REDONDO
LA FRESA 66 | 2178752 | 13190 | OPAL | 2214594 | D | 5023 | 4 | I | OPAL | REDONDO
LA FRESA 66 | 2133430 | 01580 | BERYL | 2214594 | D | 5023 | 4 | I | BERYL | REDONDO
LA FRESA 66 | 2148304 | 05820 | EL PASEO | 2214594 | D | 5023 | 4 | I | EL PASEO | REDONDO
LA FRESA 66 | 2170243 | 10753 | LOVE | 2216050 | D | 5064 | 4 | I | LOVE | RIALTO
LA FRESA 66 | 2176594 | 10776 | LUCKING | 2216050 | D | 5064 | 4 | O | LUCKING | RIALTO
LA FRESA 66 | 2189110 | 16414 | SID | 2218372 | D | 5064 | 12 | I | SID | RIALTO
LA FRESA 66 | 2182769 | 10703 | LOPER | 2216050 | D | 5064 | 4 | I | LOPER | RIALTO
LA FRESA 66 | 2186628 | 15447 | ROSEWOOD | 2216050 | D | 5064 | 4 | I | ROSEWOOD | RIALTO
LA FRESA 66 | 2156207 | 05672 | ELDER | 2218372 | D | 5064 | 12 | I | ELDER | RIALTO
LA FRESA 66 | 2186220 | 15022 | RICHUSON | 2126493 | D | 5073 | 4 | I | RICHUSON | RICHUSON PT
LA FRESA 66 | 2153868 | 02503 | BURROUGHS | 2216052 | D | 5061 | 4.8 | I | BURROUGHS | RIDGECREST
LA FRESA 66 | 2177316 | 11949 | MIRACLE CITY | 2216052 | D | 5061 | 4.8 | I | MIRACLE CITY | RIDGECREST
LA FRESA 66 | 2155679 | 08425 | HILDRETH | 2216052 | D | 5061 | 4.8 | I | HILDRETH | RIDGECREST
LA FRESA 66 | 2190910 | 16973 | STEEL | 2127302 | D | 5070 | 12 | I | STEEL | RIDGEVIEW PT
LA FRESA 66 | 2156937 | 07258 | GILMAN | 2127302 | D | 5070 | 12 | I | GILMAN | RIDGEVIEW PT
LA FRESA 66 | 2190559 | 15110 | RINCON | 2124491 | D | 5538 | 4 | I | RINCON | RINCON P.T.
LA FRESA 66 | 2141394 | 03820 | COLONY | 2216964 | D | 5538 | 4 | O | COLONY | RINDGE
LA FRESA 66 | 2185895 | 16650 | SOLSTICE | 2216964 | D | 5538 | 4 | O | SOLSTICE | RINDGE
LA FRESA 66 | 2156361 | 05750 | ELLENWOOD | 2216994 | D | 5023 | 16 | I | ELLENWOOD | ROLLING HLLS
LA FRESA 66 | 2165210 | 04590 | DAHLIA | 2219336 | D | 5023 | 4 | I | DAHLIA | ROLLING HLLS
LA FRESA 66 | 2180679 | 11950 | MIRALESTA | 2216994 | D | 5023 | 16 | I | MIRALESTA | ROLLING HLLS
LA FRESA 66 | 2181117 | 14150 | PINZON | 2216994 | D | 5023 | 16 | I | PINZON | ROLLING HLLS
LA FRESA 66 | 2182458 | 13235 | ORCHID | 2219336 | D | 5023 | 4 | I | ORCHID | ROLLING HLLS
LA FRESA 66 | 2182690 | 10458 | LILAC | 2219336 | D | 5023 | 4 | I | LILAC | ROLLING HLLS
LA FRESA 66 | 2182698 | 10680 | LOMITA | 2216994 | D | 5023 | 16 | I | LOMITA | ROLLING HLLS
LA FRESA 66 | 2191055 | 19540 | WINLOCK | 2216994 | D | 5023 | 16 | I | WINLOCK | ROLLING HLLS
LA FRESA 66 | 2190640 | 18790 | VIOLET | 2219336 | D | 5023 | 4 | I | VIOLET | ROLLING HLLS
LA FRESA 66 | 2137581 | 03460 | CHICO | 2216994 | D | 5023 | 16 | I | CHICO | ROLLING HLLS
LA FRESA 66 | 2189853 | 13650 | PANSY | 2219336 | D | 5023 | 4 | I | PANSY | ROLLING HLLS
LA FRESA 66 | 2143259 | 00900 | AZALIA | 2219336 | D | 5023 | 4 | I | AZALIA | ROLLING HLLS
LA FRESA 66 | 2148655 | 06120 | EVANS | 2216994 | D | 5023 | 16 | I | EVANS | ROLLING HLLS
LA FRESA 66 | 2186548 | 15374 | RONNIE | 2126904 | D | 5073 | 4 | I | RONNIE | RONNIE P.T.
LA FRESA 66 | 2143081 | 04032 | CORAL | 2219370 | D | 5023 | 4 | I | CORAL | TOPAZ
LA FRESA 66 | 2152737 | 07145 | GEM | 2219370 | D | 5023 | 4 | I | GEM | TOPAZ
LA FRESA 66 | 2190838 | 16777 | SPINEL | 2219370 | D | 5023 | 4 | I | SPINEL | TOPAZ
LA FRESA 66 | 2143260 | 00915 | AZURE | 2219370 | D | 5023 | 4 | I | AZURE | TOPAZ
LA FRESA 66 | 2156564 | 07062 | TOURMALINE | 2219370 | D | 5023 | 4 | I | TOURMALINE | TOPAZ
LA FRESA 66 | 2145913 | 01815 | BLOODSTONE | 2219370 | D | 5023 | 4 | I | BLOODSTONE | TOPAZ
LA FRESA 66 | 2134009 | 02138 | BRAMBLE | 2212418 | D | 5023 | 16 | I | BRAMBLE | TORRANCE
LA FRESA 66 | 2170650 | 10708 | LOQUAT | 2212418 | D | 5023 | 16 | I | LOQUAT | TORRANCE
LA FRESA 66 | 2183009 | 14775 | REDGUM | 2212418 | D | 5023 | 16 | I | REDGUM | TORRANCE
LA FRESA 66 | 2137050 | 01738 | BLACKJACK | 2212418 | D | 5023 | 16 | I | BLACKJACK | TORRANCE
LA FRESA 66 | 2171490 | 06455 | FIRETHORN | 2212418 | D | 5023 | 16 | I | FIRETHORN | TORRANCE
LA FRESA 66 | 2187619 | 15646 | SAGO | 2212418 | D | 5023 | 16 | I | SAGO | TORRANCE
LA FRESA 66 | 2187940 | 17601 | TEAK | 2212418 | D | 5023 | 16 | I | TEAK | TORRANCE
LA FRESA 66 | 2166858 | 05146 | DOGWOOD | 2212418 | D | 5023 | 16 | I | DOGWOOD | TORRANCE
LA FRESA 66 | 2147040 | 05589 | EBONY | 2212418 | D | 5023 | 16 | I | EBONY | TORRANCE
LA FRESA 66 | 2135656 | 00805 | ASPEN | 2212418 | D | 5023 | 16 | I | ASPEN | TORRANCE
LA FRESA 66 | 2191116 | 21018 | VAPOR 1 | 3439 | D | 5023 | 2.4 | I | VAPOR 1 | VAPOR
LA FRESA 66 | 2129870 | 00550 | ANGELINA | 2214608 | D | 5023 | 16 | I | ANGELINA | VICTORIA
LA FRESA 66 | 2132532 | 00784 | ARVANA | 2214608 | D | 5023 | 16 | I | ARVANA | VICTORIA
LA FRESA 66 | 2137055 | 03000 | CARNELIAN | 2214608 | D | 5023 | 16 | I | CARNELIAN | VICTORIA
LA FRESA 66 | 2141009 | 00091 | ADDIS | 2214608 | D | 5023 | 16 | I | ADDIS | VICTORIA
LA FRESA 66 | 2145914 | 01820 | BLOSSOM | 2214608 | D | 5023 | 16 | I | BLOSSOM | VICTORIA
LA FRESA 66 | 2189042 | 16120 | SELVA | 2214608 | D | 5023 | 16 | I | SELVA | VICTORIA
LA FRESA 66 | 2173287 | 09720 | KING | 2214608 | D | 5023 | 16 | I | KING | VICTORIA
LA FRESA 66 | 2181812 | 12590 | NELSON | 2214608 | D | 5023 | 16 | I | NELSON | VICTORIA
LA FRESA 66 | 2155683 | 08480 | HILLSIDE | 2214608 | D | 5023 | 16 | I | HILLSIDE | VICTORIA
LA FRESA 66 | 2141576 | 04115 | CORTA | 2213804 | D | 5061 | 4 | I | CORTA | VICTORVILLE
LA FRESA 66 | 2173851 | 10074 | LA PAZ | 2220732 | D | 5061 | 12 | I | LA PAZ | VICTORVILLE
LA FRESA 66 | 2174024 | 12734 | NISQUALLY | 2273829 | D | 5061 | 33 | I | NISQUALLY | VICTORVILLE
LA FRESA 66 | 2183961 | 16049 | SEALS | 2220732 | D | 5061 | 12 | I | SEALS | VICTORVILLE
LA FRESA 66 | 2168325 | 10157 | LAS PIEDRAS | 2213804 | D | 5061 | 4 | I | LAS PIEDRAS | VICTORVILLE
LA FRESA 66 | 2180548 | 09469 | KASOTA | 2220732 | D | 5061 | 12 | I | KASOTA | VICTORVILLE
LA FRESA 66 | 2158436 | 07603 | GREEN TREE | 2220732 | D | 5061 | 12 | I | GREEN TREE | VICTORVILLE
LA FRESA 66 | 2170457 | 10686 | DON | 2213804 | D | 5061 | 4 | I | DON | VICTORVILLE
LA FRESA 66 | 2190786 | 16124 | SENECA | 2273829 | D | 5061 | 33 | I | SENECA | VICTORVILLE
LA FRESA 66 | 2186139 | 14812 | RED ROOSTER | 2213804 | D | 5061 | 4 | I | RED ROOSTER | VICTORVILLE
LA FRESA 66 | 2190418 | 14381 | POW WOW | 2122365 | D | 5067 | 4 | O | POW WOW | VIDAL
LA FRESA 66 | 2132718 | 00927 | BACHELOR | 2219284 | D | 5023 | 16 | I | BACHELOR | WALTERIA
LA FRESA 66 | 2172605 | 11910 | MILLER | 2216944 | D | 5023 | 4 | I | MILLER | WALTERIA
LA FRESA 66 | 2176797 | 10880 | MADERA | 2216944 | D | 5023 | 4 | I | MADERA | WALTERIA
LA FRESA 66 | 2181738 | 12490 | NARBONNE | 2216944 | D | 5023 | 4 | I | NARBONNE | WALTERIA
LA FRESA 66 | 2187862 | 17524 | TANDEM | 2219284 | D | 5023 | 16 | I | TANDEM | WALTERIA
LA FRESA 66 | 2177677 | 12155 | MOON | 2216944 | D | 5023 | 4 | I | MOON | WALTERIA
LA FRESA 66 | 2184713 | 16946 | STATLER | 2219284 | D | 5023 | 16 | I | STATLER | WALTERIA
LA FRESA 66 | 2186223 | 15055 | RIDGELAND | 2216944 | D | 5023 | 4 | I | RIDGELAND | WALTERIA
LA FRESA 66 | 2144234 | 01494 | BENHILL | 2219284 | D | 5023 | 16 | I | BENHILL | WALTERIA
LA FRESA 66 | 2158964 | 03730 | CODONA | 2216944 | D | 5023 | 4 | I | CODONA | WALTERIA
LA FRESA 66 | 2190719 | 19825 | ZEPHER | 2219284 | D | 5023 | 16 | I | ZEPHER | WALTERIA
LA FRESA 66 | 2132069 | 01816 | BLOCKER | 2219284 | D | 5023 | 16 | I | BLOCKER | WALTERIA
LA FRESA 66 | 2190279 | 19031 | WARREN | 2126253 | D | 5070 | 12 | O | WARREN | WARREN P.T.
LA FRESA 66 | 2129708 | 00516 | ANCHORAGE | 2212348 | D | 5023 | 16 | I | ANCHORAGE | YUKON
LA FRESA 66 | 2131542 | 00240 | ALASKA | 2212348 | D | 5023 | 16 | I | ALASKA | YUKON
LA FRESA 66 | 2134376 | 00070 | ADAK | 2212348 | D | 5023 | 16 | I | ADAK | YUKON
LA FRESA 66 | 2150954 | 06200 | FAIRBANKS | 2214644 | D | 5023 | 4 | I | FAIRBANKS | YUKON
LA FRESA 66 | 2151488 | 06175 | FACTOR | 2212348 | D | 5023 | 16 | I | FACTOR | YUKON
LA FRESA 66 | 2164643 | 07470 | GRANDVIEW | 2214644 | D | 5023 | 4 | I | GRANDVIEW | YUKON
LA FRESA 66 | 2165902 | 08180 | HAWTHORNE | 2212348 | D | 5023 | 16 | I | HAWTHORNE | YUKON
LA FRESA 66 | 2180024 | 11640 | MENLO | 2214644 | D | 5023 | 4 | I | MENLO | YUKON
LA FRESA 66 | 2178833 | 13400 | OXFORD | 2214644 | D | 5023 | 4 | I | OXFORD | YUKON
LA FRESA 66 | 2188977 | 19770 | YORK | 2214644 | D | 5023 | 4 | I | YORK | YUKON
LA FRESA 66 | 2190691 | 19190 | WESTERN | 2212348 | D | 5023 | 16 | I | WESTERN | YUKON
LA FRESA 66 | 2174390 | 13040 | OCTANE | 2212348 | D | 5023 | 16 | I | OCTANE | YUKON
LA FRESA 66 | 2184157 | 16460 | SITKA | 2212348 | D | 5023 | 16 | I | SITKA | YUKON
LA FRESA 66 | 2143923 | 04267 | CRANBROOK | 2214644 | D | 5023 | 4 | I | CRANBROOK | YUKON
LA FRESA 66 | 2153866 | 02460 | BURLEIGH | 2214644 | D | 5023 | 4 | I | BURLEIGH | YUKON
LA FRESA 66 | 2180546 | 09410 | JUNEAU | 2214644 | D | 5023 | 4 | I | JUNEAU | YUKON
LA FRESA 66 | 2136888 | 01701 | CHALFANT | 2273869 | D | 2556 | 12 | I | CHALFANT | ZACK
LA FRESA 66 | 2190747 | 15634 | SAGEHEN | 2273869 | D | 2556 | 12 | I | SAGEHEN | ZACK
LA FRESA 66 | 2143594 | 01338 | BEAR VALLEY | 2218120 | D | 5064 | 33 | I | BEAR VALLEY | ZANJA
LA FRESA 66 | 2190394 | 19829 | ZIGGY | 2125950 | D | 5061 | 12 | I | ZIGGY | ZIGGY P.T.
LA FRESA 66 | 2150787 | 05920 | ENCINAL | 2214664 | D | 5538 | 4 | O | ENCINAL | ZUMA
LA FRESA 66 | 2170884 | 11200 | MARIA | 2214664 | D | 5538 | 4 | O | MARIA | ZUMA
LA FRESA 66 | 2131369 | 01720 | BIRDVIEW | 2214664 | D | 5538 | 4 | O | BIRDVIEW | ZUMA
LAGUNA BELL 66 | 2146096 | 01990 | BORIS | 2214362 | D | 5073 | 16 | I | BORIS | BANDINI
LAGUNA BELL 66 | 2150584 | 05530 | EASTLAND | 2214362 | D | 5073 | 16 | I | EASTLAND | BANDINI
LAGUNA BELL 66 | 2162024 | 09350 | JOSLYN | 2214362 | D | 5073 | 16 | I | JOSLYN | BANDINI
LAGUNA BELL 66 | 2185722 | 11930 | MINES | 2212046 | D | 5073 | 4 | O | MINES | BANDINI
LAGUNA BELL 66 | 2187861 | 17523 | TAMMY | 2214362 | D | 5073 | 16 | I | TAMMY | BANDINI
LAGUNA BELL 66 | 2190560 | 15170 | RIVERSIDE | 2214362 | D | 5073 | 16 | I | RIVERSIDE | BANDINI
LAGUNA BELL 66 | 2190620 | 18420 | UNION PACIFIC | 2214362 | D | 5073 | 16 | I | UNION PACIFIC | BANDINI
LAGUNA BELL 66 | 2190805 | 16315 | SHEILA | 2214362 | D | 5073 | 16 | I | SHEILA | BANDINI
LAGUNA BELL 66 | 2138070 | 02200 | BRICKYARD | 2214362 | D | 5073 | 16 | I | BRICKYARD | BANDINI
LAGUNA BELL 66 | 2143079 | 04010 | COPPER | 2214362 | D | 5073 | 16 | I | COPPER | BANDINI
LAGUNA BELL 66 | 2150583 | 05510 | EASTGATE | 2212046 | D | 5073 | 4 | O | EASTGATE | BANDINI
LAGUNA BELL 66 | 2190353 | 17750 | THERMADOR | 2214362 | D | 5073 | 16 | I | THERMADOR | BANDINI
LAGUNA BELL 66 | 2157866 | 06292 | DEBBY | 2218346 | D | 5067 | 4 | O | DEBBY | BELDING
LAGUNA BELL 66 | 2190705 | 19568 | WINTERHAVEN | 2218346 | D | 5067 | 4 | I | WINTERHAVEN | BELDING
LAGUNA BELL 66 | 2176975 | 11478 | MCCALLUM | 2218346 | D | 5067 | 4 | I | MCCALLUM | BELDING
LAGUNA BELL 66 | 2186953 | 17314 | SUNTAN | 2218346 | D | 5067 | 4 | I | SUNTAN | BELDING
LAGUNA BELL 66 | 2156359 | 05730 | ELKO | 2219932 | D | 5073 | 4 | I | ELKO | BELMONT
LAGUNA BELL 66 | 2185988 | 14710 | RANSOM | 2219932 | D | 5073 | 4 | I | RANSOM | BELMONT
LAGUNA BELL 66 | 2188916 | 19610 | WOODROW | 2219932 | D | 5073 | 4 | I | WOODROW | BELMONT
LAGUNA BELL 66 | 2190341 | 17660 | TEMPLE | 2219932 | D | 5073 | 4 | I | TEMPLE | BELMONT
LAGUNA BELL 66 | 2163358 | 04090 | CORRAL | 2219932 | D | 5073 | 4 | I | CORRAL | BELMONT
LAGUNA BELL 66 | 2155523 | 08340 | HERBERT | 2219012 | D | 5012 | 4 | I | HERBERT | BELVEDERE
LAGUNA BELL 66 | 2157303 | 03450 | CHICAGO | 2219012 | D | 5012 | 4 | I | CHICAGO | BELVEDERE
LAGUNA BELL 66 | 2180370 | 08910 | INDIANA | 2219012 | D | 5012 | 4 | I | INDIANA | BELVEDERE
LAGUNA BELL 66 | 2138074 | 02270 | BROOKLYN | 2219012 | D | 5012 | 4 | I | BROOKLYN | BELVEDERE
LAGUNA BELL 66 | 2145143 | 05100 | DITMAN | 2219012 | D | 5012 | 4 | I | DITMAN | BELVEDERE
LAGUNA BELL 66 | 2138600 | 02770 | CAMY | 2219012 | D | 5012 | 4 | I | CAMY | BELVEDERE
LAGUNA BELL 66 | 2155525 | 08391 | HICKS | 2123378 | D | 5012 | 4 | I | HICKS | BELVEDERE PT
LAGUNA BELL 66 | 2136887 | 01586 | BESSEMER | 2121146 | D | 5061 | 12 | I | BESSEMER | BESSEMER PT
LAGUNA BELL 66 | 2162192 | 09452 | KALMIA | 2217678 | D | 5073 | 16 | I | KALMIA | CALDEN
LAGUNA BELL 66 | 2178251 | 08603 | HOLMES | 2217678 | D | 5073 | 16 | I | HOLMES | CALDEN
LAGUNA BELL 66 | 2185399 | 14418 | PRINCE | 2217678 | D | 5073 | 16 | I | PRINCE | CALDEN
LAGUNA BELL 66 | 2190694 | 19309 | WHITSETT | 2217678 | D | 5073 | 16 | I | WHITSETT | CALDEN
LAGUNA BELL 66 | 2130054 | 00691 | ARDMORE | 2217678 | D | 5073 | 16 | I | ARDMORE | CALDEN
LAGUNA BELL 66 | 2147415 | 03732 | COED | 2893 | D | 5538 | 16 | O | COED | COLEGIO
LAGUNA BELL 66 | 2154625 | 05217 | DORM | 2893 | D | 5538 | 16 | O | DORM | COLEGIO
LAGUNA BELL 66 | 2129129 | 00023 | ABLE | 2213060 | D | 5073 | 4 | I | ABLE | CUDAHY
LAGUNA BELL 66 | 2141765 | 04290 | CREAMERY | 2215284 | D | 5073 | 16 | I | CREAMERY | CUDAHY
LAGUNA BELL 66 | 2176791 | 10860 | MAAS | 2213060 | D | 5073 | 4 | I | MAAS | CUDAHY
LAGUNA BELL 66 | 2177404 | 08112 | HARTLE | 2213060 | D | 5073 | 4 | I | HARTLE | CUDAHY
LAGUNA BELL 66 | 2179003 | 13340 | OTIS | 2215284 | D | 5073 | 16 | I | OTIS | CUDAHY
LAGUNA BELL 66 | 2181810 | 12530 | NATIONAL | 2213060 | D | 5073 | 4 | I | NATIONAL | CUDAHY
LAGUNA BELL 66 | 2183239 | 15655 | SALES | 2213060 | D | 5073 | 4 | I | SALES | CUDAHY
LAGUNA BELL 66 | 2183447 | 15690 | SALT LAKE | 2215284 | D | 5073 | 16 | I | SALT LAKE | CUDAHY
LAGUNA BELL 66 | 2183617 | 16125 | SENGA | 2213060 | D | 5073 | 4 | I | SENGA | CUDAHY
LAGUNA BELL 66 | 2189857 | 13660 | PARAFINE | 2215284 | D | 5073 | 16 | I | PARAFINE | CUDAHY
LAGUNA BELL 66 | 2190552 | 14950 | RHEEM | 2215284 | D | 5073 | 16 | I | RHEEM | CUDAHY
LAGUNA BELL 66 | 2190700 | 19370 | WILCOX | 2215284 | D | 5073 | 16 | I | WILCOX | CUDAHY
LAGUNA BELL 66 | 2182041 | 14500 | PUREX | 2215284 | D | 5073 | 16 | I | PUREX | CUDAHY
LAGUNA BELL 66 | 2155855 | 08630 | HOME GARDENS | 2213060 | D | 5073 | 4 | I | HOME GARDENS | CUDAHY
LAGUNA BELL 66 | 2164452 | 10430 | LIBERTY | 2213060 | D | 5073 | 4 | I | LIBERTY | CUDAHY
LAGUNA BELL 66 | 2163884 | 04550 | CYANIDE | 2215284 | D | 5073 | 16 | I | CYANIDE | CUDAHY
LAGUNA BELL 66 | 2147409 | 03590 | CLARA | 2213060 | D | 5073 | 4 | I | CLARA | CUDAHY
LAGUNA BELL 66 | 2142916 | 03950 | CONVEX | 2215290 | D | 5073 | 16 | I | CONVEX | FRUITLAND
LAGUNA BELL 66 | 2146286 | 02080 | BOYLE | 2213070 | D | 5073 | 4 | I | BOYLE | FRUITLAND
LAGUNA BELL 66 | 2152395 | 06860 | FUDGE | 2213070 | D | 5073 | 4 | I | FUDGE | FRUITLAND
LAGUNA BELL 66 | 2169821 | 10390 | LEOTA | 2215290 | D | 5073 | 16 | I | LEOTA | FRUITLAND
LAGUNA BELL 66 | 2177759 | 12165 | MOORE | 2213070 | D | 5073 | 4 | I | MOORE | FRUITLAND
LAGUNA BELL 66 | 2181967 | 14490 | PULP | 2215290 | D | 5073 | 16 | I | PULP | FRUITLAND
LAGUNA BELL 66 | 2190597 | 18110 | TRANSIT | 2215290 | D | 5073 | 16 | I | TRANSIT | FRUITLAND
LAGUNA BELL 66 | 2158065 | 06400 | 57TH ST. | 2213070 | D | 5073 | 4 | O | 57TH ST. | FRUITLAND
LAGUNA BELL 66 | 2168898 | 05910 | EMSCO | 2215290 | D | 5073 | 16 | I | EMSCO | FRUITLAND
LAGUNA BELL 66 | 2173651 | 09850 | KOBE | 2215290 | D | 5073 | 16 | I | KOBE | FRUITLAND
LAGUNA BELL 66 | 2177670 | 08500 | HOBART | 2215290 | D | 5073 | 16 | I | HOBART | FRUITLAND
LAGUNA BELL 66 | 2158434 | 07511 | GRAPEVINE PEAK | 2273845 | D | 5054 | 2.4 | I | GRAPEVINE PEAK | GRPVNE PK PT
LAGUNA BELL 66 | 2158784 | 07784 | GUNSITE | 2123324 | D | 5067 | 2.4 | I | GUNSITE | GUNSITE P.T.
LAGUNA BELL 66 | 2191109 | 20501 | KINGSBURG 11-13 | 2274161 | D | 5033 | 12 | I | KINGSBURG 11-13 | KNGSBRG-PGAE
LAGUNA BELL 66 | 2163353 | 09807 | KLEMM | 2125030 | D | 5073 | 2.4 | I | KLEMM | KLEMM P.T.
LAGUNA BELL 66 | 2166654 | 09809 | KLISS | 2124737 | D | 5073 | 4 | I | KLISS | KLISS P.T.
LAGUNA BELL 66 | 2166657 | 09812 | KNEELAND | 2125468 | D | 5073 | 4 | I | KNEELAND | KNEELAND PT
LAGUNA BELL 66 | 2177672 | 08518 | KOEFLER | 2125431 | D | 5061 | 4.8 | I | KOEFLER | KOEFLER P.T.
LAGUNA BELL 66 | 2166849 | 09838 | KOKANEE | 2124718 | D | 5033 | 33 | I | KOKANEE | KOKANEE
LAGUNA BELL 66 | 2139637 | 02750 | CAL STRIP | 2216554 | D | 5073 | 16 | I | CAL STRIP | LAGUNA BELL
LAGUNA BELL 66 | 2141012 | 00160 | AGRA | 2216554 | D | 5073 | 16 | I | AGRA | LAGUNA BELL
LAGUNA BELL 66 | 2142329 | 00630 | APEX | 2216554 | D | 5073 | 16 | I | APEX | LAGUNA BELL
LAGUNA BELL 66 | 2157131 | 07300 | GLASS | 2216554 | D | 5073 | 16 | I | GLASS | LAGUNA BELL
LAGUNA BELL 66 | 2166857 | 05140 | DODGE | 2216554 | D | 5073 | 16 | I | DODGE | LAGUNA BELL
LAGUNA BELL 66 | 2145511 | 02870 | CANNING | 2216554 | D | 5073 | 16 | I | CANNING | LAGUNA BELL
LAGUNA BELL 66 | 2190350 | 17740 | THEATER | 2216554 | D | 5073 | 16 | I | THEATER | LAGUNA BELL
LAGUNA BELL 66 | 2138765 | 03500 | CHRYSLER | 2216554 | D | 5073 | 16 | I | CHRYSLER | LAGUNA BELL
LAGUNA BELL 66 | 2173471 | 09750 | KINMONT | 2216554 | D | 5073 | 16 | I | KINMONT | LAGUNA BELL
LAGUNA BELL 66 | 2171874 | 11020 | MALT | 2216554 | D | 5073 | 16 | I | MALT | LAGUNA BELL
LAGUNA BELL 66 | 2181968 | 14492 | PUMPBACK | 2125295 | D | 5070 | 12 | O | PUMPBACK | PUMPBACK PT
LAGUNA BELL 66 | 2131546 | 00250 | ALCOA | 2217662 | D | 5073 | 16 | I | ALCOA | RANDOLPH
LAGUNA BELL 66 | 2131547 | 00260 | ALBANY | 2217662 | D | 5073 | 16 | I | ALBANY | RANDOLPH
LAGUNA BELL 66 | 2165582 | 05071 | DICKERSON | 2217662 | D | 5073 | 16 | I | DICKERSON | RANDOLPH
LAGUNA BELL 66 | 2183159 | 15280 | ROBINSON | 2217662 | D | 5073 | 16 | I | ROBINSON | RANDOLPH
LAGUNA BELL 66 | 2188618 | 19020 | WARMAN | 2217662 | D | 5073 | 16 | I | WARMAN | RANDOLPH
LAGUNA BELL 66 | 2190721 | 19840 | ZOE | 2217662 | D | 5073 | 16 | I | ZOE | RANDOLPH
LAGUNA BELL 66 | 2190765 | 15910 | SATURN | 2217662 | D | 5073 | 16 | I | SATURN | RANDOLPH
LAGUNA BELL 66 | 2174569 | 10180 | LATCHFORD | 2217662 | D | 5073 | 16 | I | LATCHFORD | RANDOLPH
LAGUNA BELL 66 | 2191121 | 21055 | I-BEAM | 2216796 | D | 5073 | 16 | I | I-BEAM | SHULTZ
LAGUNA BELL 66 | 2170654 | 11010 | MALDEN | 2216804 | D | 5073 | 16 | I | MALDEN | VAIL
LAGUNA BELL 66 | 2188110 | 18245 | TUBE | 2216804 | D | 5073 | 16 | I | TUBE | VAIL
LAGUNA BELL 66 | 2190385 | 19710 | YATES | 2216804 | D | 5073 | 16 | I | YATES | VAIL
LAGUNA BELL 66 | 2190546 | 14893 | RELIEF | 2216804 | D | 5073 | 16 | I | RELIEF | VAIL
LAGUNA BELL 66 | 2190772 | 15972 | SAYBROOK | 2216804 | D | 5073 | 16 | I | SAYBROOK | VAIL
LAGUNA BELL 66 | 2141575 | 04110 | FLOTILLA | 2216804 | D | 5073 | 16 | I | FLOTILLA | VAIL
LAGUNA BELL 66 | 2159136 | 03903 | CONCOURSE | 2216804 | D | 5073 | 16 | I | CONCOURSE | VAIL
LAGUNA BELL 66 | 2165214 | 04720 | DAVIE | 2216804 | D | 5073 | 16 | I | DAVIE | VAIL
LAGUNA BELL 66 | 2184236 | 16558 | SMITH | 2216804 | D | 5073 | 16 | I | SMITH | VAIL
LAGUNA BELL 66 | 2158067 | 06430 | FINDLEY | 2216804 | D | 5073 | 16 | I | FINDLEY | VAIL
LIGHTHIPE 66 | 2172606 | 11913 | MILLPOINT | 2219924 | D | 5073 | 12 | I | MILLPOINT | ALON
LIGHTHIPE 66 | 2190685 | 19135 | WEISER | 2219924 | D | 5073 | 12 | I | WEISER | ALON
LIGHTHIPE 66 | 2190919 | 17005 | STOCCO | 2219924 | D | 5073 | 12 | I | STOCCO | ALON
LIGHTHIPE 66 | 2191046 | 19450 | WILMINGTON | 2219924 | D | 5073 | 12 | I | WILMINGTON | ALON
LIGHTHIPE 66 | 2145909 | 03160 | CATALYTIC | 2219924 | D | 5073 | 12 | I | CATALYTIC | ALON
LIGHTHIPE 66 | 2147042 | 05603 | EDGAR | 2219924 | D | 5073 | 12 | I | EDGAR | ALON
LIGHTHIPE 66 | 2165743 | 07940 | HANCOCK | 2219924 | D | 5073 | 12 | I | HANCOCK | ALON
LIGHTHIPE 66 | 2172602 | 11870 | MIGUEL | 2219924 | D | 5073 | 12 | I | MIGUEL | ALON
LIGHTHIPE 66 | 2190806 | 16330 | SHELLDOM | 2219924 | D | 5073 | 12 | I | SHELLDOM | ALON
LIGHTHIPE 66 | 2141217 | 00390 | ALPINE | 2121505 | D | 5064 | 2.4 | I | ALPINE | ALPINE P.T.
LIGHTHIPE 66 | 2142147 | 00610 | ANZAC | 2217628 | D | 5073 | 4 | I | ANZAC | ATHENS
LIGHTHIPE 66 | 2179644 | 14240 | PLUM | 2217628 | D | 5073 | 4 | I | PLUM | ATHENS
LIGHTHIPE 66 | 2186307 | 12080 | MONA | 2217628 | D | 5073 | 4 | I | MONA | ATHENS
LIGHTHIPE 66 | 2142146 | 00590 | ANTWERP | 2217628 | D | 5073 | 4 | I | ANTWERP | ATHENS
LIGHTHIPE 66 | 2130215 | 00833 | ATKINS | 2122424 | D | 5070 | 12 | O | ATKINS | ATKINS P.T.
LIGHTHIPE 66 | 2132535 | 00830 | ATLANTIC | 2213136 | D | 5073 | 16 | I | ATLANTIC | BULLIS
LIGHTHIPE 66 | 2134375 | 00060 | ADA | 2215368 | D | 5073 | 4 | I | ADA | BULLIS
LIGHTHIPE 66 | 2141010 | 00140 | AGNES | 2215368 | D | 5073 | 4 | I | AGNES | BULLIS
LIGHTHIPE 66 | 2156931 | 07200 | GIBSON | 2213136 | D | 5073 | 16 | I | GIBSON | BULLIS
LIGHTHIPE 66 | 2182936 | 14720 | RAYBORN | 2215368 | D | 5073 | 4 | I | RAYBORN | BULLIS
LIGHTHIPE 66 | 2185231 | 11417 | MAYO | 2213136 | D | 5073 | 16 | I | MAYO | BULLIS
LIGHTHIPE 66 | 2188111 | 18250 | TUCKER | 2215368 | D | 5073 | 4 | I | TUCKER | BULLIS
LIGHTHIPE 66 | 2189255 | 18170 | TROCHU | 2213136 | D | 5073 | 16 | I | TROCHU | BULLIS
LIGHTHIPE 66 | 2190382 | 19550 | WINONA | 2213136 | D | 5073 | 16 | I | WINONA | BULLIS
LIGHTHIPE 66 | 2190701 | 19373 | WILDCAT | 2213136 | D | 5073 | 16 | I | WILDCAT | BULLIS
LIGHTHIPE 66 | 2142712 | 03840 | COLYER | 2213136 | D | 5073 | 16 | I | COLYER | BULLIS
LIGHTHIPE 66 | 2179307 | 13810 | PATTIE | 2215368 | D | 5073 | 4 | I | PATTIE | BULLIS
LIGHTHIPE 66 | 2158783 | 07780 | GUNLOCK | 2215368 | D | 5073 | 4 | I | GUNLOCK | BULLIS
LIGHTHIPE 66 | 2181377 | 09640 | KENWOOD | 2213136 | D | 5073 | 16 | I | KENWOOD | BULLIS
LIGHTHIPE 66 | 2148496 | 05994 | EPSILON | 2217602 | D | 5073 | 16 | I | EPSILON | CARSON
LIGHTHIPE 66 | 2149942 | 04600 | DALBERG | 2217602 | D | 5073 | 16 | I | DALBERG | CARSON
LIGHTHIPE 66 | 2154620 | 05206 | DONNA | 2217602 | D | 5073 | 16 | I | DONNA | CARSON
LIGHTHIPE 66 | 2161858 | 09207 | JENKINS | 2217602 | D | 5073 | 16 | I | JENKINS | CARSON
LIGHTHIPE 66 | 2180192 | 14635 | RAHN | 2217602 | D | 5073 | 16 | I | RAHN | CARSON
LIGHTHIPE 66 | 2183883 | 16430 | SIGMA | 2217602 | D | 5073 | 16 | I | SIGMA | CARSON
LIGHTHIPE 66 | 2190391 | 19822 | ZENO | 2217602 | D | 5073 | 16 | I | ZENO | CARSON
LIGHTHIPE 66 | 2190588 | 18010 | TORSON | 2217602 | D | 5073 | 16 | I | TORSON | CARSON
LIGHTHIPE 66 | 2190833 | 16740 | SPARTON | 2217602 | D | 5073 | 16 | I | SPARTON | CARSON
LIGHTHIPE 66 | 2137058 | 03048 | CARTVILLE | 2123575 | D | 5538 | 4 | I | CARTVILLE | CARTVILLE PT
LIGHTHIPE 66 | 2155332 | 03313 | CHALET | 2122941 | D | 5070 | 2.4 | I | CHALET | CHALET P.T.
LIGHTHIPE 66 | 14453151 | 03317 | CHALON | 14453355 | D | 5070 | 4 | I | CHALON | CHALON P.T.
LIGHTHIPE 66 | 2167037 | 05230 | DOS LAGOS | 2123959 | D | 5069 | 12 | I | DOS LAGOS | DOS LAGOS PM
LIGHTHIPE 66 | 2146661 | 05250 | DOTY | 2123528 | D | 5538 | 2.4 | O | DOTY | DOTY P.T.
LIGHTHIPE 66 | 2167229 | 05257 | DOUGHER | 2123538 | D | 5023 | 2.4 | I | DOUGHER | DOUGHER P.T.
LIGHTHIPE 66 | 2130052 | 00660 | APRICOT | 2217676 | D | 5073 | 16 | I | APRICOT | FERNWOOD
LIGHTHIPE 66 | 2152933 | 07510 | GRAPE | 2217676 | D | 5073 | 16 | I | GRAPE | FERNWOOD
LIGHTHIPE 66 | 2177859 | 12330 | MULFORD | 2217676 | D | 5073 | 16 | I | MULFORD | FERNWOOD
LIGHTHIPE 66 | 2184554 | 13850 | PEACH | 2217676 | D | 5073 | 16 | I | PEACH | FERNWOOD
LIGHTHIPE 66 | 2136701 | 01110 | BARLOW | 2217676 | D | 5073 | 16 | I | BARLOW | FERNWOOD
LIGHTHIPE 66 | 2187625 | 15720 | SANBORN | 2217676 | D | 5073 | 16 | I | SANBORN | FERNWOOD
LIGHTHIPE 66 | 2153681 | 08250 | HAYWARD | 2217610 | D | 5073 | 4 | I | HAYWARD | FREMONT
LIGHTHIPE 66 | 2190130 | 17530 | TAPER | 2217610 | D | 5073 | 4 | I | TAPER | FREMONT
LIGHTHIPE 66 | 2190283 | 19073 | WAYSIDE | 2217612 | D | 5073 | 16 | I | WAYSIDE | FREMONT
LIGHTHIPE 66 | 2190539 | 14747 | REASONER | 2217612 | D | 5073 | 16 | I | REASONER | FREMONT
LIGHTHIPE 66 | 2133707 | 01880 | BOLAND | 2217610 | D | 5073 | 4 | I | BOLAND | FREMONT
LIGHTHIPE 66 | 2139976 | 03138 | CASWELL | 2217612 | D | 5073 | 16 | I | CASWELL | FREMONT
LIGHTHIPE 66 | 2172459 | 11510 | MCKINLEY | 2217610 | D | 5073 | 4 | I | MCKINLEY | FREMONT
LIGHTHIPE 66 | 2179460 | 13927 | PENROSE | 2217612 | D | 5073 | 16 | I | PENROSE | FREMONT
LIGHTHIPE 66 | 2183531 | 15705 | NESTOR | 2217610 | D | 5073 | 4 | I | NESTOR | FREMONT
LIGHTHIPE 66 | 2191074 | 19796 | ZAMORA | 2217612 | D | 5073 | 16 | I | ZAMORA | FREMONT
LIGHTHIPE 66 | 2168124 | 10059 | LANTANA | 2217612 | D | 5073 | 16 | I | LANTANA | FREMONT
LIGHTHIPE 66 | 2190360 | 17817 | TICHENOR | 2217612 | D | 5073 | 16 | I | TICHENOR | FREMONT
LIGHTHIPE 66 | 2161852 | 09100 | JACMAR | 2215676 | D | 5800 | 4 | I | JACMAR | FRNDLY HILLS
LIGHTHIPE 66 | 2173090 | 12320 | MULBERRY | 2215676 | D | 5800 | 4 | I | MULBERRY | FRNDLY HILLS
LIGHTHIPE 66 | 2189552 | 16770 | SPENCER | 2215676 | D | 5800 | 4 | I | SPENCER | FRNDLY HILLS
LIGHTHIPE 66 | 2131726 | 00460 | AMIGO | 2215676 | D | 5800 | 4 | I | AMIGO | FRNDLY HILLS
LIGHTHIPE 66 | 2187297 | 12740 | NIXON | 2215676 | D | 5800 | 4 | I | NIXON | FRNDLY HILLS
LIGHTHIPE 66 | 2186463 | 12570 | NEDRA | 2215676 | D | 5800 | 4 | I | NEDRA | FRNDLY HILLS
LIGHTHIPE 66 | 2190373 | 19330 | WHITTWOOD | 2215676 | D | 5800 | 4 | I | WHITTWOOD | FRNDLY HILLS
LIGHTHIPE 66 | 2178421 | 08895 | IDYLLBROOK | 2124703 | D | 5070 | 2.4 | I | IDYLLBROOK | IDYLLBRK PT
LIGHTHIPE 66 | 2132530 | 00777 | ART | 2220654 | D | 5070 | 2.4 | I | ART | IDYLLWILD
LIGHTHIPE 66 | 2151850 | 06337 | FERN | 2220654 | D | 5070 | 2.4 | I | FERN | IDYLLWILD
LIGHTHIPE 66 | 2190400 | 14097 | PINE COVE | 2220652 | D | 5070 | 12 | I | PINE COVE | IDYLLWILD
LIGHTHIPE 66 | 2183311 | 15922 | SAUNDERS | 2220652 | D | 5070 | 12 | I | SAUNDERS | IDYLLWILD
LIGHTHIPE 66 | 2132865 | 01060 | BANCROFT | 2215406 | D | 5073 | 16 | I | BANCROFT | JERSEY
LIGHTHIPE 66 | 2135274 | 02470 | BURMA | 2215406 | D | 5073 | 16 | I | BURMA | JERSEY
LIGHTHIPE 66 | 2166485 | 09649 | KERNAN | 2215406 | D | 5073 | 16 | I | KERNAN | JERSEY
LIGHTHIPE 66 | 2185232 | 11450 | MCCLOUD | 2215406 | D | 5073 | 16 | I | MCCLOUD | JERSEY
LIGHTHIPE 66 | 2188192 | 18350 | TWINING | 2215406 | D | 5073 | 16 | I | TWINING | JERSEY
LIGHTHIPE 66 | 2190814 | 16381 | SHOWCASE | 2215406 | D | 5073 | 16 | I | SHOWCASE | JERSEY
LIGHTHIPE 66 | 2137909 | 01893 | BOLTON | 2215406 | D | 5073 | 16 | I | BOLTON | JERSEY
LIGHTHIPE 66 | 2162779 | 09238 | JESSIE | 2125001 | D | 5061 | 4 | I | JESSIE | JESSIE P.T.
LIGHTHIPE 66 | 2162784 | 09275 | JOB | 2122861 | D | 5064 | 2.4 | I | JOB | JOB P.T.
LIGHTHIPE 66 | 2162786 | 09278 | JOBURG | 2124981 | D | 5061 | 2.4 | I | JOBURG | JOBURG P.T.
LIGHTHIPE 66 | 2162785 | 09276 | JOCLYN | 2124964 | D | 5800 | 4 | I | JOCLYN | JOCLYN P.T.
LIGHTHIPE 66 | 2137056 | 03001 | CARO | 2211882 | D | 5073 | 12 | I | CARO | LIGHTHIPE
LIGHTHIPE 66 | 2169653 | 09546 | KELBER | 2211882 | D | 5073 | 12 | I | KELBER | LIGHTHIPE
LIGHTHIPE 66 | 2177766 | 12260 | MOTZ | 2211882 | D | 5073 | 12 | I | MOTZ | LIGHTHIPE
LIGHTHIPE 66 | 2179557 | 14143 | PINT | 2211882 | D | 5073 | 12 | I | PINT | LIGHTHIPE
LIGHTHIPE 66 | 2151483 | 06506 | FLASK | 2211882 | D | 5073 | 12 | I | FLASK | LIGHTHIPE
LIGHTHIPE 66 | 2161189 | 08986 | IRISH | 2211882 | D | 5073 | 12 | I | IRISH | LIGHTHIPE
LIGHTHIPE 66 | 2190918 | 17003 | STITZER | 2211882 | D | 5073 | 12 | I | STITZER | LIGHTHIPE
LIGHTHIPE 66 | 2141577 | 04136 | COSO | 2220612 | D | 5061 | 12 | I | COSO | LITTLE LAKE
LIGHTHIPE 66 | 2174967 | 10531 | LITTLE | 2124178 | D | 5073 | 4 | I | LITTLE | LITTLE P.T.
LIGHTHIPE 66 | 2131169 | 01640 | BIG PINES | 2212664 | D | 5054 | 12 | I | BIG PINES | LITTLE ROCK
LIGHTHIPE 66 | 2186954 | 17320 | SUN VILLAGE | 2212664 | D | 5054 | 12 | I | SUN VILLAGE | LITTLE ROCK
LIGHTHIPE 66 | 2187113 | 17850 | TIERRA BONITA | 2212664 | D | 5054 | 12 | I | TIERRA BONITA | LITTLE ROCK
LIGHTHIPE 66 | 2139630 | 02720 | CALLI VALLI | 2212664 | D | 5054 | 12 | I | CALLI VALLI | LITTLE ROCK
LIGHTHIPE 66 | 2190583 | 17915 | TITAN | 2212664 | D | 5054 | 12 | I | TITAN | LITTLE ROCK
LIGHTHIPE 66 | 2165396 | 04940 | DENNIS | 2212664 | D | 5054 | 12 | I | DENNIS | LITTLE ROCK
LIGHTHIPE 66 | 2133568 | 01808 | BLIMP | 2213126 | D | 5073 | 16 | I | BLIMP | NOLA
LIGHTHIPE 66 | 2143267 | 01045 | BALLAST | 2213126 | D | 5073 | 16 | I | BALLAST | NOLA
LIGHTHIPE 66 | 2156739 | 07085 | GASBAG | 2213126 | D | 5073 | 16 | I | GASBAG | NOLA
LIGHTHIPE 66 | 2177498 | 08301 | HELIUM | 2213126 | D | 5073 | 16 | I | HELIUM | NOLA
LIGHTHIPE 66 | 2190393 | 19827 | ZEPPELIN | 2213126 | D | 5073 | 16 | I | ZEPPELIN | NOLA
LIGHTHIPE 66 | 2144968 | 05015 | DETROIT | 2219816 | D | 5069 | 4 | I | DETROIT | NORCO
LIGHTHIPE 66 | 2187382 | 12790 | NORCONIAN | 2219816 | D | 5069 | 4 | I | NORCONIAN | NORCO
LIGHTHIPE 66 | 2190450 | 21014 | BOILER | 2217014 | D | 5073 | 12 | O | BOILER | REFINERY
LIGHTHIPE 66 | 2190480 | 21023 | BLENDING | 2217014 | D | 5073 | 12 | O | BLENDING | REFINERY
LIGHTHIPE 66 | 2190863 | 21015 | CRACKING | 2217014 | D | 5073 | 12 | O | CRACKING | REFINERY
LIGHTHIPE 66 | 2191115 | 21012 | PLATFORMER | 2217014 | D | 5073 | 12 | O | PLATFORMER | REFINERY
LIGHTHIPE 66 | 2191118 | 21022 | ALCOHOL | 2217014 | D | 5073 | 12 | O | ALCOHOL | REFINERY
LIGHTHIPE 66 | 2190452 | 21024 | CCU | 2217014 | D | 5073 | 12 | O | CCU | REFINERY
LIGHTHIPE 66 | 2190478 | 21013 | ALKY | 2217014 | D | 5073 | 12 | O | ALKY | REFINERY
LIGHTHIPE 66 | 2189048 | 16394 | SHORT TERM | 2126644 | D | 5061 | 12 | I | SHORT TERM | SHRT TERM PT
LIGHTHIPE 66 | 2190448 | 21003 | SHRED 1 | 2219400 | D | 5073 | 16 | I | SHRED 1 | SHRED
LIGHTHIPE 66 | 2157484 | 03530 | CITIZENS | 2215350 | D | 5073 | 12 | I | CITIZENS | SIGNAL HILL
LIGHTHIPE 66 | 2164827 | 07770 | GUNDRY | 2215348 | D | 5073 | 4 | I | GUNDRY | SIGNAL HILL
LIGHTHIPE 66 | 2190675 | 18974 | WALRUS | 2215350 | D | 5073 | 12 | I | WALRUS | SIGNAL HILL
LIGHTHIPE 66 | 2190892 | 96912 | FEEDER-12 | 2215350 | D | 5073 | 12 | I | FEEDER-12 | SIGNAL HILL
LIGHTHIPE 66 | 2150278 | 04990 | DERRICK | 2215348 | D | 5073 | 4 | I | DERRICK | SIGNAL HILL
LIGHTHIPE 66 | 2180614 | 11820 | MICHIGAN | 2215348 | D | 5073 | 4 | I | MICHIGAN | SIGNAL HILL
LIGHTHIPE 66 | 2180684 | 12110 | MONTANA | 2215350 | D | 5073 | 12 | I | MONTANA | SIGNAL HILL
LIGHTHIPE 66 | 2190841 | 16800 | SPRING | 2215350 | D | 5073 | 12 | I | SPRING | SIGNAL HILL
LIGHTHIPE 66 | 2183884 | 16432 | SILENT | 2124552 | D | 5067 | 12 | O | SILENT | SILENT P.T.
LIGHTHIPE 66 | 2137057 | 03009 | CARRIAGE | 2220726 | D | 5067 | 12 | I | CARRIAGE | SILVER SPUR
LIGHTHIPE 66 | 2144555 | 01735 | BIT | 2220726 | D | 5067 | 12 | I | BIT | SILVER SPUR
LIGHTHIPE 66 | 2156029 | 08699 | HORN | 2220726 | D | 5067 | 12 | I | HORN | SILVER SPUR
LIGHTHIPE 66 | 2190545 | 14889 | REIN | 2220726 | D | 5067 | 12 | I | REIN | SILVER SPUR
LIGHTHIPE 66 | 2184151 | 16440 | SILVERADO | 2126590 | D | 5800 | 2.4 | O | SILVERADO | SILVERADO PT
LIGHTHIPE 66 | 2129135 | 00090 | ADAIR | 2215432 | D | 5073 | 4 | I | ADAIR | SUNNYSIDE
LIGHTHIPE 66 | 2132235 | 01980 | BORT | 2217758 | D | 5073 | 12 | I | BORT | SUNNYSIDE
LIGHTHIPE 66 | 2163158 | 09690 | KILLDEE | 2215432 | D | 5073 | 4 | I | KILLDEE | SUNNYSIDE
LIGHTHIPE 66 | 2178753 | 13200 | ORA | 2215432 | D | 5073 | 4 | I | ORA | SUNNYSIDE
LIGHTHIPE 66 | 2185310 | 14340 | POPPY | 2217758 | D | 5073 | 12 | I | POPPY | SUNNYSIDE
LIGHTHIPE 66 | 2186623 | 15410 | ROSE | 2217758 | D | 5073 | 12 | I | ROSE | SUNNYSIDE
LIGHTHIPE 66 | 2191075 | 19798 | ZANE | 2217758 | D | 5073 | 12 | I | ZANE | SUNNYSIDE
LIGHTHIPE 66 | 2151482 | 06505 | FLAGG | 2217758 | D | 5073 | 12 | I | FLAGG | SUNNYSIDE
LIGHTHIPE 66 | 2136556 | 01065 | BANNER | 2217758 | D | 5073 | 12 | I | BANNER | SUNNYSIDE
LIGHTHIPE 66 | 2146285 | 02060 | BOYER | 2217758 | D | 5073 | 12 | I | BOYER | SUNNYSIDE
LIGHTHIPE 66 | 2150957 | 06230 | FAIRMAN | 2217758 | D | 5073 | 12 | I | FAIRMAN | SUNNYSIDE
LIGHTHIPE 66 | 2166314 | 09535 | KEEVER | 2215432 | D | 5073 | 4 | I | KEEVER | SUNNYSIDE
LIGHTHIPE 66 | 2179000 | 13300 | OSGOOD | 2215432 | D | 5073 | 4 | I | OSGOOD | SUNNYSIDE
LIGHTHIPE 66 | 2186060 | 14713 | RATON | 2215432 | D | 5073 | 4 | I | RATON | SUNNYSIDE
LIGHTHIPE 66 | 2190216 | 18980 | WANDA | 2217758 | D | 5073 | 12 | I | WANDA | SUNNYSIDE
LIGHTHIPE 66 | 2190801 | 16270 | SHARP | 2215432 | D | 5073 | 4 | I | SHARP | SUNNYSIDE
LIGHTHIPE 66 | 2178590 | 12820 | NO AMERICAN | 2217758 | D | 5073 | 12 | I | NO AMERICAN | SUNNYSIDE
LIGHTHIPE 66 | 2189997 | 17372 | SURREY | 2125842 | D | 5023 | 4 | I | SURREY | SURREY UGS
LIGHTHIPE 66 | 2184969 | 17489 | TACAN | 2126668 | D | 5073 | 4 | O | TACAN | TACAN U.G.S.
LIGHTHIPE 66 | 2163883 | 04540 | CUYAMA | 2274093 | D | 5054 | 12 | I | CUYAMA | TAFT
LIGHTHIPE 66 | 2190299 | 19128 | WEEKEND | 2124029 | D | 5061 | 12 | O | WEEKEND | WEEKEND P.T.
LIGHTHIPE 66 | 2188704 | 19132 | WEESHA | 2127259 | D | 5064 | 2.4 | I | WEESHA | WEESHA P.T.
LIGHTHIPE 66 | 2147047 | 03280 | CENTRAL | 2125922 | D | 5538 | 4 | O | CENTRAL | WESTFALL PM
LIGHTHIPE 66 | 2188708 | 19206 | WESTFALL | 2125922 | D | 5538 | 4 | I | WESTFALL | WESTFALL PM
LIGHTHIPE 66 | 2138429 | 02610 | CADBURY | 2215666 | D | 5012 | 4 | I | CADBURY | WESTGATE
LIGHTHIPE 66 | 2153108 | 07740 | GUIRADO | 2215666 | D | 5012 | 4 | I | GUIRADO | WESTGATE
LIGHTHIPE 66 | 2155851 | 08530 | HOLBROOK | 2215666 | D | 5012 | 4 | I | HOLBROOK | WESTGATE
LIGHTHIPE 66 | 2169652 | 09540 | KEITH | 2215666 | D | 5012 | 4 | I | KEITH | WESTGATE
MESA 66 | 2136553 | 01000 | BALDWIN | 2214374 | D | 5012 | 16 | I | BALDWIN | EATON
MESA 66 | 2190639 | 18730 | VIDEO | 2214374 | D | 5012 | 16 | I | VIDEO | EATON
MESA 66 | 2189778 | 13590 | PALOMA | 2214374 | D | 5012 | 16 | I | PALOMA | EATON
MESA 66 | 2163351 | 09780 | KINNELOA | 2214374 | D | 5012 | 16 | I | KINNELOA | EATON
MESA 66 | 2164251 | 10020 | LAMANDA | 2214374 | D | 5012 | 16 | I | LAMANDA | EATON
MESA 66 | 2168889 | 05790 | ELMER | 2214374 | D | 5012 | 16 | I | ELMER | EATON
MESA 66 | 2167232 | 05304 | DRACEA | 2215968 | D | 5070 | 4 | I | DRACEA | EDGEMONT
MESA 66 | 2162195 | 09030 | ISLAND | 2217934 | D | 5800 | 4 | I | ISLAND | EDGEWATER
MESA 66 | 2180540 | 09230 | JETTY | 2217934 | D | 5800 | 4 | I | JETTY | EDGEWATER
MESA 66 | 2190410 | 14270 | POINT | 2217934 | D | 5800 | 4 | I | POINT | EDGEWATER
MESA 66 | 2178751 | 13180 | ONYX | 2217934 | D | 5800 | 4 | I | ONYX | EDGEWATER
MESA 66 | 2129706 | 00490 | ANAHURST | 2220288 | D | 5800 | 4 | I | ANAHURST | EDINGER
MESA 66 | 2147577 | 04490 | CUBBON | 2220288 | D | 5800 | 4 | I | CUBBON | EDINGER
MESA 66 | 2152048 | 06580 | FLOWER | 2220288 | D | 5800 | 4 | I | FLOWER | EDINGER
MESA 66 | 2179301 | 13740 | PARTON | 2220288 | D | 5800 | 4 | I | PARTON | EDINGER
MESA 66 | 2171870 | 10960 | MAIN ST. | 2220288 | D | 5800 | 4 | I | MAIN ST. | EDINGER
MESA 66 | 2140146 | 03301 | CERVEZA | 2218536 | D | 5012 | 16 | I | CERVEZA | MESA
MESA 66 | 2163356 | 04080 | CORONADO | 2218536 | D | 5012 | 16 | I | CORONADO | MESA
MESA 66 | 2179243 | 14037 | PICADOR | 2218536 | D | 5012 | 16 | I | PICADOR | MESA
MESA 66 | 2132384 | 00669 | ARBOLES | 2218536 | D | 5012 | 16 | I | ARBOLES | MESA
MESA 66 | 2170038 | 10665 | LOMAS | 2218536 | D | 5012 | 16 | I | LOMAS | MESA
MESA 66 | 2143598 | 04075 | CORNWALL | 2220218 | D | 5012 | 12 | I | CORNWALL | NARROWS
MESA 66 | 2154064 | 02605 | CADILLAC | 2220218 | D | 5012 | 12 | I | CADILLAC | NARROWS
MESA 66 | 2162027 | 09390 | JULEP | 2220218 | D | 5012 | 12 | I | JULEP | NARROWS
MESA 66 | 2189256 | 18172 | ESCAMILLA | 2220218 | D | 5012 | 12 | F | ESCAMILLA | NARROWS
MESA 66 | 2189924 | 17145 | STUTZ | 2220218 | D | 5012 | 12 | I | STUTZ | NARROWS
MESA 66 | 2190428 | 19772 | YORKTOWN | 2220218 | D | 5012 | 12 | I | YORKTOWN | NARROWS
MESA 66 | 2190587 | 18000 | TORPEDO | 2220218 | D | 5012 | 12 | I | TORPEDO | NARROWS
MESA 66 | 2134016 | 02280 | BRONCO | 2220218 | D | 5012 | 12 | I | BRONCO | NARROWS
MESA 66 | 2143266 | 01040 | BALLARD | 2220218 | D | 5012 | 12 | I | BALLARD | NARROWS
MESA 66 | 2163542 | 04130 | CORVETTE | 2220218 | D | 5012 | 12 | I | CORVETTE | NARROWS
MESA 66 | 2186462 | 12562 | NAVY HOUSING | 2125198 | D | 5023 | 4 | I | NAVY HOUSING | NAVY HSNG PT
MESA 66 | 2184400 | 16816 | SPRUANCE | 2213034 | D | 5073 | 12 | I | SPRUANCE | NAVY MOLE
MESA 66 | 2132861 | 00976 | BAINBRIDGE | 2213034 | D | 5073 | 12 | I | BAINBRIDGE | NAVY MOLE
MESA 66 | 2131375 | 00095 | ADOBE | 2214416 | D | 5012 | 16 | I | ADOBE | NEWMARK
MESA 66 | 2136390 | 02910 | CAPITOL | 2212100 | D | 5012 | 4 | I | CAPITOL | NEWMARK
MESA 66 | 2163151 | 09610 | KENMORE | 2212100 | D | 5012 | 4 | I | KENMORE | NEWMARK
MESA 66 | 2177579 | 08303 | HELM | 2214416 | D | 5012 | 16 | I | HELM | NEWMARK
MESA 66 | 2186468 | 15070 | RIGGIN | 2212100 | D | 5012 | 4 | I | RIGGIN | NEWMARK
MESA 66 | 2185573 | 11680 | MERCER | 2214416 | D | 5012 | 16 | I | MERCER | NEWMARK
MESA 66 | 2139246 | 02620 | CADIZ | 2212100 | D | 5012 | 4 | I | CADIZ | NEWMARK
MESA 66 | 2140856 | 00043 | ACKLEY | 2212100 | D | 5012 | 4 | I | ACKLEY | NEWMARK
MESA 66 | 2190714 | 19740 | YNEZ | 2212100 | D | 5012 | 4 | I | YNEZ | NEWMARK
MESA 66 | 2178506 | 12705 | NIDEVER | 2124910 | D | 5538 | 2.4 | I | NIDEVER | NIDEVER P.T.
MESA 66 | 2187291 | 12708 | NIELSON | 2124329 | D | 5061 | 12 | O | NIELSON | NIELSON P.T.
MESA 66 | 2144963 | 04772 | DEERFIELD | 2216810 | D | 5012 | 16 | I | DEERFIELD | RAVENDALE
MESA 66 | 2156559 | 05926 | ENDICOTT | 2219146 | D | 5012 | 4 | I | ENDICOTT | RAVENDALE
MESA 66 | 2170032 | 10610 | LOCKSLEY | 2216810 | D | 5012 | 16 | I | LOCKSLEY | RAVENDALE
MESA 66 | 2173469 | 09725 | KINGHURST | 2219146 | D | 5012 | 4 | I | KINGHURST | RAVENDALE
MESA 66 | 2187863 | 17525 | TAMWORTH | 2219146 | D | 5012 | 4 | I | TAMWORTH | RAVENDALE
MESA 66 | 2188841 | 19400 | WILLARD | 2216810 | D | 5012 | 16 | I | WILLARD | RAVENDALE
MESA 66 | 2190606 | 18190 | TROTTER | 2216810 | D | 5012 | 16 | I | TROTTER | RAVENDALE
MESA 66 | 2162960 | 09324 | JOSARD | 2216810 | D | 5012 | 16 | I | JOSARD | RAVENDALE
MESA 66 | 2155682 | 08470 | HINSHAW | 2216810 | D | 5012 | 16 | I | HINSHAW | RAVENDALE
MESA 66 | 2173094 | 12438 | MYDA | 2219146 | D | 5012 | 4 | I | MYDA | RAVENDALE
MESA 66 | 2189632 | 17061 | STONELEY | 2216810 | D | 5012 | 16 | I | STONELEY | RAVENDALE
MESA 66 | 2152559 | 06920 | GAINSBOROUGH | 2216810 | D | 5012 | 16 | I | GAINSBOROUGH | RAVENDALE
MESA 66 | 2131884 | 01780 | BLANCHARD | 2219114 | D | 5012 | 16 | I | BLANCHARD | REPETTO
MESA 66 | 2146664 | 05300 | DOZIER | 2219114 | D | 5012 | 16 | I | DOZIER | REPETTO
MESA 66 | 2152047 | 06546 | FLORAL | 2219114 | D | 5012 | 16 | I | FLORAL | REPETTO
MESA 66 | 2157860 | 06070 | ESTATES | 2216782 | D | 5012 | 4 | I | ESTATES | REPETTO
MESA 66 | 2166480 | 09570 | KENBO | 2216782 | D | 5012 | 4 | I | KENBO | REPETTO
MESA 66 | 2168328 | 10194 | LATIN | 2216782 | D | 5012 | 4 | I | LATIN | REPETTO
MESA 66 | 2177678 | 12160 | MOONBEAM | 2216782 | D | 5012 | 4 | I | MOONBEAM | REPETTO
MESA 66 | 2179303 | 13776 | PAT | 2219114 | D | 5012 | 16 | I | PAT | REPETTO
MESA 66 | 2189486 | 16630 | SOLEDAD | 2219114 | D | 5012 | 16 | I | SOLEDAD | REPETTO
MESA 66 | 2182365 | 10439 | LIBRA | 2219114 | D | 5012 | 16 | I | LIBRA | REPETTO
MESA 66 | 2161531 | 07320 | GLEASON | 2219114 | D | 5012 | 16 | I | GLEASON | REPETTO
MESA 66 | 2165027 | 07910 | HAMMELL | 2219114 | D | 5012 | 16 | I | HAMMELL | REPETTO
MESA 66 | 2157130 | 07280 | GLADYS | 2214424 | D | 5012 | 16 | I | GLADYS | ROSEMEAD
MESA 66 | 2182453 | 13150 | OLNEY | 2214424 | D | 5012 | 16 | I | OLNEY | ROSEMEAD
MESA 66 | 2183964 | 16110 | SEGOVIA | 2214424 | D | 5012 | 16 | I | SEGOVIA | ROSEMEAD
MESA 66 | 2188787 | 19300 | WHITMORE | 2214424 | D | 5012 | 16 | I | WHITMORE | ROSEMEAD
MESA 66 | 2190340 | 17645 | TELSTAR | 2214424 | D | 5012 | 16 | I | TELSTAR | ROSEMEAD
MESA 66 | 2138934 | 03610 | CLAYTON | 2214424 | D | 5012 | 16 | I | CLAYTON | ROSEMEAD
MESA 66 | 2131171 | 01680 | BILTON | 2214424 | D | 5012 | 16 | I | BILTON | ROSEMEAD
MESA 66 | 2156747 | 07180 | GERONA | 2214424 | D | 5012 | 16 | I | GERONA | ROSEMEAD
MESA 66 | 2167612 | 08664 | HONOR | 2214424 | D | 5012 | 16 | I | HONOR | ROSEMEAD
MESA 66 | 2186705 | 15494 | ROXIE | 2126512 | D | 5012 | 2.4 | I | ROXIE | ROXIE P.T.
MESA 66 | 2133566 | 01806 | BLEEKER | 2212060 | D | 5012 | 16 | I | BLEEKER | RUSH
MESA 66 | 2134018 | 02295 | BROOKLINE | 2212060 | D | 5012 | 16 | I | BROOKLINE | RUSH
MESA 66 | 2155336 | 03328 | CHANGE | 2212060 | D | 5012 | 16 | I | CHANGE | RUSH
MESA 66 | 2179383 | 13877 | PECK | 2212060 | D | 5012 | 16 | I | PECK | RUSH
MESA 66 | 2182617 | 13565 | PALJAY | 2212060 | D | 5012 | 16 | I | PALJAY | RUSH
MESA 66 | 2152214 | 06636 | FORBID | 2212060 | D | 5012 | 16 | I | FORBID | RUSH
MESA 66 | 2177582 | 08408 | HIGHCLIFF | 2212060 | D | 5012 | 16 | I | HIGHCLIFF | RUSH
MESA 66 | 2187788 | 17516 | TAMORA | 2212060 | D | 5012 | 16 | I | TAMORA | RUSH
MESA 66 | 2176404 | 10572 | LODESTAR | 2212060 | D | 5012 | 16 | I | LODESTAR | RUSH
MESA 66 | 2189704 | 13194 | OPPORTUNITY | 2212060 | D | 5012 | 16 | I | OPPORTUNITY | RUSH
MESA 66 | 2149947 | 04637 | DANES | 2214430 | D | 5012 | 4 | I | DANES | SAN GABRIEL
MESA 66 | 2166855 | 05135 | DOBBINS | 2214430 | D | 5012 | 4 | I | DOBBINS | SAN GABRIEL
MESA 66 | 2190422 | 14530 | PUTNEY | 2214430 | D | 5012 | 4 | I | PUTNEY | SAN GABRIEL
MESA 66 | 2173853 | 10093 | LA PRESA | 2214430 | D | 5012 | 4 | I | LA PRESA | SAN GABRIEL
MESA 66 | 2136708 | 01310 | BEAN | 2214430 | D | 5012 | 4 | I | BEAN | SAN GABRIEL
MESA 66 | 2144964 | 04860 | DEL MAR | 2214430 | D | 5012 | 4 | I | DEL MAR | SAN GABRIEL
MESA 66 | 2168326 | 10170 | LAS TUNAS | 2214430 | D | 5012 | 4 | I | LAS TUNAS | SAN GABRIEL
MESA 66 | 2184880 | 17280 | SUNNYSLOPE | 2214430 | D | 5012 | 4 | I | SUNNYSLOPE | SAN GABRIEL
MESA 66 | 2148650 | 06052 | ESPLANADE | 2216058 | D | 5070 | 4.8 | O | ESPLANADE | SAN JACINTO
MESA 66 | 2129869 | 00548 | ANGELA | 2216058 | D | 5070 | 4.8 | I | ANGELA | SAN JACINTO
MESA 66 | 2180853 | 14909 | RESERVATION | 2216058 | D | 5070 | 4.8 | I | RESERVATION | SAN JACINTO
MESA 66 | 2190129 | 17528 | TANNER | 2216058 | D | 5070 | 4.8 | I | TANNER | SAN JACINTO
MESA 66 | 2165024 | 07872 | HALMAN | 2216058 | D | 5070 | 4.8 | O | HALMAN | SAN JACINTO
MOORPARK 66 | 2147755 | 04635 | DANBY | 2214206 | D | 5067 | 16 | I | DANBY | CAMINO
MOORPARK 66 | 2164824 | 07670 | GROUSE | 2273993 | D | 5033 | 7 | I | GROUSE | CAMP 10
MOORPARK 66 | 2136213 | 02787 | CAMP ANGELUS | 2122563 | D | 5064 | 2.4 | I | CAMP ANGELUS | CAMP ANG PT
MOORPARK 66 | 2136214 | 02790 | CAMP BALDY | 2122072 | D | 5069 | 2.4 | I | CAMP BALDY | CAMP BLDY PT
MOORPARK 66 | 2138604 | 02817 | CAMP OAKS | 2122533 | D | 5064 | 4 | O | CAMP OAKS | CAMP OAKS PT
MOORPARK 66 | 2154251 | 02844 | CANADA | 2123403 | D | 5064 | 12 | O | CANADA | CANADA P.T.
MOORPARK 66 | 2186379 | 12136 | MONTREAL | 7090714 | D | 5064 | 12 | I | MONTREAL | CANADIAN
MOORPARK 66 | 2188441 | 17997 | TORONTO | 7090714 | D | 5064 | 12 | I | TORONTO | CANADIAN
MOORPARK 66 | 2145325 | 02849 | CANDID | 2121200 | D | 5070 | 12 | O | CANDID | CANDID P.T.
MOORPARK 66 | 2164064 | 09899 | LABRADOR | 2125976 | D | 5070 | 12 | I | LABRADOR | CANINE P.T.
MOORPARK 66 | 2181206 | 14276 | POINTER | 2125976 | D | 5070 | 12 | I | POINTER | CANINE P.T.
MOORPARK 66 | 2162579 | 09185 | JAWBONE | 2218278 | D | 5061 | 12 | I | JAWBONE | CANTIL
MOORPARK 66 | 2184061 | 16304 | SHEEP | 2218278 | D | 5061 | 12 | I | SHEEP | CANTIL
MOORPARK 66 | 2173091 | 12350 | MULHOLLAND | 2214634 | D | 5538 | 16 | I | MULHOLLAND | CRATER
MOORPARK 66 | 2179643 | 14190 | PLATEAU | 2214634 | D | 5538 | 16 | I | PLATEAU | CRATER
MOORPARK 66 | 2183691 | 16150 | SERRA | 2214634 | D | 5538 | 16 | I | SERRA | CRATER
MOORPARK 66 | 2190554 | 14960 | RHODA | 2214634 | D | 5538 | 16 | I | RHODA | CRATER
MOORPARK 66 | 2149025 | 04284 | CRAWFORD | 2123502 | D | 2556 | 2.4 | I | CRAWFORD | CRAWFORD PT
MOORPARK 66 | 2177958 | 10934 | MAGUIRE | 2219378 | D | 5538 | 16 | I | MAGUIRE | LATIGO
MOORPARK 66 | 2152560 | 06924 | GALAHAD | 2219378 | D | 5538 | 16 | I | GALAHAD | LATIGO
MOORPARK 66 | 2163881 | 04526 | CUTHBERT | 2219378 | D | 5538 | 16 | I | CUTHBERT | LATIGO
MOORPARK 66 | 2177157 | 11695 | MERLIN | 2219378 | D | 5538 | 16 | I | MERLIN | LATIGO
MOORPARK 66 | 2140317 | 03501 | CHUMASH | 2212668 | D | 5538 | 16 | I | CHUMASH | MALIBU
MOORPARK 66 | 2144093 | 04445 | CRUMNER | 2212668 | D | 5538 | 16 | I | CRUMNER | MALIBU
MOORPARK 66 | 2169466 | 09455 | KANAN | 2212668 | D | 5538 | 16 | I | KANAN | MALIBU
MOORPARK 66 | 2182693 | 10502 | LINDERO | 2212668 | D | 5538 | 16 | I | LINDERO | MALIBU
MOORPARK 66 | 2189254 | 18164 | TRIUNFO | 2212668 | D | 5538 | 16 | I | TRIUNFO | MALIBU
MOORPARK 66 | 2190374 | 19345 | WHIZZIN | 2212668 | D | 5538 | 16 | I | WHIZZIN | MALIBU
MOORPARK 66 | 2141570 | 03930 | CONEJO | 2212668 | D | 5538 | 16 | I | CONEJO | MALIBU
MOORPARK 66 | 2170656 | 11036 | MANANA | 2125628 | D | 5073 | 2.4 | O | MANANA | MANANA P.T.
MOORPARK 66 | 2133173 | 01344 | ANTON | 2211770 | D | 5538 | 16 | I | ANTON | MOORPARK
MOORPARK 66 | 2133174 | 01354 | MORGANSTEIN | 2211770 | D | 5538 | 16 | I | MORGANSTEIN | MOORPARK
MOORPARK 66 | 2142710 | 03810 | COLLINS | 2211770 | D | 5538 | 16 | I | COLLINS | MOORPARK
MOORPARK 66 | 2162392 | 09140 | JANSS | 2211770 | D | 5538 | 16 | I | JANSS | MOORPARK
MOORPARK 66 | 2189636 | 17090 | STRATHERN | 2211770 | D | 5538 | 16 | I | STRATHERN | MOORPARK
MOORPARK 66 | 2190722 | 19850 | ZONE | 2211770 | D | 5538 | 16 | I | ZONE | MOORPARK
MOORPARK 66 | 2175164 | 06888 | GABBERT | 2211770 | D | 5538 | 16 | I | GABBERT | MOORPARK
MOORPARK 66 | 2134918 | 02191 | BRENNAN | 2211770 | D | 5538 | 16 | I | BRENNAN | MOORPARK
MOORPARK 66 | 2171094 | 06130 | EVERETT | 2211770 | D | 5538 | 16 | I | EVERETT | MOORPARK
MOORPARK 66 | 2146095 | 01972 | BORCHARD | 2215006 | D | 5538 | 16 | I | BORCHARD | NEWBURY
MOORPARK 66 | 2185985 | 16791 | SPLENDOR | 2215006 | D | 5538 | 16 | I | SPLENDOR | NEWBURY
MOORPARK 66 | 2140858 | 00045 | ACADEMY | 2215006 | D | 5538 | 16 | I | ACADEMY | NEWBURY
MOORPARK 66 | 2136881 | 01434 | BELPAC | 2215006 | D | 5538 | 16 | I | BELPAC | NEWBURY
MOORPARK 66 | 2167418 | 08564 | HOOLIGAN | 2215006 | D | 5538 | 16 | I | HOOLIGAN | NEWBURY
MOORPARK 66 | 2162787 | 09285 | JOHNBOY | 2215006 | D | 5538 | 16 | I | JOHNBOY | NEWBURY
MOORPARK 66 | 2167768 | 08943 | INTREPID | 2215006 | D | 5538 | 16 | I | INTREPID | NEWBURY
MOORPARK 66 | 2174959 | 10405 | LESSER | 2215006 | D | 5538 | 16 | I | LESSER | NEWBURY
MOORPARK 66 | 2179098 | 13795 | PATRIOT | 2215006 | D | 5538 | 16 | I | PATRIOT | NEWBURY
MOORPARK 66 | 2141964 | 00436 | AMBERCREST | 2217252 | D | 5538 | 16 | I | AMBERCREST | OAK PARK
MOORPARK 66 | 2142914 | 03945 | CONIFER | 2217252 | D | 5538 | 16 | I | CONIFER | OAK PARK
MOORPARK 66 | 2149210 | 04355 | CRESTHAVEN | 2217252 | D | 5538 | 16 | I | CRESTHAVEN | OAK PARK
MOORPARK 66 | 2137049 | 01705 | BIRCHWOOD | 2217252 | D | 5538 | 16 | I | BIRCHWOOD | OAK PARK
MOORPARK 66 | 2188915 | 19601 | WOODHAVEN | 2217252 | D | 5538 | 16 | I | WOODHAVEN | OAK PARK
MOORPARK 66 | 2140501 | 03519 | CIRCLE | 2125957 | D | 5061 | 12 | I | CIRCLE | OAK SPRNG PT
MOORPARK 66 | 2187461 | 12985 | OAKTREE | 2124938 | D | 5012 | 2.4 | I | OAKTREE | OAKTREE P.T.
MOORPARK 66 | 2130212 | 00810 | ASSEMBLY | 2214990 | D | 5054 | 12 | I | ASSEMBLY | OASIS
MOORPARK 66 | 2151126 | 06280 | FARMS | 2214990 | D | 5054 | 12 | I | FARMS | OASIS
MOORPARK 66 | 2153326 | 07960 | HANGER | 2214990 | D | 5054 | 12 | I | HANGER | OASIS
MOORPARK 66 | 2186788 | 16963 | STEALTH | 2214990 | D | 5054 | 12 | I | STEALTH | OASIS
MOORPARK 66 | 2190586 | 17963 | TOMCAT | 2214990 | D | 5054 | 12 | F | TOMCAT | OASIS
MOORPARK 66 | 2144392 | 01532 | BEONE | 2214990 | D | 5054 | 12 | I | BEONE | OASIS
MOORPARK 66 | 2190963 | 17815 | THUNDERBOLT | 2214990 | D | 5054 | 12 | F | THUNDERBOLT | OASIS
MOORPARK 66 | 2182854 | 10800 | LUPINE | 2214990 | D | 5054 | 12 | I | LUPINE | OASIS
MOORPARK 66 | 2177497 | 08290 | HEIGHTS | 2214990 | D | 5054 | 12 | I | HEIGHTS | OASIS
MOORPARK 66 | 2190494 | 21050 | VENTU | 2216186 | D | 5538 | 16 | I | VENTU | PHARMACY
MOORPARK 66 | 2190874 | 21062 | TECH | 2216186 | D | 5538 | 16 | I | TECH | PHARMACY
MOORPARK 66 | 2191123 | 21061 | BIO | 2216186 | D | 5538 | 16 | I | BIO | PHARMACY
MOORPARK 66 | 2190871 | 21049 | PAULING | 2216186 | D | 5538 | 16 | I | PAULING | PHARMACY
MOORPARK 66 | 2179466 | 14005 | PHEASANT | 2125267 | D | 5067 | 12 | I | PHEASANT | PHEASANT PT
MOORPARK 66 | 2138432 | 02619 | CADENA | 2219760 | D | 5538 | 16 | I | CADENA | POTRERO
MOORPARK 66 | 2153319 | 07810 | HACIENDA | 2219760 | D | 5538 | 16 | I | HACIENDA | POTRERO
MOORPARK 66 | 2174574 | 10217 | LA VACA | 2219760 | D | 5538 | 16 | I | LA VACA | POTRERO
MOORPARK 66 | 2178917 | 13612 | PAMPAS | 2219760 | D | 5538 | 16 | I | PAMPAS | POTRERO
MOORPARK 66 | 2182853 | 10787 | LUNA | 2219760 | D | 5538 | 16 | I | LUNA | POTRERO
MOORPARK 66 | 2183781 | 16331 | SHENANDOAH | 2219760 | D | 5538 | 16 | I | SHENANDOAH | POTRERO
MOORPARK 66 | 2188445 | 18044 | TOWNSGATE | 2219760 | D | 5538 | 16 | I | TOWNSGATE | POTRERO
MOORPARK 66 | 2181369 | 14383 | PRADO | 2219760 | D | 5538 | 16 | I | PRADO | POTRERO
MOORPARK 66 | 2182116 | 10034 | LA MANCHA | 2219760 | D | 5538 | 16 | I | LA MANCHA | POTRERO
MOORPARK 66 | 2190632 | 18621 | VAQUERO | 2219760 | D | 5538 | 16 | I | VAQUERO | POTRERO
MOORPARK 66 | 2134173 | 02362 | BUCKNER | 2212820 | D | 5538 | 16 | I | BUCKNER | ROYAL
MOORPARK 66 | 2138252 | 02463 | BURLESON | 2212820 | D | 5538 | 16 | I | BURLESON | ROYAL
MOORPARK 66 | 2160458 | 08707 | HOSS | 2212820 | D | 5538 | 16 | I | HOSS | ROYAL
MOORPARK 66 | 2180682 | 12085 | MONARCH | 2212820 | D | 5538 | 16 | I | MONARCH | ROYAL
MOORPARK 66 | 2186146 | 14892 | REJADA | 2212820 | D | 5538 | 16 | I | REJADA | ROYAL
MOORPARK 66 | 2189116 | 16455 | SINALOA | 2212820 | D | 5538 | 16 | I | SINALOA | ROYAL
MOORPARK 66 | 2142330 | 00649 | APPLETON | 2212820 | D | 5538 | 16 | I | APPLETON | ROYAL
MOORPARK 66 | 2180686 | 12131 | MONTGOMERY | 2212820 | D | 5538 | 16 | I | MONTGOMERY | ROYAL
MOORPARK 66 | 2156368 | 05918 | ENCHANTED | 2212820 | D | 5538 | 16 | I | ENCHANTED | ROYAL
MOORPARK 66 | 2169082 | 06035 | ERRINGER | 2212820 | D | 5538 | 16 | I | ERRINGER | ROYAL
MOORPARK 66 | 2173283 | 12561 | NAYLOR | 2213768 | D | 5064 | 12 | I | NAYLOR | RUBIDOUX
MOORPARK 66 | 2151308 | 06497 | FLABOB | 2213768 | D | 5064 | 12 | I | FLABOB | RUBIDOUX
MOORPARK 66 | 2189040 | 16076 | SEBASTIAN | 2220716 | D | 5064 | 4 | I | SEBASTIAN | RUBIDOUX
MOORPARK 66 | 2186704 | 15475 | ROWCO | 2217546 | D | 5064 | 12 | I | ROWCO | RUNNNG SPRGS
MOORPARK 66 | 2184887 | 17475 | TAGGERT | 2217546 | D | 5064 | 12 | I | TAGGERT | RUNNNG SPRGS
MOORPARK 66 | 2189482 | 16595 | SNOW VALLEY | 2217546 | D | 5064 | 12 | I | SNOW VALLEY | RUNNNG SPRGS
MOORPARK 66 | 2181817 | 12700 | NICHOLAS | 2212436 | D | 5538 | 16 | I | NICHOLAS | TAPIA
MOORPARK 66 | 2188118 | 18290 | TUNA | 2212436 | D | 5538 | 16 | I | TUNA | TAPIA
MOORPARK 66 | 2146282 | 02031 | TATANKA | 2121174 | D | 5538 | 4 | I | TATANKA | TATANKA P.T.
MOORPARK 66 | 2149022 | 04226 | COVENTRY | 2212798 | D | 5538 | 16 | I | COVENTRY | THOUSND OAKS
MOORPARK 66 | 2154060 | 02569 | BYER | 2212798 | D | 5538 | 16 | I | BYER | THOUSND OAKS
MOORPARK 66 | 2165740 | 07928 | HAMPSHIRE | 2212798 | D | 5538 | 16 | I | HAMPSHIRE | THOUSND OAKS
MOORPARK 66 | 2167415 | 08479 | HILLCREST | 2212798 | D | 5538 | 16 | I | HILLCREST | THOUSND OAKS
MOORPARK 66 | 2190953 | 17505 | TALLEY | 2212798 | D | 5538 | 16 | I | TALLEY | THOUSND OAKS
MOORPARK 66 | 2149403 | 05018 | DEVINE | 2212798 | D | 5538 | 16 | I | DEVINE | THOUSND OAKS
MOORPARK 66 | 2161538 | 07415 | GOLDSMITH | 2212798 | D | 5538 | 16 | I | GOLDSMITH | THOUSND OAKS
MOORPARK 66 | 2164253 | 10052 | LANGER | 2212798 | D | 5538 | 16 | I | LANGER | THOUSND OAKS
MOORPARK 66 | 2190813 | 16369 | SHOPPING | 2212798 | D | 5538 | 16 | I | SHOPPING | THOUSND OAKS
MOORPARK 66 | 2191041 | 19262 | WHITECLIFF | 2212798 | D | 5538 | 16 | I | WHITECLIFF | THOUSND OAKS
MOORPARK 66 | 2139456 | 02660 | CALABASAS | 2212338 | D | 5538 | 16 | I | CALABASAS | VALDEZ
MOORPARK 66 | 2160457 | 08698 | HORNTOAD | 2212338 | D | 5538 | 16 | I | HORNTOAD | VALDEZ
MOORPARK 66 | 2178257 | 08695 | HORIZON | 2212338 | D | 5538 | 16 | I | HORIZON | VALDEZ
MOORPARK 66 | 2184149 | 16418 | SIENNA | 2212338 | D | 5538 | 16 | I | SIENNA | VALDEZ
MOORPARK 66 | 2185720 | 11914 | MILO | 2212338 | D | 5538 | 16 | I | MILO | VALDEZ
MOORPARK 66 | 2189488 | 16695 | SORRENTO | 2212338 | D | 5538 | 16 | I | SORRENTO | VALDEZ
MOORPARK 66 | 2190638 | 18724 | VICASA | 2212338 | D | 5538 | 16 | I | VICASA | VALDEZ
MOORPARK 66 | 2179299 | 13658 | PARADISE | 2212338 | D | 5538 | 16 | I | PARADISE | VALDEZ
MOORPARK 66 | 2184483 | 13713 | PARKMORE | 2212338 | D | 5538 | 16 | I | PARKMORE | VALDEZ
MOORPARK 66 | 2170029 | 10530 | LITRA | 2215196 | D | 5064 | 4 | I | LITRA | VALENCIA
MOORPARK 66 | 2174777 | 10400 | LEROY | 2215196 | D | 5064 | 4 | I | LEROY | VALENCIA
MOORPARK 66 | 2191001 | 18512 | VALENTINE | 2126208 | D | 2556 | 2.4 | I | VALENTINE | VALENTINE PT
OLINDA 66 | 2179831 | 11425 | MAZATLAN | 2216194 | D | 5800 | 12 | I | MAZATLAN | BREA
OLINDA 66 | 2188271 | 18650 | VERA CRUZ | 2216194 | D | 5800 | 12 | I | VERA CRUZ | BREA
OLINDA 66 | 2191071 | 19788 | YUCATAN | 2216194 | D | 5800 | 12 | I | YUCATAN | BREA
OLINDA 66 | 2169286 | 09363 | JUAREZ | 2216194 | D | 5800 | 12 | I | JUAREZ | BREA
OLINDA 66 | 2129132 | 00041 | ACAPULCO | 2216194 | D | 5800 | 12 | I | ACAPULCO | BREA
OLINDA 66 | 2136049 | 00978 | BAJA | 2216194 | D | 5800 | 12 | I | BAJA | BREA
OLINDA 66 | 2190822 | 16556 | SLURRY | 2219542 | D | 5054 | 12 | I | SLURRY | BREEZE
OLINDA 66 | 2184235 | 16553 | SLUMP | 2219542 | D | 5054 | 12 | I | SLUMP | BREEZE
OLINDA 66 | 2157307 | 03478 | CHINOOK | 2219542 | D | 5054 | 12 | I | CHINOOK | BREEZE
OLINDA 66 | 2184158 | 16463 | SIROCCO | 2219542 | D | 5054 | 12 | I | SIROCCO | BREEZE
OLINDA 66 | 2144745 | 04594 | DAKOTA | 2217814 | D | 5800 | 12 | I | DAKOTA | CAROLINA
OLINDA 66 | 2163154 | 09635 | KENTUCKY | 2217814 | D | 5800 | 12 | I | KENTUCKY | CAROLINA
OLINDA 66 | 2178182 | 11315 | MARYLAND | 2217814 | D | 5800 | 12 | I | MARYLAND | CAROLINA
OLINDA 66 | 2190555 | 14962 | RHODE ISLAND | 2217814 | D | 5800 | 12 | I | RHODE ISLAND | CAROLINA
OLINDA 66 | 2190710 | 19696 | WYOMING | 2217814 | D | 5800 | 12 | I | WYOMING | CAROLINA
OLINDA 66 | 2171679 | 06555 | FLORIDA | 2217814 | D | 5800 | 12 | I | FLORIDA | CAROLINA
OLINDA 66 | 2187467 | 13064 | OKLAHOMA | 2217814 | D | 5800 | 12 | I | OKLAHOMA | CAROLINA
OLINDA 66 | 2190134 | 18691 | VERMONT | 2217814 | D | 5800 | 12 | I | VERMONT | CAROLINA
OLINDA 66 | 2191057 | 19576 | WISCONSIN | 2217814 | D | 5800 | 12 | I | WISCONSIN | CAROLINA
OLINDA 66 | 2185143 | 11326 | MASSACHUSETTS | 2217814 | D | 5800 | 12 | I | MASSACHUSETTS | CAROLINA
OLINDA 66 | 2185723 | 11936 | MINNESOTA | 2217814 | D | 5800 | 12 | I | MINNESOTA | CAROLINA
OLINDA 66 | 2142915 | 03948 | CONNECTICUT | 2217814 | D | 5800 | 12 | I | CONNECTICUT | CAROLINA
OLINDA 66 | 2139826 | 03003 | CARPOIL | 2214876 | D | 5538 | 16 | I | CARPOIL | CARPINTERIA
OLINDA 66 | 2183779 | 16310 | SHEFFIELD | 2214876 | D | 5538 | 16 | I | SHEFFIELD | CARPINTERIA
OLINDA 66 | 2190780 | 16040 | SEACLIFF | 2214876 | D | 5538 | 16 | I | SEACLIFF | CARPINTERIA
OLINDA 66 | 2191005 | 18525 | VALLECITO | 2214876 | D | 5538 | 16 | I | VALLECITO | CARPINTERIA
OLINDA 66 | 2143925 | 04280 | CRAVENS | 2214872 | D | 5538 | 4 | O | CRAVENS | CARPINTERIA
OLINDA 66 | 2167036 | 05220 | DORRANCE | 2214872 | D | 5538 | 4 | I | DORRANCE | CARPINTERIA
OLINDA 66 | 2138071 | 02204 | BRIDE | 2215550 | D | 5800 | 12 | I | BRIDE | LA HABRA
OLINDA 66 | 2150275 | 04960 | DEODARA | 2215550 | D | 5800 | 12 | I | DEODARA | LA HABRA
OLINDA 66 | 2156741 | 07100 | GASTON | 2215550 | D | 5800 | 12 | I | GASTON | LA HABRA
OLINDA 66 | 2161686 | 08890 | IDAHO | 2215550 | D | 5800 | 12 | I | IDAHO | LA HABRA
OLINDA 66 | 2177155 | 11635 | MEMORY | 2215550 | D | 5800 | 12 | I | MEMORY | LA HABRA
OLINDA 66 | 2190325 | 13929 | PENMAR | 2215550 | D | 5800 | 12 | I | PENMAR | LA HABRA
OLINDA 66 | 2190974 | 17970 | TONNER | 2215550 | D | 5800 | 12 | I | TONNER | LA HABRA
OLINDA 66 | 2152211 | 06605 | FONDA | 2215550 | D | 5800 | 12 | I | FONDA | LA HABRA
OLINDA 66 | 2190991 | 18380 | TWISTER | 2215550 | D | 5800 | 12 | I | TWISTER | LA HABRA
OLINDA 66 | 2142525 | 03781 | COLFAX | 2215550 | D | 5800 | 12 | I | COLFAX | LA HABRA
OLINDA 66 | 2166852 | 05102 | DITWOOD | 2215550 | D | 5800 | 12 | I | DITWOOD | LA HABRA
OLINDA 66 | 2186619 | 15375 | RONWOOD | 2215550 | D | 5800 | 12 | I | RONWOOD | LA HABRA
OLINDA 66 | 2150112 | 04703 | DATE | 2220680 | D | 5067 | 12 | I | DATE | OLIVE LAKE
OLINDA 66 | 2180935 | 15156 | RIVER BEND | 2220680 | D | 5067 | 12 | I | RIVER BEND | OLIVE LAKE
OLINDA 66 | 2168323 | 10150 | LASKY | 2216906 | D | 5023 | 4 | I | LASKY | OLYMPIC
OLINDA 66 | 2178758 | 13270 | ORSATTI | 2216906 | D | 5023 | 4 | I | ORSATTI | OLYMPIC
OLINDA 66 | 2184237 | 16570 | SMITHWOOD | 2216906 | D | 5023 | 4 | I | SMITHWOOD | OLYMPIC
OLINDA 66 | 2147230 | 03380 | CHARLEVILLE | 2216906 | D | 5023 | 4 | I | CHARLEVILLE | OLYMPIC
OLINDA 66 | 2181020 | 15270 | ROBERTSON | 2216906 | D | 5023 | 4 | I | ROBERTSON | OLYMPIC
OLINDA 66 | 2190367 | 19220 | WETHERLY | 2216906 | D | 5023 | 4 | I | WETHERLY | OLYMPIC
OLINDA 66 | 2178749 | 13170 | OMAR | 2124334 | D | 5073 | 2.4 | O | OMAR | OMAR P.T.
OLINDA 66 | 2178683 | 13166 | ONDULANDO | 2125243 | D | 5538 | 4 | O | ONDULANDO | ONDULANDO PT
OLINDA 66 | 2136395 | 02926 | CAROB | 2215504 | D | 5800 | 12 | I | CAROB | PARKWOOD
OLINDA 66 | 2153320 | 07825 | HACKBERRY | 2215504 | D | 5800 | 12 | I | HACKBERRY | PARKWOOD
OLINDA 66 | 2158781 | 07756 | GUM | 2215504 | D | 5800 | 12 | I | GUM | PARKWOOD
OLINDA 66 | 2181963 | 14467 | PRUNE | 2215504 | D | 5800 | 12 | I | PRUNE | PARKWOOD
OLINDA 66 | 2190314 | 13863 | PEABUSH | 2215504 | D | 5800 | 12 | I | PEABUSH | PARKWOOD
OLINDA 66 | 2190332 | 14033 | PHOENIX | 2215504 | D | 5800 | 12 | I | PHOENIX | PARKWOOD
OLINDA 66 | 2158061 | 06364 | RICKO | 2215504 | D | 5800 | 12 | I | RICKO | PARKWOOD
OLINDA 66 | 2181959 | 14432 | PRIVET | 2215504 | D | 5800 | 12 | I | PRIVET | PARKWOOD
OLINDA 66 | 2185408 | 14546 | PYRUS | 2215504 | D | 5800 | 12 | I | PYRUS | PARKWOOD
OLINDA 66 | 2179097 | 13739 | PARTNER | 2126344 | D | 5064 | 12 | O | PARTNER | PARTNER P.T.
OLINDA 66 | 2129699 | 00380 | ALPHA | 2213396 | D | 5800 | 12 | I | ALPHA | TELEGRAPH
OLINDA 66 | 2130056 | 00693 | ARGO | 2213396 | D | 5800 | 12 | I | ARGO | TELEGRAPH
OLINDA 66 | 2130993 | 01590 | BETA | 2213396 | D | 5800 | 12 | I | BETA | TELEGRAPH
OLINDA 66 | 2131176 | 01694 | BIOLA | 2213396 | D | 5800 | 12 | I | BIOLA | TELEGRAPH
OLINDA 66 | 2149766 | 05335 | DRUM | 2213396 | D | 5800 | 12 | I | DRUM | TELEGRAPH
OLINDA 66 | 2161192 | 07020 | GAMMA | 2213396 | D | 5800 | 12 | I | GAMMA | TELEGRAPH
OLINDA 66 | 2177156 | 11660 | MERCADO | 2213396 | D | 5800 | 12 | I | MERCADO | TELEGRAPH
OLINDA 66 | 2182456 | 13164 | OMEGA | 2213396 | D | 5800 | 12 | I | OMEGA | TELEGRAPH
OLINDA 66 | 2187541 | 13085 | OLDS | 2213396 | D | 5800 | 12 | I | OLDS | TELEGRAPH
OLINDA 66 | 2189484 | 16609 | SOCRATES | 2213396 | D | 5800 | 12 | I | SOCRATES | TELEGRAPH
OLINDA 66 | 2190330 | 13981 | PETE | 2213396 | D | 5800 | 12 | I | PETE | TELEGRAPH
OLINDA 66 | 2166311 | 09465 | KAPPA | 2213396 | D | 5800 | 12 | I | KAPPA | TELEGRAPH
OLINDA 66 | 2190413 | 14294 | POLYMER | 2273819 | D | 5069 | 12 | I | POLYMER | TEMESCAL PT
OLINDA 66 | 2140144 | 03296 | CERAMIC | 2273820 | D | 5069 | 4 | I | CERAMIC | TEMESCAL PT
OLINDA 66 | 2179735 | 14341 | PORCELAIN | 2273820 | D | 5069 | 4 | I | PORCELAIN | TEMESCAL PT
OLINDA 66 | 2130994 | 01620 | BIDWELL | 2214476 | D | 5012 | 4 | I | BIDWELL | TEMPLE
OLINDA 66 | 2158962 | 03700 | CLOVERLY | 2214476 | D | 5012 | 4 | I | CLOVERLY | TEMPLE
OLINDA 66 | 2181735 | 12474 | NADINE | 2214476 | D | 5012 | 4 | I | NADINE | TEMPLE
OLINDA 66 | 2135462 | 00699 | ARIEL | 2273862 | D | 5070 | 12 | I | ARIEL | TENAJA
OLINDA 66 | 2145911 | 03167 | CATT | 2273862 | D | 5070 | 12 | I | CATT | TENAJA
OLINDA 66 | 2148843 | 04053 | CORINTH | 2273862 | D | 5070 | 12 | I | CORINTH | TENAJA
OLINDA 66 | 2165748 | 08137 | HARWOOD | 2273862 | D | 5070 | 12 | I | HARWOOD | TENAJA
OLINDA 66 | 2178594 | 12919 | NUTMEG | 2273862 | D | 5070 | 12 | I | NUTMEG | TENAJA
OLINDA 66 | 2132716 | 00921 | BABYLON | 2273862 | D | 5070 | 12 | I | BABYLON | TENAJA
OLINDA 66 | 2190343 | 17662 | TENDERFOOT | 2126661 | D | 5061 | 12 | I | TENDERFOOT | TENDRFOOT PT
PADUA 66 | 2181644 | 12302 | MUDD | 2213022 | D | 5069 | 4 | I | MUDD | CLAREMONT
PADUA 66 | 2132380 | 02086 | BOYNTON | 2219902 | D | 5069 | 12 | I | BOYNTON | CUCAMONGA
PADUA 66 | 2142140 | 00532 | ANDRETTI | 2219902 | D | 5069 | 12 | I | ANDRETTI | CUCAMONGA
PADUA 66 | 2156035 | 05494 | EARNHARDT | 2219902 | D | 5069 | 12 | I | EARNHARDT | CUCAMONGA
PADUA 66 | 2158260 | 06491 | FITTIPALDI | 2219902 | D | 5069 | 12 | I | FITTIPALDI | CUCAMONGA
PADUA 66 | 2167035 | 05212 | DONOHUE | 2219902 | D | 5069 | 12 | I | DONOHUE | CUCAMONGA
PADUA 66 | 2182932 | 14634 | RAHAL | 2219902 | D | 5069 | 12 | I | RAHAL | CUCAMONGA
PADUA 66 | 2189336 | 18464 | UNSER | 2219902 | D | 5069 | 12 | I | UNSER | CUCAMONGA
PADUA 66 | 2152564 | 07017 | GARLITS | 2219902 | D | 5069 | 12 | I | GARLITS | CUCAMONGA
PADUA 66 | 2153327 | 07964 | HANKS | 2219902 | D | 5069 | 12 | I | HANKS | CUCAMONGA
PADUA 66 | 2159683 | 06717 | FOYT | 2219902 | D | 5069 | 12 | I | FOYT | CUCAMONGA
PADUA 66 | 2190739 | 15592 | RUTHERFORD | 2219902 | D | 5069 | 12 | I | RUTHERFORD | CUCAMONGA
PADUA 66 | 2165019 | 07795 | GURNEY | 2219902 | D | 5069 | 12 | I | GURNEY | CUCAMONGA
PADUA 66 | 2185570 | 11557 | MEARS | 2219902 | D | 5069 | 12 | I | MEARS | CUCAMONGA
PADUA 66 | 2190741 | 15597 | RUTTMAN | 2219902 | D | 5069 | 12 | I | RUTTMAN | CUCAMONGA
PADUA 66 | 2185804 | 16584 | SNEVA | 2219902 | D | 5069 | 12 | I | SNEVA | CUCAMONGA
PADUA 66 | 2190384 | 19705 | YARBOROUGH | 2219902 | D | 5069 | 12 | I | YARBOROUGH | CUCAMONGA
PADUA 66 | 2133855 | 02064 | BOYALTA | 2217522 | D | 5069 | 12 | I | BOYALTA | LAYFAIR
PADUA 66 | 2139635 | 02745 | CAL POLY | 2217522 | D | 5069 | 12 | I | CAL POLY | LAYFAIR
PADUA 66 | 2143777 | 04195 | COUNTY FAIR 4 | 2215192 | D | 5069 | 4 | O | COUNTY FAIR 4 | LAYFAIR
PADUA 66 | 2150437 | 05466 | DURWARD | 2217522 | D | 5069 | 12 | I | DURWARD | LAYFAIR
PADUA 66 | 2163546 | 04194 | COUNTY FAIR 3 | 2215192 | D | 5069 | 4 | O | COUNTY FAIR 3 | LAYFAIR
PADUA 66 | 2171292 | 06189 | FAIRPLEX | 2217522 | D | 5069 | 12 | I | FAIRPLEX | LAYFAIR
PADUA 66 | 2180762 | 12170 | MORAN | 2217522 | D | 5069 | 12 | I | MORAN | LAYFAIR
PADUA 66 | 2181813 | 12610 | NEMAHA | 2215192 | D | 5069 | 4 | I | NEMAHA | LAYFAIR
PADUA 66 | 2183530 | 15704 | SAM | 2217522 | D | 5069 | 12 | I | SAM | LAYFAIR
PADUA 66 | 2185479 | 14550 | QUAKER | 2215192 | D | 5069 | 4 | I | QUAKER | LAYFAIR
PADUA 66 | 2163547 | 04196 | COUNTY FAIR 5 | 2215192 | D | 5069 | 4 | I | COUNTY FAIR 5 | LAYFAIR
PADUA 66 | 2146287 | 02100 | BRACKETT | 2217522 | D | 5069 | 12 | I | BRACKETT | LAYFAIR
PADUA 66 | 2163545 | 04192 | COUNTY FAIR 1 | 2215192 | D | 5069 | 4 | I | COUNTY FAIR 1 | LAYFAIR
PADUA 66 | 2143776 | 04193 | COUNTY FAIR 2 | 2215192 | D | 5069 | 4 | O | COUNTY FAIR 2 | LAYFAIR
PADUA 66 | 2187624 | 15702 | LIMING | 2217522 | D | 5069 | 12 | I | LIMING | LAYFAIR
PADUA 66 | 2133438 | 01656 | BILL | 2217522 | D | 5069 | 12 | I | BILL | LAYFAIR
PADUA 66 | 2185403 | 14475 | PUDDINGSTONE | 2217522 | D | 5069 | 12 | I | PUDDINGSTONE | LAYFAIR
PADUA 66 | 2170456 | 10683 | LB.UG. NETWORK 2 | 2207576 | D | 5073 | 12 | O | LB.UG. NETWORK 2 | LB.UG. NET.1
PADUA 66 | 2176592 | 10682 | LB.UG. NETWORK 1 | 2207576 | D | 5073 | 4 | O | LB.UG. NETWORK 1 | LB.UG. NET.1
PADUA 66 | 2133434 | 01622 | BIG CONE | 2217432 | D | 5069 | 12 | I | BIG CONE | LIVE OAK
PADUA 66 | 2146091 | 01935 | BONTANIC | 2217432 | D | 5069 | 12 | I | BONTANIC | LIVE OAK
PADUA 66 | 2159514 | 06634 | FORBES | 2217432 | D | 5069 | 12 | I | FORBES | LIVE OAK
PADUA 66 | 2177954 | 12582 | NEIBEL | 2217432 | D | 5069 | 12 | I | NEIBEL | LIVE OAK
PADUA 66 | 2182613 | 13476 | PADOVA | 2217432 | D | 5069 | 12 | I | PADOVA | LIVE OAK
PADUA 66 | 2131541 | 00233 | ALAMOSA | 2217432 | D | 5069 | 12 | I | ALAMOSA | LIVE OAK
PADUA 66 | 2174962 | 10475 | LIMBER | 2217432 | D | 5069 | 12 | I | LIMBER | LIVE OAK
PADUA 66 | 2179090 | 13578 | PALMER | 2217432 | D | 5069 | 12 | I | PALMER | LIVE OAK
PADUA 66 | 2188910 | 19573 | WINTHROP | 2217432 | D | 5069 | 12 | I | WINTHROP | LIVE OAK
PADUA 66 | 2139638 | 02755 | CALSPAR | 2217432 | D | 5069 | 12 | I | CALSPAR | LIVE OAK
PADUA 66 | 2176401 | 10555 | LIZARD | 2124761 | D | 5067 | 4.8 | I | LIZARD | LIZARD P.T.
PADUA 66 | 2176407 | 10595 | LOBSTER | 2124198 | D | 5023 | 2.4 | I | LOBSTER | LOBSTER P.T.
PADUA 66 | 2158059 | 06357 | FERRARA | 2216446 | D | 5069 | 12 | I | FERRARA | PADUA
PADUA 66 | 2178032 | 11041 | BARILLA | 2216446 | D | 5069 | 12 | I | BARILLA | PADUA
PADUA 66 | 2184556 | 13872 | PEBBLE | 2216446 | D | 5069 | 12 | I | PEBBLE | PADUA
PADUA 66 | 2185054 | 11182 | MARCONI | 2216446 | D | 5069 | 12 | I | MARCONI | PADUA
PADUA 66 | 2186700 | 15452 | ROSSI | 2216446 | D | 5069 | 12 | I | ROSSI | PADUA
PADUA 66 | 2191007 | 18657 | VERDI | 2216446 | D | 5069 | 12 | I | VERDI | PADUA
PADUA 66 | 2139248 | 02626 | CAGLI | 2216446 | D | 5069 | 12 | I | CAGLI | PADUA
PADUA 66 | 2151122 | 06273 | FANO | 2216446 | D | 5069 | 12 | I | FANO | PADUA
PADUA 66 | 2188116 | 18271 | TULLY | 2216446 | D | 5069 | 12 | I | TULLY | PADUA
PADUA 66 | 2134172 | 02323 | BRUNO | 2216446 | D | 5069 | 12 | I | BRUNO | PADUA
PADUA 66 | 2142141 | 00535 | ANDRIA | 2216446 | D | 5069 | 12 | I | ANDRIA | PADUA
PADUA 66 | 2145321 | 02762 | CALVO | 2216446 | D | 5069 | 12 | I | CALVO | PADUA
PADUA 66 | 2133432 | 01604 | BIANCO | 2216446 | D | 5069 | 12 | I | BIANCO | PADUA
PADUA 66 | 2189921 | 13695 | PARINA | 2216446 | D | 5069 | 12 | I | PARINA | PADUA
PADUA 66 | 2185316 | 14396 | PREGO | 2216446 | D | 5069 | 12 | I | PREGO | PADUA
PADUA 66 | 2189773 | 13530 | PAINTED CAVE | 2125260 | D | 5538 | 2.4 | I | PAINTED CAVE | PAIN CAVE PT
PADUA 66 | 2139828 | 03011 | CARRIBEAN | 2218356 | D | 5067 | 12 | I | CARRIBEAN | PALM CANYON
PADUA 66 | 2154252 | 02876 | CANTINA | 2218356 | D | 5067 | 12 | I | CANTINA | PALM CANYON
PADUA 66 | 2156203 | 05638 | EL CAMINO | 2216032 | D | 5067 | 4 | I | EL CAMINO | PALM CANYON
PADUA 66 | 2177862 | 12383 | MURRAY | 2218356 | D | 5067 | 12 | I | MURRAY | PALM CANYON
PADUA 66 | 2182538 | 13383 | OVERLOOK | 2216032 | D | 5067 | 4 | I | OVERLOOK | PALM CANYON
PADUA 66 | 2184403 | 16855 | STACK | 2218356 | D | 5067 | 12 | I | STACK | PALM CANYON
PADUA 66 | 2130055 | 00692 | ARENAS | 2218288 | D | 5067 | 4 | I | ARENAS | PALM SPRINGS
PADUA 66 | 2130798 | 01397 | BELARDO | 2218288 | D | 5067 | 4 | I | BELARDO | PALM SPRINGS
PADUA 66 | 2141017 | 00292 | ALEJO | 2218288 | D | 5067 | 4 | I | ALEJO | PALM SPRINGS
PADUA 66 | 2183165 | 15625 | SAFEWAY | 2218288 | D | 5067 | 4 | I | SAFEWAY | PALM SPRINGS
PADUA 66 | 2157665 | 06041 | ERAWAN | 2213750 | D | 5067 | 12 | O | ERAWAN | PALM VILLAGE
PADUA 66 | 2178831 | 13362 | OUNCE | 2213750 | D | 5067 | 12 | I | OUNCE | PALM VILLAGE
PADUA 66 | 2180028 | 14379 | POUND | 2213750 | D | 5067 | 12 | I | POUND | PALM VILLAGE
PADUA 66 | 2187202 | 17967 | TON | 2213750 | D | 5067 | 12 | I | TON | PALM VILLAGE
PADUA 66 | 2188538 | 18785 | VINTAGE | 2213750 | D | 5067 | 12 | O | VINTAGE | PALM VILLAGE
PADUA 66 | 2188706 | 19143 | WELCOME | 2218360 | D | 5067 | 4.8 | I | WELCOME | PALM VILLAGE
PADUA 66 | 2190425 | 14566 | QUART | 2213750 | D | 5067 | 12 | I | QUART | PALM VILLAGE
PADUA 66 | 2175168 | 06964 | GALLON | 2213750 | D | 5067 | 12 | I | GALLON | PALM VILLAGE
PADUA 66 | 2180369 | 08908 | INCH | 2213750 | D | 5067 | 12 | I | INCH | PALM VILLAGE
PADUA 66 | 2181282 | 14356 | PORTOLA | 2218360 | D | 5067 | 4.8 | I | PORTOLA | PALM VILLAGE
PADUA 66 | 2156743 | 07130 | GAYLORD | 2219828 | D | 5069 | 12 | I | GAYLORD | SAN ANTONIO
PADUA 66 | 2173473 | 09760 | KINGSLEY | 2219828 | D | 5069 | 12 | I | KINGSLEY | SAN ANTONIO
PADUA 66 | 2180685 | 12114 | MONTCLAIR | 2219828 | D | 5069 | 12 | I | MONTCLAIR | SAN ANTONIO
PADUA 66 | 2183310 | 15908 | SATELLITE | 2219828 | D | 5069 | 12 | I | SATELLITE | SAN ANTONIO
PADUA 66 | 2189994 | 17310 | SUNSWEET | 2219828 | D | 5069 | 12 | I | SUNSWEET | SAN ANTONIO
PADUA 66 | 2190568 | 15300 | ROCK | 2219828 | D | 5069 | 12 | I | ROCK | SAN ANTONIO
PADUA 66 | 2190757 | 15795 | SAN JOSE | 2219828 | D | 5069 | 12 | I | SAN JOSE | SAN ANTONIO
PADUA 66 | 2142526 | 03782 | COLGATE | 2219828 | D | 5069 | 12 | O | COLGATE | SAN ANTONIO
PADUA 66 | 2174775 | 10317 | LEHIGH | 2219828 | D | 5069 | 12 | I | LEHIGH | SAN ANTONIO
PADUA 66 | 2129707 | 00510 | ANAWALT | 2219828 | D | 5069 | 12 | I | ANAWALT | SAN ANTONIO
PADUA 66 | 2133171 | 01200 | BASELINE | 2219828 | D | 5069 | 12 | I | BASELINE | SAN ANTONIO
PADUA 66 | 2145147 | 05132 | DOANE | 2219828 | D | 5069 | 12 | I | DOANE | SAN ANTONIO
PADUA 66 | 2184709 | 14156 | PITZER | 2219828 | D | 5069 | 12 | I | PITZER | SAN ANTONIO
PADUA 66 | 2154062 | 02579 | CABLE | 2219828 | D | 5069 | 12 | I | CABLE | SAN ANTONIO
PADUA 66 | 2139824 | 02973 | CARLET | 2212932 | D | 5069 | 12 | I | CARLET | SAN DIMAS
PADUA 66 | 2143088 | 00884 | AVENIDA | 2212932 | D | 5069 | 12 | I | AVENIDA | SAN DIMAS
PADUA 66 | 2153861 | 02340 | BRYDON | 2212932 | D | 5069 | 12 | I | BRYDON | SAN DIMAS
PADUA 66 | 2161387 | 07270 | GLADSTONE | 2212932 | D | 5069 | 12 | I | GLADSTONE | SAN DIMAS
PADUA 66 | 2173652 | 09857 | KRANZER | 2212932 | D | 5069 | 12 | I | KRANZER | SAN DIMAS
PADUA 66 | 2174213 | 12915 | NUBIA | 2212932 | D | 5069 | 12 | I | NUBIA | SAN DIMAS
PADUA 66 | 2139636 | 02747 | CALORA | 2212932 | D | 5069 | 12 | I | CALORA | SAN DIMAS
PADUA 66 | 2146090 | 01920 | BONITA | 2212932 | D | 5069 | 12 | I | BONITA | SAN DIMAS
PADUA 66 | 2180857 | 14958 | RHOADS | 2212932 | D | 5069 | 12 | I | RHOADS | SAN DIMAS
PADUA 66 | 2154997 | 03163 | CATARACT | 2212932 | D | 5069 | 12 | I | CATARACT | SAN DIMAS
PADUA 66 | 2159513 | 06620 | FOOTHILL | 2212932 | D | 5069 | 12 | I | FOOTHILL | SAN DIMAS
PADUA 66 | 2183245 | 15750 | SAN DIMAS | 2126927 | D | 5069 | 2.4 | O | SAN DIMAS | SAN DIMAS PT
PADUA 66 | 2133013 | 01135 | BARR | 2215168 | D | 5069 | 4 | I | BARR | UPLAND
PADUA 66 | 2137236 | 03310 | CHAFFEY | 2217504 | D | 5069 | 12 | I | CHAFFEY | UPLAND
PADUA 66 | 2139819 | 02840 | CAMPUS | 2217504 | D | 5069 | 12 | I | CAMPUS | UPLAND
PADUA 66 | 2143264 | 01010 | BALDY | 2215168 | D | 5069 | 4 | I | BALDY | UPLAND
PADUA 66 | 2147576 | 04480 | CUBIC | 2217504 | D | 5069 | 12 | I | CUBIC | UPLAND
PADUA 66 | 2158614 | 07700 | GUASTI | 2217504 | D | 5069 | 12 | I | GUASTI | UPLAND
PADUA 66 | 2163354 | 09820 | KLUSMAN | 2215168 | D | 5069 | 4 | I | KLUSMAN | UPLAND
PADUA 66 | 2183243 | 15740 | SANDERS | 2215168 | D | 5069 | 4 | I | SANDERS | UPLAND
PADUA 66 | 2185640 | 11780 | METRO | 2217504 | D | 5069 | 12 | I | METRO | UPLAND
PADUA 66 | 2190762 | 15880 | SAPPHIRE | 2217504 | D | 5069 | 12 | I | SAPPHIRE | UPLAND
PADUA 66 | 2147418 | 03763 | COLBURN | 2215168 | D | 5069 | 4 | I | COLBURN | UPLAND
PADUA 66 | 2160621 | 08720 | HOTPOINT | 2217504 | D | 5069 | 12 | I | HOTPOINT | UPLAND
PADUA 66 | 2165905 | 08194 | HAWKINS | 2217504 | D | 5069 | 12 | I | HAWKINS | UPLAND
PADUA 66 | 2158967 | 03800 | COLLEGE PARK | 2215168 | D | 5069 | 4 | I | COLLEGE PARK | UPLAND
PADUA 66 | 2188844 | 19417 | WILLIS | 2217504 | D | 5069 | 12 | I | WILLIS | UPLAND
PADUA 66 | 2177152 | 11554 | MEAGAN | 2217504 | D | 5069 | 12 | I | MEAGAN | UPLAND
RECTOR 66 | 2190668 | 18800 | VIRGIL | 2212566 | D | 5033 | 12 | I | VIRGIL | CHATHAM
RECTOR 66 | 2190790 | 16140 | SEQUOIA | 2212566 | D | 5033 | 12 | I | SEQUOIA | CHATHAM
RECTOR 66 | 2140145 | 03300 | CERO | 2213148 | D | 5073 | 4 | I | CERO | DAISY
RECTOR 66 | 2167038 | 05240 | DOT | 2213148 | D | 5073 | 4 | I | DOT | DAISY
RECTOR 66 | 2173096 | 12500 | NARDO | 2213148 | D | 5073 | 4 | I | NARDO | DAISY
RECTOR 66 | 2182691 | 10460 | LILY | 2213148 | D | 5073 | 4 | I | LILY | DAISY
RECTOR 66 | 2165211 | 04596 | DALBA | 2123895 | D | 5064 | 2.4 | I | DALBA | DALBA P.T.
RECTOR 66 | 2153494 | 08080 | HARRELL | 2219424 | D | 5033 | 12 | I | HARRELL | GOSHEN
RECTOR 66 | 2172055 | 11140 | MANZANILLO | 2219424 | D | 5033 | 12 | I | MANZANILLO | GOSHEN
RECTOR 66 | 2144096 | 04510 | CURTIS | 2219424 | D | 5033 | 12 | I | CURTIS | GOSHEN
RECTOR 66 | 2190073 | 17480 | TAGUS | 2219424 | D | 5033 | 12 | I | TAGUS | GOSHEN
RECTOR 66 | 2191113 | 21009 | HAAGEN 1 | 2213894 | D | 5033 | 4 | I | HAAGEN 1 | HAAGEN
RECTOR 66 | 2161850 | 08949 | IONA | 2219430 | D | 5033 | 12 | I | IONA | HANFORD
RECTOR 66 | 2171680 | 06557 | FLORINDA | 2219430 | D | 5033 | 12 | I | FLORINDA | HANFORD
RECTOR 66 | 2173282 | 12551 | NAVIGATOR | 2219430 | D | 5033 | 12 | I | NAVIGATOR | HANFORD
RECTOR 66 | 2177866 | 12420 | MUSSEL | 2219430 | D | 5033 | 12 | I | MUSSEL | HANFORD
RECTOR 66 | 2179171 | 13933 | PEOPLES | 2219430 | D | 5033 | 12 | I | PEOPLES | HANFORD
RECTOR 66 | 2181563 | 09880 | KUTNER | 2212498 | D | 5033 | 4 | I | KUTNER | HANFORD
RECTOR 66 | 2181567 | 09910 | LACEY | 2212498 | D | 5033 | 4 | O | LACEY | HANFORD
RECTOR 66 | 2189557 | 16833 | SQUADRON | 2219430 | D | 5033 | 12 | I | SQUADRON | HANFORD
RECTOR 66 | 2190681 | 19070 | WAYNE | 2212498 | D | 5033 | 4 | I | WAYNE | HANFORD
RECTOR 66 | 2190920 | 17006 | STOCKTON | 2219430 | D | 5033 | 12 | I | STOCKTON | HANFORD
RECTOR 66 | 2173470 | 09740 | KINGS | 2212498 | D | 5033 | 4 | I | KINGS | HANFORD
RECTOR 66 | 2186066 | 14791 | REDINGTON | 2219430 | D | 5033 | 12 | I | REDINGTON | HANFORD
RECTOR 66 | 2156745 | 07135 | GEE BEE | 2219430 | D | 5033 | 12 | I | GEE BEE | HANFORD
RECTOR 66 | 2169658 | 10360 | LEMOORE | 2219430 | D | 5033 | 12 | I | LEMOORE | HANFORD
RECTOR 66 | 2189998 | 17401 | SWATZKE | 2219430 | D | 5033 | 12 | I | SWATZKE | HANFORD
RECTOR 66 | 2190744 | 15605 | SABER | 2219430 | D | 5033 | 12 | I | SABER | HANFORD
RECTOR 66 | 2135276 | 02500 | BURRIS | 2219430 | D | 5033 | 12 | I | BURRIS | HANFORD
RECTOR 66 | 2148842 | 04045 | CORDIAL | 2219430 | D | 5033 | 12 | I | CORDIAL | HANFORD
RECTOR 66 | 2162194 | 09010 | IRWIN | 2212498 | D | 5033 | 4 | I | IRWIN | HANFORD
RECTOR 66 | 2167230 | 05260 | DOUTY | 2212498 | D | 5033 | 4 | I | DOUTY | HANFORD
RECTOR 66 | 2174572 | 10200 | LATON | 2219430 | D | 5033 | 12 | I | LATON | HANFORD
RECTOR 66 | 2190864 | 21031 | HANJIN 1 | 2214716 | D | 5073 | 12 | I | HANJIN 1 | HANJIN
RECTOR 66 | 2190865 | 21032 | HANJIN 2 | 2214716 | D | 5073 | 12 | I | HANJIN 2 | HANJIN
RECTOR 66 | 2166312 | 09470 | KATHERINE | 2219122 | D | 5073 | 4 | I | KATHERINE | HARDING
RECTOR 66 | 2185144 | 11330 | MASSER | 2219122 | D | 5073 | 4 | I | MASSER | HARDING
RECTOR 66 | 2165747 | 08047 | HARLISS | 2124638 | D | 2556 | 2.4 | O | HARLISS | HARLISS P.T.
RECTOR 66 | 2177765 | 12245 | MOST | 2213696 | D | 5061 | 4.8 | I | MOST | HARPER LAKE
RECTOR 66 | 2188611 | 18823 | VULTURE | 2213696 | D | 5061 | 4.8 | I | VULTURE | HARPER LAKE
RECTOR 66 | 2133857 | 02132 | BRAGDON | 2213698 | D | 5090 | 12 | I | BRAGDON | HARVARD
RECTOR 66 | 2162964 | 09499 | KEARNEY | 2125459 | D | 5023 | 2.4 | I | KEARNEY | KEARNEY P.T.
RECTOR 66 | 2188447 | 18046 | TOWNSITE | 2122896 | D | 2556 | 2.4 | I | TOWNSITE | KEELER P.T.
RECTOR 66 | 2166316 | 09549 | KELLPEAK | 2125009 | D | 5064 | 4 | O | KELLPEAK | KELLPEAK PT
RECTOR 66 | 2190416 | 14343 | PORKER | 2213720 | D | 5064 | 4 | I | PORKER | KEMPSTER
RECTOR 66 | 2160258 | 08383 | HIBISCUS | 2213720 | D | 5064 | 4 | I | HIBISCUS | KEMPSTER
RECTOR 66 | 2190567 | 15292 | ROCHHOLTZ | 2213720 | D | 5064 | 4 | I | ROCHHOLTZ | KEMPSTER
RECTOR 66 | 2143265 | 01030 | BALL | 2212502 | D | 5033 | 12 | I | BALL | LAUREL
RECTOR 66 | 2164454 | 10500 | LINDER | 2212502 | D | 5033 | 12 | I | LINDER | LAUREL
RECTOR 66 | 2190375 | 19360 | WILBUR | 2212502 | D | 5033 | 12 | I | WILBUR | LAUREL
RECTOR 66 | 2190702 | 19520 | WINDT | 2212502 | D | 5033 | 12 | I | WINDT | LAUREL
RECTOR 66 | 2182279 | 10237 | LAWLESS | 2124768 | D | 5070 | 4 | O | LAWLESS | LAWLESS P.T.
RECTOR 66 | 2159685 | 06760 | FREEMAN | 2219292 | D | 5023 | 4 | I | FREEMAN | LAWNDALE
RECTOR 66 | 2186957 | 17380 | SUTRO | 2219292 | D | 5023 | 4 | I | SUTRO | LAWNDALE
RECTOR 66 | 2190816 | 16401 | SHOUP | 2219292 | D | 5023 | 4 | I | SHOUP | LAWNDALE
RECTOR 66 | 2173650 | 09840 | KORNBLUM | 2219292 | D | 5023 | 4 | I | KORNBLUM | LAWNDALE
RECTOR 66 | 2172940 | 12040 | MOFFITT | 2214756 | D | 5033 | 12 | I | MOFFITT | LEMON COVE
RECTOR 66 | 2178253 | 08640 | HOMER | 2214756 | D | 5033 | 12 | I | HOMER | LEMON COVE
RECTOR 66 | 2188019 | 17672 | TERMINUS | 2214756 | D | 5033 | 12 | I | TERMINUS | LEMON COVE
RECTOR 66 | 2168513 | 10340 | LEMON HTS | 2125511 | D | 5800 | 2.4 | O | LEMON HTS | LEMON HTS PT
RECTOR 66 | 2137583 | 03483 | CHINOWTH | 2212500 | D | 5033 | 12 | I | CHINOWTH | LIBERTY
RECTOR 66 | 2152043 | 06745 | FREEDOM | 2212500 | D | 5033 | 12 | I | FREEDOM | LIBERTY
RECTOR 66 | 2160450 | 08405 | HIGBY | 2212500 | D | 5033 | 12 | I | HIGBY | LIBERTY
RECTOR 66 | 2161687 | 08909 | TLSMITH | 2212500 | D | 5033 | 12 | I | TLSMITH | LIBERTY
RECTOR 66 | 2172773 | 11945 | MINUTEMAN | 2212500 | D | 5033 | 12 | F | MINUTEMAN | LIBERTY
RECTOR 66 | 2182048 | 14589 | ROYAL OAKS | 2212500 | D | 5033 | 12 | I | ROYAL OAKS | LIBERTY
RECTOR 66 | 2186870 | 16974 | STEELMAN | 2212500 | D | 5033 | 12 | I | STEELMAN | LIBERTY
RECTOR 66 | 2188914 | 19599 | WOODLAND | 2212500 | D | 5033 | 12 | I | WOODLAND | LIBERTY
RECTOR 66 | 2141210 | 00321 | ALLEGIANCE | 2212500 | D | 5033 | 12 | I | ALLEGIANCE | LIBERTY
RECTOR 66 | 2141959 | 04368 | CRESTWOOD | 2212500 | D | 5033 | 12 | I | CRESTWOOD | LIBERTY
RECTOR 66 | 2154423 | 05063 | DIAMANTE | 2212500 | D | 5033 | 12 | F | DIAMANTE | LIBERTY
RECTOR 66 | 2185645 | 11863 | MID VALLE | 2212500 | D | 5033 | 12 | I | MID VALLE | LIBERTY
RECTOR 66 | 2137052 | 01744 | BLACKSTONE | 2212500 | D | 5033 | 12 | I | BLACKSTONE | LIBERTY
RECTOR 66 | 2190670 | 18845 | VOLNEY | 2212500 | D | 5033 | 12 | I | VOLNEY | LIBERTY
RECTOR 66 | 2170450 | 10550 | LITTLE TUJUNGA | 2125520 | D | 5054 | 4 | I | LITTLE TUJUNGA | LT TUJUNG PT
RECTOR 66 | 2138932 | 03584 | CLANCY | 2217124 | D | 5033 | 12 | I | CLANCY | OAK GROVE
RECTOR 66 | 2150785 | 05819 | ELOWIN | 2217124 | D | 5033 | 12 | I | ELOWIN | OAK GROVE
RECTOR 66 | 2172945 | 12100 | MONSON | 2217124 | D | 5033 | 12 | I | MONSON | OAK GROVE
RECTOR 66 | 2190286 | 19100 | WEBB | 2217124 | D | 5033 | 12 | I | WEBB | OAK GROVE
RECTOR 66 | 2190811 | 16359 | SHIRK | 2217124 | D | 5033 | 12 | I | SHIRK | OAK GROVE
RECTOR 66 | 2180196 | 14709 | RASMUSSEN | 2217124 | D | 5033 | 12 | I | RASMUSSEN | OAK GROVE
RECTOR 66 | 2147937 | 04735 | DE CAMP | 2217124 | D | 5033 | 12 | I | DE CAMP | OAK GROVE
RECTOR 66 | 2148116 | 05626 | EFFIE | 2217124 | D | 5033 | 12 | I | EFFIE | OAK GROVE
RECTOR 66 | 2149026 | 04300 | CREE | 2217124 | D | 5033 | 12 | I | CREE | OAK GROVE
RECTOR 66 | 2191040 | 19261 | WHITENDALE | 2217124 | D | 5033 | 12 | I | WHITENDALE | OAK GROVE
RECTOR 66 | 2149400 | 04905 | DEMAREE | 2217124 | D | 5033 | 12 | I | DEMAREE | OAK GROVE
RECTOR 66 | 2170244 | 10760 | LOWRY | 2217124 | D | 5033 | 12 | I | LOWRY | OAK GROVE
RECTOR 66 | 2182449 | 12971 | OAK KNOLL | 2126761 | D | 5064 | 2.4 | I | OAK KNOLL | OAK KNOLL PT
RECTOR 66 | 2158267 | 07380 | GLOVER | 2214766 | D | 5033 | 12 | I | GLOVER | OCTOL
RECTOR 66 | 2168708 | 05720 | ELK | 2214766 | D | 5033 | 12 | I | ELK | OCTOL
RECTOR 66 | 2186466 | 12670 | NEWMAN | 2214766 | D | 5033 | 12 | I | NEWMAN | OCTOL
RECTOR 66 | 2183309 | 15890 | SARGENT | 2214766 | D | 5033 | 12 | I | SARGENT | OCTOL
RECTOR 66 | 2174216 | 12980 | OAKLAND | 2214766 | D | 5033 | 12 | I | OAKLAND | OCTOL
RECTOR 66 | 2190543 | 14758 | RED BOX | 2125340 | D | 5012 | 16 | I | RED BOX | RED BOX P.T.
RECTOR 66 | 2183010 | 14787 | REDHAWK | 2125346 | D | 5070 | 12 | O | REDHAWK | REDHAWK P.T.
RECTOR 66 | 2184552 | 13820 | PAWLEY | 2214830 | D | 5033 | 12 | I | PAWLEY | THREE RIVERS
RECTOR 66 | 2187623 | 15680 | SALT CREEK | 2214830 | D | 5033 | 12 | I | SALT CREEK | THREE RIVERS
RECTOR 66 | 2130218 | 00870 | AURORA | 2212542 | D | 5033 | 12 | I | AURORA | TULARE
RECTOR 66 | 2136216 | 02845 | CANBY | 2212542 | D | 5033 | 12 | I | CANBY | TULARE
RECTOR 66 | 2139972 | 03040 | CARTMILL | 2212542 | D | 5033 | 12 | I | CARTMILL | TULARE
RECTOR 66 | 2147045 | 03170 | CATTLE | 2212542 | D | 5033 | 12 | I | CATTLE | TULARE
RECTOR 66 | 2152210 | 06595 | FOGG | 2212542 | D | 5033 | 12 | I | FOGG | TULARE
RECTOR 66 | 2158616 | 07715 | GUERNSEY | 2212542 | D | 5033 | 12 | I | GUERNSEY | TULARE
RECTOR 66 | 2180931 | 15114 | RINKER | 2212542 | D | 5033 | 12 | I | RINKER | TULARE
RECTOR 66 | 2184323 | 16670 | SONORA | 2219490 | D | 5033 | 4 | O | SONORA | TULARE
RECTOR 66 | 2185647 | 11895 | MILK | 2212542 | D | 5033 | 12 | I | MILK | TULARE
RECTOR 66 | 2188780 | 19239 | WHEY | 2212542 | D | 5033 | 12 | I | WHEY | TULARE
RECTOR 66 | 2190946 | 17390 | SWALL | 2212542 | D | 5033 | 12 | I | SWALL | TULARE
RECTOR 66 | 2191091 | 19860 | ZUMWALT | 2219490 | D | 5033 | 4 | O | ZUMWALT | TULARE
RECTOR 66 | 2157300 | 03405 | CHEESE | 2212542 | D | 5033 | 12 | I | CHEESE | TULARE
RECTOR 66 | 2159869 | 06810 | FREW | 2219490 | D | 5033 | 4 | O | FREW | TULARE
RECTOR 66 | 2178914 | 13520 | PAIGE | 2212542 | D | 5033 | 12 | I | PAIGE | TULARE
RECTOR 66 | 2188114 | 18254 | TUGGLE | 2212542 | D | 5033 | 12 | I | TUGGLE | TULARE
RECTOR 66 | 2190369 | 19240 | WHALEY | 2219490 | D | 5033 | 4 | O | WHALEY | TULARE
RECTOR 66 | 2190614 | 18320 | TURNER | 2212542 | D | 5033 | 12 | I | TURNER | TULARE
RECTOR 66 | 2191048 | 19480 | WILSON | 2219490 | D | 5033 | 4 | O | WILSON | TULARE
RECTOR 66 | 2180272 | 14750 | REDBANKS | 2217114 | D | 5033 | 12 | I | REDBANKS | VENICE HILL
RECTOR 66 | 2183968 | 16200 | SEVILLE | 2217114 | D | 5033 | 12 | I | SEVILLE | VENICE HILL
RECTOR 66 | 2187042 | 17560 | TARUSA | 2217114 | D | 5033 | 12 | I | TARUSA | VENICE HILL
RECTOR 66 | 2188194 | 18366 | TWIN BUTTE | 2217114 | D | 5033 | 12 | I | TWIN BUTTE | VENICE HILL
RECTOR 66 | 2184717 | 17030 | ST. JOHNS | 2217114 | D | 5033 | 12 | I | ST. JOHNS | VENICE HILL
RECTOR 66 | 2153680 | 08240 | HAYS | 2217116 | D | 5033 | 12 | I | HAYS | VENIDA
RECTOR 66 | 2156934 | 07240 | GILL | 2217116 | D | 5033 | 12 | I | GILL | VENIDA
RECTOR 66 | 2189705 | 13201 | ORANGE BLOSSOM | 2217116 | D | 5033 | 12 | I | ORANGE BLOSSOM | VENIDA
RECTOR 66 | 2150272 | 04890 | DELTA | 2217116 | D | 5033 | 12 | I | DELTA | VENIDA
RECTOR 66 | 2185577 | 11730 | MERRYMAN | 2217116 | D | 5033 | 12 | I | MERRYMAN | VENIDA
RECTOR 66 | 2154815 | 05400 | DUNGAN | 2217116 | D | 5033 | 12 | I | DUNGAN | VENIDA
RECTOR 66 | 2190574 | 15340 | ROEDING | 2217116 | D | 5033 | 12 | I | ROEDING | VENIDA
RECTOR 66 | 2191033 | 19150 | WELLS | 2217116 | D | 5033 | 12 | I | WELLS | VENIDA
RECTOR 66 | 2152393 | 06840 | FRONT | 2219656 | D | 5538 | 4 | O | FRONT | VENTURA
RECTOR 66 | 2190962 | 17780 | THOMPSON | 2219656 | D | 5538 | 4 | O | THOMPSON | VENTURA
RECTOR 66 | 2159518 | 06670 | FOSTER | 2219656 | D | 5538 | 4 | I | FOSTER | VENTURA
RECTOR 66 | 2174773 | 10315 | LEGION | 2219656 | D | 5538 | 4 | I | LEGION | VENTURA
RECTOR 66 | 2190509 | 21194 | VENWIND 4 | 2216116 | D | 5067 | 12 | I | VENWIND 4 | VENWIND
RECTOR 66 | 2190882 | 21191 | VENWIND 1 | 2216116 | D | 5067 | 12 | I | VENWIND 1 | VENWIND
RECTOR 66 | 2190883 | 21193 | VENWIND 3 | 2216116 | D | 5067 | 12 | I | VENWIND 3 | VENWIND
RECTOR 66 | 2190649 | 21192 | VENWIND 2 | 2216116 | D | 5067 | 12 | I | VENWIND 2 | VENWIND
RECTOR 66 | 2138435 | 02670 | CALDWELL | 2212548 | D | 5033 | 12 | I | CALDWELL | VISALIA
RECTOR 66 | 2163882 | 04530 | CUTLER | 2212548 | D | 5033 | 12 | I | CUTLER | VISALIA
RECTOR 66 | 2172608 | 11920 | MINERAL | 2212548 | D | 5033 | 12 | I | MINERAL | VISALIA
RECTOR 66 | 2174964 | 10490 | LINCOLN | 2219502 | D | 5033 | 4 | I | LINCOLN | VISALIA
RECTOR 66 | 2175353 | 06990 | GARCIA | 2212548 | D | 5033 | 12 | I | GARCIA | VISALIA
RECTOR 66 | 2178830 | 13360 | OVAL | 2219502 | D | 5033 | 4 | I | OVAL | VISALIA
RECTOR 66 | 2190069 | 17425 | SWOOSE | 2212548 | D | 5033 | 12 | I | SWOOSE | VISALIA
RECTOR 66 | 2190336 | 17590 | TAYLOR | 2212548 | D | 5033 | 12 | I | TAYLOR | VISALIA
RECTOR 66 | 2190775 | 16010 | SCOTT | 2219502 | D | 5033 | 4 | I | SCOTT | VISALIA
RECTOR 66 | 2141573 | 03960 | CONYER | 2219502 | D | 5033 | 4 | I | CONYER | VISALIA
RECTOR 66 | 2156932 | 07210 | GIDDINGS | 2212548 | D | 5033 | 12 | I | GIDDINGS | VISALIA
RECTOR 66 | 2169280 | 09280 | JOHNSON | 2219502 | D | 5033 | 4 | O | JOHNSON | VISALIA
RIO HONDO 66 | 2190870 | 21043 | AFG 1 | 2220800 | D | 5061 | 12 | I | AFG 1 | AFG
RIO HONDO 66 | 2134561 | 00130 | AGUA DULCE | 2122417 | D | 5054 | 12 | O | AGUA DULCE | AGUA DLCE PT
RIO HONDO 66 | 2129331 | 00166 | AHA | 2121478 | D | 5067 | 12 | I | AHA | AHA P.T.
RIO HONDO 66 | 2132385 | 00680 | ARDEN | 2214462 | D | 5012 | 4 | I | ARDEN | AMADOR
RIO HONDO 66 | 2143437 | 01260 | BAYSE | 2214462 | D | 5012 | 4 | I | BAYSE | AMADOR
RIO HONDO 66 | 2179384 | 13880 | BROOKS | 2214462 | D | 5012 | 4 | I | BROOKS | AMADOR
RIO HONDO 66 | 2153860 | 02331 | BRYCE | 2212150 | D | 5012 | 16 | I | BRYCE | AMADOR
RIO HONDO 66 | 2140675 | 03750 | COGSWELL | 2214462 | D | 5012 | 4 | I | COGSWELL | AMADOR
RIO HONDO 66 | 2159129 | 03830 | COLUMBIA | 2214462 | D | 5012 | 4 | I | COLUMBIA | AMADOR
RIO HONDO 66 | 2150109 | 04690 | DAROCA | 2212150 | D | 5012 | 16 | I | DAROCA | AMADOR
RIO HONDO 66 | 2156365 | 05815 | EL MONTE | 2214462 | D | 5012 | 4 | I | EL MONTE | AMADOR
RIO HONDO 66 | 2156562 | 05970 | ENLOE | 2212150 | D | 5012 | 16 | I | ENLOE | AMADOR
RIO HONDO 66 | 2171097 | 06150 | EXLINE | 2212150 | D | 5012 | 16 | I | EXLINE | AMADOR
RIO HONDO 66 | 2175354 | 07008 | GARDEA | 2212150 | D | 5012 | 16 | I | GARDEA | AMADOR
RIO HONDO 66 | 2177309 | 11750 | MERVIN | 2214462 | D | 5012 | 4 | I | MERVIN | AMADOR
RIO HONDO 66 | 2183441 | 15423 | ROSEGLEN | 2212150 | D | 5012 | 16 | I | ROSEGLEN | AMADOR
RIO HONDO 66 | 2190994 | 18390 | TYLER | 2214462 | D | 5012 | 4 | I | TYLER | AMADOR
RIO HONDO 66 | 2189398 | 18635 | VELMA | 2212150 | D | 5012 | 16 | I | VELMA | AMADOR
RIO HONDO 66 | 2130989 | 01400 | BELDON | 2212032 | D | 5012 | 4 | I | BELDON | AMALIA
RIO HONDO 66 | 2155684 | 08490 | HILLVIEW | 2212032 | D | 5012 | 4 | I | HILLVIEW | AMALIA
RIO HONDO 66 | 2165217 | 04800 | DELARRO | 2212032 | D | 5012 | 4 | I | DELARRO | AMALIA
RIO HONDO 66 | 2190135 | 18700 | VERONA | 2212032 | D | 5012 | 4 | I | VERONA | AMALIA
RIO HONDO 66 | 2190629 | 18600 | VANCOUVER | 2212032 | D | 5012 | 4 | I | VANCOUVER | AMALIA
RIO HONDO 66 | 2169819 | 10380 | LEONARD | 2212032 | D | 5012 | 4 | I | LEONARD | AMALIA
RIO HONDO 66 | 2184153 | 16450 | SIMMONS | 2212032 | D | 5012 | 4 | I | SIMMONS | AMALIA
RIO HONDO 66 | 2151128 | 06360 | FETTERLY | 2212032 | D | 5012 | 4 | I | FETTERLY | AMALIA
RIO HONDO 66 | 2179838 | 11443 | MC CASLIN | 2215930 | D | 5061 | 4 | I | MC CASLIN | AMARGO
RIO HONDO 66 | 2179308 | 13828 | PAXTON | 2215930 | D | 5061 | 4 | I | PAXTON | AMARGO
RIO HONDO 66 | 2174573 | 10216 | LAVA | 2213652 | D | 5067 | 12 | I | LAVA | AMBOY
RIO HONDO 66 | 2136215 | 02814 | CAMELLIA | 2216680 | D | 5012 | 16 | I | CAMELLIA | ANITA
RIO HONDO 66 | 2152565 | 07050 | GARIBALDI | 2216680 | D | 5012 | 16 | I | GARIBALDI | ANITA
RIO HONDO 66 | 2158064 | 06380 | FIESTA | 2218988 | D | 5012 | 4 | I | FIESTA | ANITA
RIO HONDO 66 | 2162962 | 09480 | KAUFFMAN | 2218988 | D | 5012 | 4 | I | KAUFFMAN | ANITA
RIO HONDO 66 | 2172050 | 11090 | MANOR | 2218988 | D | 5012 | 4 | I | MANOR | ANITA
RIO HONDO 66 | 2173852 | 10080 | LA PORTE | 2216680 | D | 5012 | 16 | I | LA PORTE | ANITA
RIO HONDO 66 | 2178188 | 08590 | HOLLY | 2218988 | D | 5012 | 4 | I | HOLLY | ANITA
RIO HONDO 66 | 2183786 | 16360 | SHIRLEY | 2218988 | D | 5012 | 4 | I | SHIRLEY | ANITA
RIO HONDO 66 | 2185574 | 11690 | MERIDIAN | 2216680 | D | 5012 | 16 | I | MERIDIAN | ANITA
RIO HONDO 66 | 2190625 | 18560 | VALNETT | 2218988 | D | 5012 | 4 | I | VALNETT | ANITA
RIO HONDO 66 | 2191058 | 19585 | WISTARIA | 2218988 | D | 5012 | 4 | I | WISTARIA | ANITA
RIO HONDO 66 | 2175761 | 07520 | GRAYDON | 2216680 | D | 5012 | 16 | I | GRAYDON | ANITA
RIO HONDO 66 | 2175767 | 07630 | GREGG | 2216680 | D | 5012 | 16 | I | GREGG | ANITA
RIO HONDO 66 | 2178909 | 13490 | PADDOCK | 2216680 | D | 5012 | 16 | I | PADDOCK | ANITA
RIO HONDO 66 | 2190579 | 15480 | ROWLAND | 2218988 | D | 5012 | 4 | I | ROWLAND | ANITA
RIO HONDO 66 | 2134745 | 00564 | ANNEX | 2121497 | D | 5023 | 2.4 | O | ANNEX | ANNEX P.T.
RIO HONDO 66 | 2186467 | 12707 | NIECE | 2121941 | D | 5069 | 12 | O | NIECE | ANOROC
RIO HONDO 66 | 2186465 | 12614 | NEPHEW | 2121941 | D | 5069 | 12 | O | NEPHEW | ANOROC
RIO HONDO 66 | 2134747 | 00671 | ARBORETUM | 2218994 | D | 5012 | 16 | I | ARBORETUM | ARCADIA
RIO HONDO 66 | 2154421 | 05060 | DIAMOND | 2216688 | D | 5012 | 4 | I | DIAMOND | ARCADIA
RIO HONDO 66 | 2161535 | 07375 | GLORIA | 2218994 | D | 5012 | 16 | I | GLORIA | ARCADIA
RIO HONDO 66 | 2162025 | 09360 | JOYCE | 2216688 | D | 5012 | 4 | I | JOYCE | ARCADIA
RIO HONDO 66 | 2174217 | 12990 | OAKWOOD | 2216688 | D | 5012 | 4 | I | OAKWOOD | ARCADIA
RIO HONDO 66 | 2177491 | 08210 | HAVEN | 2216688 | D | 5012 | 4 | I | HAVEN | ARCADIA
RIO HONDO 66 | 2180938 | 15235 | ROBBIE | 2218994 | D | 5012 | 16 | I | ROBBIE | ARCADIA
RIO HONDO 66 | 2181459 | 09685 | KIEWAY | 2218994 | D | 5012 | 16 | I | KIEWAY | ARCADIA
RIO HONDO 66 | 2187620 | 15648 | SAINT JO | 2218994 | D | 5012 | 16 | I | SAINT JO | ARCADIA
RIO HONDO 66 | 2190334 | 14088 | PILGRIM | 2218994 | D | 5012 | 16 | I | PILGRIM | ARCADIA
RIO HONDO 66 | 2190612 | 18310 | TURF | 2216688 | D | 5012 | 4 | I | TURF | ARCADIA
RIO HONDO 66 | 2137410 | 03335 | CHANTRY | 2218994 | D | 5012 | 16 | I | CHANTRY | ARCADIA
RIO HONDO 66 | 2184065 | 16364 | SHOEMAKER | 2218994 | D | 5012 | 16 | I | SHOEMAKER | ARCADIA
RIO HONDO 66 | 2134373 | 00047 | ACORN | 2216688 | D | 5012 | 4 | I | ACORN | ARCADIA
RIO HONDO 66 | 2185055 | 11185 | MARENDALE | 2218994 | D | 5012 | 16 | I | MARENDALE | ARCADIA
RIO HONDO 66 | 2179006 | 13550 | PALLETTE | 2220268 | D | 5800 | 4 | I | PALLETTE | ARCH BEACH
RIO HONDO 66 | 2161016 | 08960 | IRIS | 2220268 | D | 5800 | 4 | I | IRIS | ARCH BEACH
RIO HONDO 66 | 2132534 | 00806 | ASPHALT | 2127233 | D | 5061 | 12 | O | ASPHALT | B.M.-T.
RIO HONDO 66 | 2159680 | 06700 | FOXDALE | 2212190 | D | 5012 | 4 | I | FOXDALE | BADILLO
RIO HONDO 66 | 2167417 | 08560 | HOLLENBECK | 2212190 | D | 5012 | 4 | I | HOLLENBECK | BADILLO
RIO HONDO 66 | 2191062 | 19640 | WOODSIDE | 2212190 | D | 5012 | 4 | I | WOODSIDE | BADILLO
RIO HONDO 66 | 2132860 | 00975 | BADWATER | 2122461 | D | 5090 | 12 | I | BADWATER | BADWATER PT
RIO HONDO 66 | 2151303 | 06420 | FIG | 2219128 | D | 5012 | 16 | I | FIG | BRADBURY
RIO HONDO 66 | 2154627 | 05275 | AMBRUS | 2219128 | D | 5012 | 16 | I | AMBRUS | BRADBURY
RIO HONDO 66 | 2167763 | 08850 | HURSTVIEW | 2219128 | D | 5012 | 16 | I | HURSTVIEW | BRADBURY
RIO HONDO 66 | 2179169 | 13830 | PAYNE | 2219128 | D | 5012 | 16 | I | PAYNE | BRADBURY
RIO HONDO 66 | 2181897 | 14410 | PRIMROSE | 2219128 | D | 5012 | 16 | I | PRIMROSE | BRADBURY
RIO HONDO 66 | 2165390 | 04830 | DELFORD | 2219128 | D | 5012 | 16 | I | DELFORD | BRADBURY
RIO HONDO 66 | 2167611 | 08662 | HONEYWELL | 2219128 | D | 5012 | 16 | I | HONEYWELL | BRADBURY
RIO HONDO 66 | 2130606 | 01210 | BATEMAN | 2219128 | D | 5012 | 16 | I | BATEMAN | BRADBURY
RIO HONDO 66 | 2131548 | 00270 | ALBERTA | 2213044 | D | 5073 | 4 | I | ALBERTA | BREWSTER
RIO HONDO 66 | 2181114 | 14120 | PINEHURST | 2213044 | D | 5073 | 4 | I | PINEHURST | BREWSTER
RIO HONDO 66 | 2179640 | 14180 | PLATT | 2213044 | D | 5073 | 4 | I | PLATT | BREWSTER
RIO HONDO 66 | 2188612 | 18830 | VITA | 2213044 | D | 5073 | 4 | I | VITA | BREWSTER
RIO HONDO 66 | 2130051 | 00644 | APPLE | 2212194 | D | 5012 | 12 | I | APPLE | CITRUS
RIO HONDO 66 | 2132864 | 01058 | BANANA | 2212194 | D | 5012 | 12 | I | BANANA | CITRUS
RIO HONDO 66 | 2179380 | 13865 | PEAR | 2212194 | D | 5012 | 12 | I | PEAR | CITRUS
RIO HONDO 66 | 2184879 | 17275 | SUNKIST | 2212194 | D | 5012 | 12 | I | SUNKIST | CITRUS
RIO HONDO 66 | 2184978 | 11048 | MANDARIN | 2212194 | D | 5012 | 12 | I | MANDARIN | CITRUS
RIO HONDO 66 | 2190399 | 14095 | PINEAPPLE | 2212194 | D | 5012 | 12 | I | PINEAPPLE | CITRUS
RIO HONDO 66 | 2145917 | 01839 | BLUEBERRY | 2212194 | D | 5012 | 12 | I | BLUEBERRY | CITRUS
RIO HONDO 66 | 2167935 | 09881 | KUMQUAT | 2212194 | D | 5012 | 12 | I | KUMQUAT | CITRUS
RIO HONDO 66 | 2190078 | 17527 | TANGERINE | 2212194 | D | 5012 | 12 | I | TANGERINE | CITRUS
RIO HONDO 66 | 2168512 | 10333 | LEMONADE | 2212194 | D | 5012 | 12 | I | LEMONADE | CITRUS
RIO HONDO 66 | 2190830 | 16726 | SPANADA | 2212194 | D | 5012 | 12 | I | SPANADA | CITRUS
RIO HONDO 66 | 2152934 | 07512 | GRAPEFRUIT | 2212194 | D | 5012 | 12 | I | GRAPEFRUIT | CITRUS
RIO HONDO 66 | 2142717 | 03910 | CONCRETE | 2216828 | D | 5012 | 12 | I | CONCRETE | DALTON
RIO HONDO 66 | 2149944 | 04630 | DAMERAL | 2216828 | D | 5012 | 12 | I | DAMERAL | DALTON
RIO HONDO 66 | 2150950 | 05960 | ENID | 2216828 | D | 5012 | 12 | I | ENID | DALTON
RIO HONDO 66 | 2162395 | 09150 | JARVIS | 2216828 | D | 5012 | 12 | I | JARVIS | DALTON
RIO HONDO 66 | 2175763 | 07540 | GRAVEL | 2216828 | D | 5012 | 12 | I | GRAVEL | DALTON
RIO HONDO 66 | 2182200 | 10110 | LA RICA | 2216828 | D | 5012 | 12 | I | LA RICA | DALTON
RIO HONDO 66 | 2180767 | 12240 | MOSSBERG | 2216828 | D | 5012 | 12 | I | MOSSBERG | DALTON
RIO HONDO 66 | 2188614 | 18846 | VON | 2216828 | D | 5012 | 12 | I | VON | DALTON
RIO HONDO 66 | 2164068 | 09975 | LAGER | 2216828 | D | 5012 | 12 | I | LAGER | DALTON
RIO HONDO 66 | 2191050 | 19500 | WINARK | 2216828 | D | 5012 | 12 | I | WINARK | DALTON
RIO HONDO 66 | 2136884 | 01480 | BENDER | 2216828 | D | 5012 | 12 | I | BENDER | DALTON
RIO HONDO 66 | 2190862 | 21010 | DUCTILE 1 | 2216210 | D | 5012 | 16 | I | DUCTILE 1 | DUCTILE
RIO HONDO 66 | 2146820 | 05375 | DUHON | 2122659 | D | 5023 | 4 | I | DUHON | DUHON P.T.
RIO HONDO 66 | 2174772 | 10268 | LEAK | 2213680 | D | 5067 | 12 | I | LEAK | DUNES
RIO HONDO 66 | 2190706 | 19569 | WINTERS | 2213680 | D | 5067 | 12 | I | WINTERS | DUNES
RIO HONDO 66 | 2187786 | 17502 | TALC | 2215916 | D | 5090 | 12 | I | TALC | DUNN SIDING
RIO HONDO 66 | 2160620 | 08702 | HOSSACK | 2124068 | D | 5033 | 2.4 | I | HOSSACK | HOSSACK P.T.
RIO HONDO 66 | 2160623 | 08735 | HOT WATER | 2124612 | D | 5090 | 12 | I | HOT WATER | HOT WATER PT
RIO HONDO 66 | 2178320 | 08710 | HOTEL | 2124085 | D | 5064 | 2.4 | O | HOTEL | HOTEL P.T.
RIO HONDO 66 | 2177675 | 12147 | MONUMENT | 2218330 | D | 5067 | 12 | I | MONUMENT | JOSHUA TREE
RIO HONDO 66 | 2190693 | 19263 | WHITEHORN | 2218330 | D | 5067 | 12 | I | WHITEHORN | JOSHUA TREE
RIO HONDO 66 | 2180545 | 09405 | JUMPER | 2125414 | D | 5070 | 4.8 | I | JUMPER | JUMPER P.T.
RIO HONDO 66 | 2175163 | 06885 | FURNACE CREEK | 2273847 | D | 5090 | 33 | I | FURNACE CREEK | JUNCTION
RIO HONDO 66 | 2190815 | 16395 | SHOSHONE | 2273847 | D | 5090 | 33 | I | SHOSHONE | JUNCTION
RIO HONDO 66 | 2158782 | 07763 | GULL LAKE | 2274024 | D | 2556 | 12 | I | GULL LAKE | JUNE LAKE
RIO HONDO 66 | 2190550 | 14926 | REVERSE PEAK | 2274024 | D | 2556 | 12 | I | REVERSE PEAK | JUNE LAKE
RIO HONDO 66 | 2165394 | 04900 | DE MILLE | 2122887 | D | 5054 | 4 | I | DE MILLE | KAGLE CAN PT
RIO HONDO 66 | 2175542 | 07350 | GLEN HAVEN | 2122887 | D | 5054 | 4 | O | GLEN HAVEN | KAGLE CAN PT
RIO HONDO 66 | 2143431 | 01079 | BARBARA | 2219172 | D | 5012 | 12 | I | BARBARA | LARK ELLEN
RIO HONDO 66 | 2149401 | 04925 | DENISE | 2219172 | D | 5012 | 12 | I | DENISE | LARK ELLEN
RIO HONDO 66 | 2156748 | 07185 | GERTRUDE | 2219172 | D | 5012 | 12 | I | GERTRUDE | LARK ELLEN
RIO HONDO 66 | 2161018 | 08985 | IRENE | 2219172 | D | 5012 | 12 | I | IRENE | LARK ELLEN
RIO HONDO 66 | 2138762 | 03495 | CHRISTY | 2219172 | D | 5012 | 12 | I | CHRISTY | LARK ELLEN
RIO HONDO 66 | 2150115 | 04725 | DEANNA | 2219172 | D | 5012 | 12 | I | DEANNA | LARK ELLEN
RIO HONDO 66 | 2148300 | 05677 | ELEANOR | 2219172 | D | 5012 | 12 | I | ELEANOR | LARK ELLEN
RIO HONDO 66 | 2176598 | 10845 | LYNNE | 2219172 | D | 5012 | 12 | I | LYNNE | LARK ELLEN
RIO HONDO 66 | 2174398 | 10158 | LAS POSAS | 2125061 | D | 5538 | 4 | O | LAS POSAS | LAS POSAS PT
RIO HONDO 66 | 2182204 | 10162 | LASHER | 2124754 | D | 5538 | 4 | O | LASHER | LASHER P.T.
RIO HONDO 66 | 2185312 | 14373 | POTOSI | 2125477 | D | 5090 | 25 | I | POTOSI | LATHRAP PT
RIO HONDO 66 | 2134566 | 00432 | AMAZON | 2218550 | D | 5012 | 12 | I | AMAZON | RIO HONDO
RIO HONDO 66 | 2147756 | 04652 | DANUBE | 2218550 | D | 5012 | 12 | I | DANUBE | RIO HONDO
RIO HONDO 66 | 2180856 | 14952 | RHINE | 2218550 | D | 5012 | 12 | I | RHINE | RIO HONDO
RIO HONDO 66 | 2182531 | 13344 | OTTOWA | 2218550 | D | 5012 | 12 | I | OTTOWA | RIO HONDO
RIO HONDO 66 | 2185314 | 14375 | POWDER | 2213964 | D | 5012 | 16 | I | POWDER | RIO HONDO
RIO HONDO 66 | 2187293 | 12713 | NILE | 2218550 | D | 5012 | 12 | I | NILE | RIO HONDO
RIO HONDO 66 | 2190319 | 13882 | PECOS | 2218550 | D | 5012 | 12 | I | PECOS | RIO HONDO
RIO HONDO 66 | 2190362 | 17861 | TIGRIS | 2218550 | D | 5012 | 12 | F | TIGRIS | RIO HONDO
RIO HONDO 66 | 2190402 | 14159 | PIT | 2213964 | D | 5012 | 16 | I | PIT | RIO HONDO
RIO HONDO 66 | 2190837 | 16775 | SPILLWAY | 2213964 | D | 5012 | 16 | I | SPILLWAY | RIO HONDO
RIO HONDO 66 | 2150438 | 05468 | DUSTY | 2213964 | D | 5012 | 16 | I | DUSTY | RIO HONDO
RIO HONDO 66 | 2188276 | 17736 | THAMES | 2218550 | D | 5012 | 12 | I | THAMES | RIO HONDO
RIO HONDO 66 | 2191027 | 19033 | WASH | 2213964 | D | 5012 | 16 | I | WASH | RIO HONDO
RIO HONDO 66 | 2172468 | 11733 | MESATOP | 2122348 | D | 5067 | 4 | O | MESATOP | RIO MESA
RIO HONDO 66 | 2150783 | 05636 | EIGHTEENTH | 2216056 | D | 5067 | 12 | I | EIGHTEENTH | RIPLEY
RIO HONDO 66 | 2173653 | 09861 | KRATKA | 2216056 | D | 5067 | 12 | I | KRATKA | RIPLEY
RIO HONDO 66 | 2190666 | 96966 | FEEDER-66 | 2217188 | D | 5054 | 12 | I | FEEDER-66 | RITEAID
RIO HONDO 66 | 2160626 | 08795 | HUCKLEBERRY | 2216182 | D | 5054 | 12 | F | HUCKLEBERRY | RITTER RANCH
RIO HONDO 66 | 2183880 | 16382 | SHOWDOWN | 2216182 | D | 5054 | 12 | I | SHOWDOWN | RITTER RANCH
RIO HONDO 66 | 2183163 | 15587 | RUSTLER | 2216182 | D | 5054 | 12 | F | RUSTLER | RITTER RANCH
RIO HONDO 66 | 2187201 | 17964 | TOMBSTONE | 2216182 | D | 5054 | 12 | F | TOMBSTONE | RITTER RANCH
RIO HONDO 66 | 2176973 | 11370 | MAXINE | 2220230 | D | 5073 | 4 | I | MAXINE | RIVERA
RIO HONDO 66 | 2190932 | 17270 | SUNGLOW | 2220230 | D | 5073 | 4 | I | SUNGLOW | RIVERA
RIO HONDO 66 | 2189335 | 18430 | UNITY | 2220230 | D | 5073 | 4 | I | UNITY | RIVERA
RIO HONDO 66 | 2190972 | 17960 | TOPEKA | 2220230 | D | 5073 | 4 | I | TOPEKA | RIVERA
RIO HONDO 66 | 2190308 | 13770 | SERAPIS | 2220230 | D | 5073 | 4 | I | SERAPIS | RIVERA
RIO HONDO 66 | 2190544 | 14874 | REGINA | 2220230 | D | 5073 | 4 | I | REGINA | RIVERA
RIO HONDO 66 | 2189187 | 16499 | SLAB | 2215706 | D | 5061 | 12 | I | SLAB | RIVERTEX
RIO HONDO 66 | 2129704 | 00449 | AMERICAN | 2214854 | D | 5033 | 12 | F | AMERICAN | RIVERWAY
RIO HONDO 66 | 2152929 | 07231 | GILA | 2214854 | D | 5033 | 12 | F | GILA | RIVERWAY
RIO HONDO 66 | 2180932 | 15122 | RIO GRANDE | 2214854 | D | 5033 | 12 | I | RIO GRANDE | RIVERWAY
RIO HONDO 66 | 2190944 | 17378 | SUSQUEHANNA | 2214854 | D | 5033 | 12 | I | SUSQUEHANNA | RIVERWAY
RIO HONDO 66 | 2188973 | 19726 | YELLOWSTONE | 2214854 | D | 5033 | 12 | I | YELLOWSTONE | RIVERWAY
RIO HONDO 66 | 2186300 | 12005 | MISSISSIPPI | 2214854 | D | 5033 | 12 | I | MISSISSIPPI | RIVERWAY
SAN BERNARDINO 66 | 2147411 | 03712 | CLUB OAKS | 2219782 | D | 5064 | 33 | I | CLUB OAKS | CARDIFF
SAN BERNARDINO 66 | 2177150 | 11550 | MEADOWBROOK | 2217428 | D | 5064 | 12 | I | MEADOWBROOK | CARDIFF
SAN BERNARDINO 66 | 2182359 | 10365 | LENA | 2217428 | D | 5064 | 12 | I | LENA | CARDIFF
SAN BERNARDINO 66 | 2183788 | 16370 | SHOPS | 2217428 | D | 5064 | 12 | I | SHOPS | CARDIFF
SAN BERNARDINO 66 | 2186539 | 15080 | RILEY | 2217428 | D | 5064 | 12 | I | RILEY | CARDIFF
SAN BERNARDINO 66 | 2188700 | 19030 | WARM CREEK | 2217428 | D | 5064 | 12 | I | WARM CREEK | CARDIFF
SAN BERNARDINO 66 | 2188703 | 19050 | WATERMAN | 2217428 | D | 5064 | 12 | I | WATERMAN | CARDIFF
SAN BERNARDINO 66 | 2160066 | 08045 | HARLEM SPRINGS | 2217428 | D | 5064 | 12 | I | HARLEM SPRINGS | CARDIFF
SAN BERNARDINO 66 | 2154816 | 05410 | DUMAS | 2217428 | D | 5064 | 12 | I | DUMAS | CARDIFF
SAN BERNARDINO 66 | 2169462 | 09426 | JUSTICE | 2217428 | D | 5064 | 12 | I | JUSTICE | CARDIFF
SAN BERNARDINO 66 | 2180687 | 12143 | MONTY | 2217428 | D | 5064 | 12 | I | MONTY | CARDIFF
SAN BERNARDINO 66 | 2187860 | 17522 | TAMPICO | 2217428 | D | 5064 | 12 | I | TAMPICO | CARDIFF
SAN BERNARDINO 66 | 2191077 | 19805 | ZAPATA | 2217428 | D | 5064 | 12 | I | ZAPATA | CARDIFF
SAN BERNARDINO 66 | 2160256 | 08360 | HERZ | 2217428 | D | 5064 | 12 | I | HERZ | CARDIFF
SAN BERNARDINO 66 | 2136398 | 02955 | CARDINAL | 2123427 | D | 5061 | 2.4 | I | CARDINAL | CARDINAL PT
SAN BERNARDINO 66 | 2165020 | 07798 | GUTHRIE | 2219894 | D | 5064 | 12 | I | GUTHRIE | DEL ROSA
SAN BERNARDINO 66 | 2178250 | 08601 | HOLLY VISTA | 2219894 | D | 5064 | 12 | I | HOLLY VISTA | DEL ROSA
SAN BERNARDINO 66 | 2178322 | 08755 | HOVATTER | 2219894 | D | 5064 | 12 | I | HOVATTER | DEL ROSA
SAN BERNARDINO 66 | 2179300 | 13705 | PARKDALE | 2219894 | D | 5064 | 12 | I | PARKDALE | DEL ROSA
SAN BERNARDINO 66 | 2181648 | 12331 | MULKEY | 2219894 | D | 5064 | 12 | I | MULKEY | DEL ROSA
SAN BERNARDINO 66 | 2185406 | 14511 | PUMALO | 2219894 | D | 5064 | 12 | I | PUMALO | DEL ROSA
SAN BERNARDINO 66 | 2186958 | 17383 | SUTT | 2219894 | D | 5064 | 12 | I | SUTT | DEL ROSA
SAN BERNARDINO 66 | 2190912 | 16978 | STEGMAN | 2219894 | D | 5064 | 12 | I | STEGMAN | DEL ROSA
SAN BERNARDINO 66 | 2146488 | 05211 | DOOLEY | 2219894 | D | 5064 | 12 | I | DOOLEY | DEL ROSA
SAN BERNARDINO 66 | 2156031 | 08701 | HOSPAT | 2219894 | D | 5064 | 12 | I | HOSPAT | DEL ROSA
SAN BERNARDINO 66 | 2168699 | 05591 | ECHO | 2219894 | D | 5064 | 12 | I | ECHO | DEL ROSA
SAN BERNARDINO 66 | 2150958 | 06240 | FAIRMONT | 2219586 | D | 5054 | 12 | I | FAIRMONT | DEL SUR
SAN BERNARDINO 66 | 2176403 | 10570 | LLOYD | 2219586 | D | 5054 | 12 | I | LLOYD | DEL SUR
SAN BERNARDINO 66 | 2184319 | 16590 | SNOWDEN | 2219586 | D | 5054 | 12 | I | SNOWDEN | DEL SUR
SAN BERNARDINO 66 | 2178324 | 08810 | HUGHES LAKE | 2219586 | D | 5054 | 12 | I | HUGHES LAKE | DEL SUR
SAN BERNARDINO 66 | 2180117 | 14450 | PRONGHORN | 2219586 | D | 5054 | 12 | I | PRONGHORN | DEL SUR
SAN BERNARDINO 66 | 2131371 | 00005 | ABACUS | 2219808 | D | 5064 | 12 | I | ABACUS | HIGHLAND
SAN BERNARDINO 66 | 2146280 | 02026 | BOULDER | 2219808 | D | 5064 | 12 | I | BOULDER | HIGHLAND
SAN BERNARDINO 66 | 2149024 | 04263 | CRAM | 2219808 | D | 5064 | 12 | I | CRAM | HIGHLAND
SAN BERNARDINO 66 | 2157485 | 03560 | CITY CREEK | 2219808 | D | 5064 | 12 | I | CITY CREEK | HIGHLAND
SAN BERNARDINO 66 | 2174021 | 12702 | NICOLE | 2219808 | D | 5064 | 12 | I | NICOLE | HIGHLAND
SAN BERNARDINO 66 | 2175544 | 07390 | GOLDBUCKLE | 2219808 | D | 5064 | 12 | I | GOLDBUCKLE | HIGHLAND
SAN BERNARDINO 66 | 2184325 | 16730 | SPARKS | 2219808 | D | 5064 | 12 | I | SPARKS | HIGHLAND
SAN BERNARDINO 66 | 2184558 | 13902 | PENCIL | 2219808 | D | 5064 | 12 | I | PENCIL | HIGHLAND
SAN BERNARDINO 66 | 2186707 | 15557 | RULER | 2219808 | D | 5064 | 12 | I | RULER | HIGHLAND
SAN BERNARDINO 66 | 2188277 | 17778 | THOMPSEN | 2219808 | D | 5064 | 12 | I | THOMPSEN | HIGHLAND
SAN BERNARDINO 66 | 2161684 | 08856 | HUTCHINS | 2219808 | D | 5064 | 12 | I | HUTCHINS | HIGHLAND
SAN BERNARDINO 66 | 2182368 | 12900 | NORWOOD | 2219808 | D | 5064 | 12 | I | NORWOOD | HIGHLAND
SAN BERNARDINO 66 | 2163349 | 09703 | KILTS | 2219808 | D | 5064 | 12 | I | KILTS | HIGHLAND
SAN BERNARDINO 66 | 2141015 | 00200 | ALABAMA | 2215146 | D | 5064 | 12 | I | ALABAMA | REDLANDS
SAN BERNARDINO 66 | 2168128 | 10090 | LA POSADA | 2217488 | D | 5064 | 4 | I | LA POSADA | REDLANDS
SAN BERNARDINO 66 | 2180543 | 09380 | JUDSON | 2215146 | D | 5064 | 12 | I | JUDSON | REDLANDS
SAN BERNARDINO 66 | 2182851 | 10782 | LUGONIA | 2215146 | D | 5064 | 12 | I | LUGONIA | REDLANDS
SAN BERNARDINO 66 | 2186385 | 12430 | MUTUAL | 2215146 | D | 5064 | 12 | I | MUTUAL | REDLANDS
SAN BERNARDINO 66 | 2150116 | 04727 | DEARBORN | 2215146 | D | 5064 | 12 | I | DEARBORN | REDLANDS
SAN BERNARDINO 66 | 2155335 | 03320 | CHANDLER | 2217488 | D | 5064 | 4 | I | CHANDLER | REDLANDS
SAN BERNARDINO 66 | 2165899 | 08151 | HASTINGS | 2217488 | D | 5064 | 4 | I | HASTINGS | REDLANDS
SAN BERNARDINO 66 | 2153862 | 02350 | BRYN MAWR | 2215146 | D | 5064 | 12 | I | BRYN MAWR | REDLANDS
SAN BERNARDINO 66 | 2139088 | 02300 | BROOKSIDE | 2217488 | D | 5064 | 4 | I | BROOKSIDE | REDLANDS
SAN BERNARDINO 66 | 2145516 | 03080 | CASA LOMA | 2217488 | D | 5064 | 4 | I | CASA LOMA | REDLANDS
SAN BERNARDINO 66 | 2159873 | 06844 | FROST | 2215146 | D | 5064 | 12 | I | FROST | REDLANDS
SAN BERNARDINO 66 | 2162396 | 09170 | JASPER | 2215146 | D | 5064 | 12 | I | JASPER | REDLANDS
SAN BERNARDINO 66 | 2187784 | 17450 | SYLVAN | 2217488 | D | 5064 | 4 | I | SYLVAN | REDLANDS
SAN BERNARDINO 66 | 2154065 | 02650 | CAJON | 2217488 | D | 5064 | 4 | I | CAJON | REDLANDS
SAN BERNARDINO 66 | 2180021 | 11605 | MEDUSA | 2215864 | D | 5064 | 12 | I | MEDUSA | SAN BERNRDNO
SAN BERNARDINO 66 | 2186227 | 11939 | MINOTAUR | 2215864 | D | 5064 | 12 | I | MINOTAUR | SAN BERNRDNO
SAN BERNARDINO 66 | 2189334 | 18415 | UNICORN | 2215864 | D | 5064 | 12 | I | UNICORN | SAN BERNRDNO
SAN BERNARDINO 66 | 2140142 | 03265 | CENTAUR | 2215864 | D | 5064 | 12 | I | CENTAUR | SAN BERNRDNO
SAN BERNARDINO 66 | 2187292 | 12712 | NIKE | 2215864 | D | 5064 | 12 | F | NIKE | SAN BERNRDNO
SAN BERNARDINO 66 | 2189554 | 16776 | SPHINX | 2215864 | D | 5064 | 12 | I | SPHINX | SAN BERNRDNO
SAN BERNARDINO 66 | 2149588 | 05308 | DRAGON | 2215864 | D | 5064 | 12 | I | DRAGON | SAN BERNRDNO
SAN BERNARDINO 66 | 2137413 | 03383 | CHATTANOOGA | 2219824 | D | 5064 | 12 | I | CHATTANOOGA | TENNESSEE
SAN BERNARDINO 66 | 2181023 | 15316 | ROCKWELL | 2219824 | D | 5064 | 12 | I | ROCKWELL | TENNESSEE
SAN BERNARDINO 66 | 2190802 | 16281 | SHASTA | 2219824 | D | 5064 | 12 | I | SHASTA | TENNESSEE
SAN BERNARDINO 66 | 2190832 | 16736 | SPARLING | 2219824 | D | 5064 | 12 | I | SPARLING | TENNESSEE
SAN BERNARDINO 66 | 2188270 | 18633 | MEMPHIS | 2219824 | D | 5064 | 12 | I | MEMPHIS | TENNESSEE
SAN BERNARDINO 66 | 2173098 | 12511 | NASHVILLE | 2219824 | D | 5064 | 12 | I | NASHVILLE | TENNESSEE
SAN BERNARDINO 66 | 2156033 | 05465 | DUROX | 2217420 | D | 5064 | 12 | I | DUROX | TIMOTEO
SAN BERNARDINO 66 | 2187387 | 12913 | NURSES | 2217420 | D | 5064 | 12 | I | NURSES | TIMOTEO
SAN BERNARDINO 66 | 2190669 | 18821 | VITAMIN | 2217420 | D | 5064 | 12 | I | VITAMIN | TIMOTEO
SAN BERNARDINO 66 | 2190941 | 17355 | SURGEON | 2217420 | D | 5064 | 12 | I | SURGEON | TIMOTEO
SAN BERNARDINO 66 | 2135464 | 00725 | ARLISS | 2217420 | D | 5064 | 12 | I | ARLISS | TIMOTEO
SAN BERNARDINO 66 | 2145148 | 05138 | DOCTORS | 2217420 | D | 5064 | 12 | I | DOCTORS | TIMOTEO
SAN BERNARDINO 66 | 2165397 | 04945 | DENTAL | 2217420 | D | 5064 | 12 | I | DENTAL | TIMOTEO
SAN BERNARDINO 66 | 2184641 | 13999 | PETTIS | 2217420 | D | 5064 | 12 | I | PETTIS | TIMOTEO
SAN BERNARDINO 66 | 2132383 | 00572 | ANTIQUE | 2217420 | D | 5064 | 12 | I | ANTIQUE | TIMOTEO
SAN BERNARDINO 66 | 2158788 | 03667 | CLINIC | 2217420 | D | 5064 | 12 | I | CLINIC | TIMOTEO
SAN BERNARDINO 66 | 2180373 | 08937 | INTERN | 2217420 | D | 5064 | 12 | I | INTERN | TIMOTEO
SAN BERNARDINO 66 | 2181730 | 12395 | MUSE | 2217420 | D | 5064 | 12 | I | MUSE | TIMOTEO
SAN BERNARDINO 66 | 2190406 | 14178 | PLACID | 2217420 | D | 5064 | 12 | I | PLACID | TIMOTEO
SAN BERNARDINO 66 | 2133169 | 01190 | BARTON | 2215174 | D | 5064 | 4 | I | BARTON | TIPPECANOE
SAN BERNARDINO 66 | 2188786 | 19290 | WHITLOCK | 2215174 | D | 5064 | 4 | I | WHITLOCK | TIPPECANOE
SAN BERNARDINO 66 | 2190913 | 16980 | STERLING | 2215174 | D | 5064 | 4 | I | STERLING | TIPPECANOE
SAN BERNARDINO 66 | 2178252 | 08610 | HOLSTEIN | 2215174 | D | 5064 | 4 | I | HOLSTEIN | TIPPECANOE
SAN BERNARDINO 66 | 2153867 | 02480 | BURNS | 2219838 | D | 5064 | 12 | I | BURNS | YUCAIPA
SAN BERNARDINO 66 | 2154067 | 02710 | CALIMESA | 2219838 | D | 5064 | 12 | I | CALIMESA | YUCAIPA
SAN BERNARDINO 66 | 2178595 | 12960 | OAK GLEN | 2219838 | D | 5064 | 12 | I | OAK GLEN | YUCAIPA
SAN BERNARDINO 66 | 2179736 | 14372 | POULTRY | 2219838 | D | 5064 | 12 | I | POULTRY | YUCAIPA
SAN BERNARDINO 66 | 2185578 | 11732 | MESA GRANDE | 2219838 | D | 5064 | 12 | I | MESA GRANDE | YUCAIPA
SAN BERNARDINO 66 | 2191049 | 19482 | WILSON CREEK | 2219838 | D | 5064 | 12 | I | WILSON CREEK | YUCAIPA
SAN BERNARDINO 66 | 2144232 | 01470 | BENCH | 2219838 | D | 5064 | 12 | I | BENCH | YUCAIPA
SAN BERNARDINO 66 | 2148658 | 03934 | CONINE | 2219838 | D | 5064 | 12 | I | CONINE | YUCAIPA
SAN BERNARDINO 66 | 2144089 | 04390 | CROFT | 2219838 | D | 5064 | 12 | I | CROFT | YUCAIPA
SAN BERNARDINO 66 | 2179388 | 13900 | PENDLETON | 2219838 | D | 5064 | 12 | I | PENDLETON | YUCAIPA
SANTA CLARA 66 | 2129529 | 00291 | ADOLFO | 2219612 | D | 5538 | 16 | I | ADOLFO | CAMARILLO
SANTA CLARA 66 | 2163715 | 04422 | CROSSON | 2219612 | D | 5538 | 16 | I | CROSSON | CAMARILLO
SANTA CLARA 66 | 2171093 | 06115 | EVITA | 2219612 | D | 5538 | 16 | I | EVITA | CAMARILLO
SANTA CLARA 66 | 2178918 | 13618 | PANCHO | 2219612 | D | 5538 | 16 | I | PANCHO | CAMARILLO
SANTA CLARA 66 | 2186622 | 15408 | ROSA | 2219612 | D | 5538 | 16 | I | ROSA | CAMARILLO
SANTA CLARA 66 | 2188788 | 19351 | WIGTON | 2219612 | D | 5538 | 16 | I | WIGTON | CAMARILLO
SANTA CLARA 66 | 2152209 | 06586 | FLYNN | 2219612 | D | 5538 | 16 | I | FLYNN | CAMARILLO
SANTA CLARA 66 | 2145510 | 02860 | CANET | 2214878 | D | 5538 | 16 | I | CANET | CASITAS
SANTA CLARA 66 | 2152931 | 07480 | GRANDAD | 2214878 | D | 5538 | 16 | I | GRANDAD | CASITAS
SANTA CLARA 66 | 2180276 | 14810 | RED MOUNTAIN | 2214878 | D | 5538 | 16 | I | RED MOUNTAIN | CASITAS
SANTA CLARA 66 | 2190361 | 17820 | TICO | 2214878 | D | 5538 | 16 | I | TICO | CASITAS
SANTA CLARA 66 | 2190759 | 15828 | SAN NICHOLAS | 2214878 | D | 5538 | 16 | I | SAN NICHOLAS | CASITAS
SANTA CLARA 66 | 2180934 | 15150 | RIVA | 2214878 | D | 5538 | 16 | I | RIVA | CASITAS
SANTA CLARA 66 | 2154993 | 03100 | CASPER | 2123445 | D | 5538 | 4 | I | CASPER | CASPER P.T.
SANTA CLARA 66 | 2145715 | 03130 | CASTLE | 2122932 | D | 5538 | 4 | I | CASTLE | CASTLE P.T.
SANTA CLARA 66 | 2139975 | 03136 | CASTRO PEAK | 2123094 | D | 5538 | 2.4 | I | CASTRO PEAK | CASTRO PEAK
SANTA CLARA 66 | 2190594 | 18096 | TRAMVIEW | 2220614 | D | 5067 | 4.8 | I | TRAMVIEW | CATHEDRL CTY
SANTA CLARA 66 | 2140311 | 03371 | CHARLESWORTH | 2220614 | D | 5067 | 4.8 | I | CHARLESWORTH | CATHEDRL CTY
SANTA CLARA 66 | 2190935 | 17278 | SUNNY LANE | 2220614 | D | 5067 | 4.8 | I | SUNNY LANE | CATHEDRL CTY
SANTA CLARA 66 | 2191060 | 19593 | WONDER PALMS | 2220614 | D | 5067 | 4.8 | I | WONDER PALMS | CATHEDRL CTY
SANTA CLARA 66 | 2133564 | 01748 | BLACKHORSE | 2122667 | D | 5090 | 12 | I | BLACKHORSE | CAVALRY P.T.
SANTA CLARA 66 | 2139978 | 03199 | CAWALTI | 2122047 | D | 5538 | 4 | O | CAWALTI | CAWALTI P.T.
SANTA CLARA 66 | 2155171 | 03250 | CEDAR PINES | 2123818 | D | 5064 | 2.4 | I | CEDAR PINES | CDAR PINE PT
SANTA CLARA 66 | 2130407 | 01080 | BARBER CITY | 2217920 | D | 5800 | 4 | O | BARBER CITY | CEDARWOOD
SANTA CLARA 66 | 2145145 | 05120 | DOCTRINE | 2217920 | D | 5800 | 4 | I | DOCTRINE | CEDARWOOD
SANTA CLARA 66 | 2185644 | 11850 | MIDWAY | 2217920 | D | 5800 | 4 | I | MIDWAY | CEDARWOOD
SANTA CLARA 66 | 2161386 | 07269 | GIZMO | 2217198 | D | 5538 | 16 | I | GIZMO | CHANNL ISLND
SANTA CLARA 66 | 2185983 | 16788 | SPINNAKER | 2217198 | D | 5538 | 16 | I | SPINNAKER | CHANNL ISLND
SANTA CLARA 66 | 2191053 | 19537 | WINDJAMMER | 2217198 | D | 5538 | 16 | I | WINDJAMMER | CHANNL ISLND
SANTA CLARA 66 | 2183612 | 15992 | SCHOONER | 2217198 | D | 5538 | 16 | I | SCHOONER | CHANNL ISLND
SANTA CLARA 66 | 2147048 | 03337 | CHAPARRAL | 2123421 | D | 5061 | 12 | O | CHAPARRAL | CHAPARRAL PT
SANTA CLARA 66 | 2135468 | 00760 | ARNEILL | 2219578 | D | 5538 | 16 | I | ARNEILL | COLONIA
SANTA CLARA 66 | 2188917 | 19620 | WOODROAD | 2219578 | D | 5538 | 16 | I | WOODROAD | COLONIA
SANTA CLARA 66 | 2181729 | 12340 | MUGU | 2219578 | D | 5538 | 16 | I | MUGU | COLONIA
SANTA CLARA 66 | 2134169 | 02310 | BROOME | 2219578 | D | 5538 | 16 | I | BROOME | COLONIA
SANTA CLARA 66 | 2143593 | 01330 | BEARDSLEY | 2219578 | D | 5538 | 16 | I | BEARDSLEY | COLONIA
SANTA CLARA 66 | 2151301 | 06390 | FIFTH ST. | 2219578 | D | 5538 | 16 | I | FIFTH ST. | COLONIA
SANTA CLARA 66 | 2183017 | 14890 | REIMANN | 2219578 | D | 5538 | 16 | I | REIMANN | COLONIA
SANTA CLARA 66 | 2179734 | 14312 | PONDEROSA | 2219578 | D | 5538 | 16 | I | PONDEROSA | COLONIA
SANTA CLARA 66 | 2148651 | 06076 | ESTERBROOK | 2122710 | D | 5800 | 4 | I | ESTERBROOK | ESTRBROOK PT
SANTA CLARA 66 | 2186141 | 14814 | REDSTONE | 2217340 | D | 5538 | 16 | I | REDSTONE | ESTERO
SANTA CLARA 66 | 2189394 | 18614 | VANGUARD | 2217340 | D | 5538 | 16 | I | VANGUARD | ESTERO
SANTA CLARA 66 | 2190531 | 14652 | RAMAC | 2217340 | D | 5538 | 16 | I | RAMAC | ESTERO
SANTA CLARA 66 | 2190582 | 17913 | TIROS | 2217340 | D | 5538 | 16 | I | TIROS | ESTERO
SANTA CLARA 66 | 2189111 | 16416 | SIDEWINDER | 2217340 | D | 5538 | 16 | I | SIDEWINDER | ESTERO
SANTA CLARA 66 | 2170036 | 10630 | LODGE POLE | 2123278 | D | 5033 | 4 | O | LODGE POLE | GIANT FRS PT
SANTA CLARA 66 | 2129701 | 00406 | ALVARADO | 2212826 | D | 5538 | 16 | I | ALVARADO | GONZALES
SANTA CLARA 66 | 2135095 | 02355 | BUCKAROO | 2212826 | D | 5538 | 16 | I | BUCKAROO | GONZALES
SANTA CLARA 66 | 2137054 | 02987 | CARNEGIE | 2212826 | D | 5538 | 16 | I | CARNEGIE | GONZALES
SANTA CLARA 66 | 2148845 | 04111 | CORSICA | 2212826 | D | 5538 | 16 | I | CORSICA | GONZALES
SANTA CLARA 66 | 2190380 | 19535 | WINFORD | 2212826 | D | 5538 | 16 | I | WINFORD | GONZALES
SANTA CLARA 66 | 2131721 | 00412 | AMANDA | 2212826 | D | 5538 | 16 | I | AMANDA | GONZALES
SANTA CLARA 66 | 2145142 | 05095 | DITCH | 2212826 | D | 5538 | 16 | I | DITCH | GONZALES
SANTA CLARA 66 | 2172262 | 11351 | MAULHARDT | 2212826 | D | 5538 | 16 | I | MAULHARDT | GONZALES
SANTA CLARA 66 | 2148654 | 06100 | ETTING | 2217318 | D | 5538 | 16 | I | ETTING | LEVY
SANTA CLARA 66 | 2182452 | 13140 | OLSON | 2217318 | D | 5538 | 16 | I | OLSON | LEVY
SANTA CLARA 66 | 2183248 | 15885 | SARATOGA | 2217318 | D | 5538 | 16 | I | SARATOGA | LEVY
SANTA CLARA 66 | 2148494 | 05982 | ENTERPRISE | 2217318 | D | 5538 | 16 | I | ENTERPRISE | LEVY
SANTA CLARA 66 | 2173280 | 12540 | NAUMANN | 2217318 | D | 5538 | 16 | I | NAUMANN | LEVY
SANTA CLARA 66 | 2155681 | 08430 | HILL | 2214564 | D | 5023 | 4 | I | HILL | MANHATTAN
SANTA CLARA 66 | 2162965 | 09500 | KEATS | 2214564 | D | 5023 | 4 | I | KEATS | MANHATTAN
SANTA CLARA 66 | 2178591 | 12830 | NO BEACH | 2214564 | D | 5023 | 4 | I | NO BEACH | MANHATTAN
SANTA CLARA 66 | 2182202 | 10130 | LARSON | 2214564 | D | 5023 | 4 | I | LARSON | MANHATTAN
SANTA CLARA 66 | 2178835 | 13410 | OZONE | 2214564 | D | 5023 | 4 | I | OZONE | MANHATTAN
SANTA CLARA 66 | 2189550 | 16710 | SO STRAND | 2214564 | D | 5023 | 4 | I | SO STRAND | MANHATTAN
SANTA CLARA 66 | 2131174 | 01692 | BING | 2220594 | D | 5064 | 12 | I | BING | MARASCHINO
SANTA CLARA 66 | 2160808 | 08888 | IDA | 2220594 | D | 5064 | 12 | I | IDA | MARASCHINO
SANTA CLARA 66 | 2180763 | 12177 | MORELLO | 2220594 | D | 5064 | 12 | I | MORELLO | MARASCHINO
SANTA CLARA 66 | 2181737 | 12485 | NAPOLEON | 2220594 | D | 5064 | 12 | I | NAPOLEON | MARASCHINO
SANTA CLARA 66 | 2183315 | 15986 | SCHMIDT | 2220594 | D | 5064 | 12 | I | SCHMIDT | MARASCHINO
SANTA CLARA 66 | 2183444 | 15468 | ROUNDEL | 2220594 | D | 5064 | 12 | I | ROUNDEL | MARASCHINO
SANTA CLARA 66 | 2168127 | 10078 | LAPINS | 2220594 | D | 5064 | 12 | I | LAPINS | MARASCHINO
SANTA CLARA 66 | 2149768 | 05376 | DUKE | 2220594 | D | 5064 | 12 | I | DUKE | MARASCHINO
SANTA CLARA 66 | 2190536 | 14705 | RANIER | 2220594 | D | 5064 | 12 | I | RANIER | MARASCHINO
SANTA CLARA 66 | 2169287 | 09367 | JUBILEE | 2220594 | D | 5064 | 12 | I | JUBILEE | MARASCHINO
SANTA CLARA 66 | 2185057 | 11207 | MARGARTH | 2124248 | D | 5070 | 4.8 | I | MARGARTH | MARGARTH PT
SANTA CLARA 66 | 2178099 | 11213 | MARICOPA | 2125104 | D | 5061 | 12 | O | MARICOPA | MARICOPA PT
SANTA CLARA 66 | 2178100 | 11214 | MARINA | 2124849 | D | 5073 | 4 | I | MARINA | MARINA P.T.
SANTA CLARA 66 | 2189771 | 13480 | MOAB | 2124293 | D | 5069 | 4 | I | MOAB | MOAB P.T.
SANTA CLARA 66 | 2190349 | 17731 | THACHER | 2219632 | D | 5538 | 16 | I | THACHER | OJAI
SANTA CLARA 66 | 2184549 | 13791 | PATRICIA | 2219632 | D | 5538 | 16 | I | PATRICIA | OJAI
SANTA CLARA 66 | 2170888 | 11341 | MATILIJA | 2219632 | D | 5538 | 16 | I | MATILIJA | OJAI
SANTA CLARA 66 | 2144391 | 01530 | BENTREE | 2217672 | D | 5073 | 4 | I | BENTREE | OLDFIELD
SANTA CLARA 66 | 2167030 | 05180 | DOLLAR | 2217672 | D | 5073 | 4 | I | DOLLAR | OLDFIELD
SANTA CLARA 66 | 2167231 | 05290 | DOYLE | 2217672 | D | 5073 | 4 | I | DOYLE | OLDFIELD
SANTA CLARA 66 | 2185146 | 11345 | MATNEY | 2217672 | D | 5073 | 4 | I | MATNEY | OLDFIELD
SANTA CLARA 66 | 2178102 | 11220 | MARKET | 2217672 | D | 5073 | 4 | I | MARKET | OLDFIELD
SANTA CLARA 66 | 2182855 | 10810 | LURAY | 2217672 | D | 5073 | 4 | I | LURAY | OLDFIELD
SANTA CLARA 66 | 2152391 | 06750 | FREELAND | 2217672 | D | 5073 | 4 | I | FREELAND | OLDFIELD
SANTA CLARA 66 | 2149761 | 05321 | DRILLER | 2214308 | D | 5800 | 12 | I | DRILLER | OLINDA
SANTA CLARA 66 | 2149762 | 05322 | PIPELINE | 2214308 | D | 5800 | 12 | I | PIPELINE | OLINDA
SANTA CLARA 66 | 2158786 | 07797 | GUSHER | 2214308 | D | 5800 | 12 | I | GUSHER | OLINDA
SANTA CLARA 66 | 2188782 | 19244 | WHIPSTOCK | 2214308 | D | 5800 | 12 | I | WHIPSTOCK | OLINDA
SANTA CLARA 66 | 2165745 | 08016 | HARDROCK | 2213740 | D | 5061 | 12 | I | HARDROCK | ORO GRANDE
SANTA CLARA 66 | 2148306 | 05830 | EL RIO | 2214938 | D | 5538 | 4 | I | EL RIO | OXNARD
SANTA CLARA 66 | 2158615 | 07710 | GUAVA | 2214938 | D | 5538 | 4 | I | GUAVA | OXNARD
SANTA CLARA 66 | 2183081 | 14980 | RICE | 2214938 | D | 5538 | 4 | I | RICE | OXNARD
SANTA CLARA 66 | 2154991 | 03050 | CARTY | 2214938 | D | 5538 | 4 | I | CARTY | OXNARD
SANTA CLARA 66 | 2153679 | 08220 | HAYDOCK | 2214938 | D | 5538 | 4 | I | HAYDOCK | OXNARD
SANTA CLARA 66 | 2186545 | 15330 | RODERICK | 2214938 | D | 5538 | 4 | O | RODERICK | OXNARD
SANTA CLARA 66 | 2150273 | 04910 | DEMPSEY | 2214938 | D | 5538 | 4 | I | DEMPSEY | OXNARD
SANTA CLARA 66 | 2178838 | 13465 | PACE | 2124341 | D | 5069 | 12 | O | PACE | PACE P.T.
SANTA CLARA 66 | 2140502 | 03524 | CISCO | 2212814 | D | 5538 | 16 | I | CISCO | SAN MIGUEL
SANTA CLARA 66 | 2179385 | 13885 | PEDRO | 2212814 | D | 5538 | 16 | I | PEDRO | SAN MIGUEL
SANTA CLARA 66 | 2180269 | 14740 | READY | 2212814 | D | 5538 | 16 | I | READY | SAN MIGUEL
SANTA CLARA 66 | 2183448 | 15701 | SALVADOR | 2212814 | D | 5538 | 16 | I | SALVADOR | SAN MIGUEL
SANTA CLARA 66 | 2190556 | 14978 | RICARDO | 2212814 | D | 5538 | 16 | I | RICARDO | SAN MIGUEL
SANTA CLARA 66 | 2129531 | 00304 | ALFREDO | 2212814 | D | 5538 | 16 | I | ALFREDO | SAN MIGUEL
SANTA CLARA 66 | 2149579 | 05055 | DIABLO | 2212814 | D | 5538 | 16 | I | DIABLO | SAN MIGUEL
SANTA CLARA 66 | 2153106 | 07659 | GRINGO | 2212814 | D | 5538 | 16 | I | GRINGO | SAN MIGUEL
SANTA CLARA 66 | 2183016 | 14870 | REGENT | 2216928 | D | 5023 | 4 | I | REGENT | SAN VICENTE
SANTA CLARA 66 | 2136552 | 02980 | CARLYLE | 2216928 | D | 5023 | 4 | I | CARLYLE | SAN VICENTE
SANTA CLARA 66 | 2182616 | 13560 | PALISADES | 2216928 | D | 5023 | 4 | I | PALISADES | SAN VICENTE
SANTA CLARA 66 | 2156038 | 05550 | EAST MONTANA | 2216928 | D | 5023 | 4 | I | EAST MONTANA | SAN VICENTE
SANTA CLARA 66 | 2190761 | 15851 | SAN YSIDRO | 2126531 | D | 5538 | 2.4 | I | SAN YSIDRO | SAN YSDRO PT
SANTA CLARA 66 | 2190754 | 15770 | SANDYLAND | 2126942 | D | 5538 | 4 | O | SANDYLAND | SANDYLAND PT
SANTA CLARA 66 | 2190677 | 19037 | WARWICK | 2212118 | D | 5012 | 4 | I | WARWICK | SANGAR
SANTA CLARA 66 | 2177587 | 08482 | HILLTOP | 2212118 | D | 5012 | 4 | I | HILLTOP | SANGAR
SANTA CLARA 66 | 2177584 | 08420 | HIGHWAY | 2219652 | D | 5538 | 16 | I | HIGHWAY | SATICOY
SANTA CLARA 66 | 2179829 | 11364 | MAXSON | 2219652 | D | 5538 | 16 | I | MAXSON | SATICOY
SANTA CLARA 66 | 2184060 | 16220 | SEXTON | 2219652 | D | 5538 | 16 | I | SEXTON | SATICOY
SANTA CLARA 66 | 2190211 | 18780 | VINEYARD | 2219652 | D | 5538 | 16 | I | VINEYARD | SATICOY
SANTA CLARA 66 | 2171873 | 11015 | MALOY | 2219652 | D | 5538 | 16 | I | MALOY | SATICOY
SANTA CLARA 66 | 2180616 | 11840 | MIDDLE ROAD | 2219652 | D | 5538 | 16 | I | MIDDLE ROAD | SATICOY
SANTA CLARA 66 | 2185802 | 16577 | SNAKE | 2126538 | D | 5067 | 4.8 | I | SNAKE | SNAKE P.T.
SANTA CLARA 66 | 2190826 | 16591 | SNOWCREEK | 2126597 | D | 5067 | 12 | I | SNOWCREEK | SNOWCREEK PT
SANTA CLARA 66 | 2185807 | 16594 | SNOWLINE | 2126125 | D | 5061 | 12 | O | SNOWLINE | SNOWLINE PT
SANTA CLARA 66 | 2184320 | 16599 | SOCAL | 2125825 | D | 5023 | 4 | O | SOCAL | SOCAL P.T.
SANTA CLARA 66 | 2183618 | 16128 | SEMINARY | 2212720 | D | 5538 | 16 | I | SEMINARY | SOMIS
SANTA CLARA 66 | 2190528 | 14645 | RAINBOW | 2212720 | D | 5538 | 16 | I | RAINBOW | SOMIS
SANTA CLARA 66 | 2171090 | 06065 | ESTABAN | 2212720 | D | 5538 | 16 | I | ESTABAN | SOMIS
SANTA CLARA 66 | 2157660 | 03622 | CLEMSON | 2212720 | D | 5538 | 16 | I | CLEMSON | SOMIS
SANTA CLARA 66 | 2154621 | 05207 | DONLON | 2212720 | D | 5538 | 16 | I | DONLON | SOMIS
SANTA CLARA 66 | 2189487 | 16684 | SONRISA | 2125774 | D | 5073 | 2.4 | I | SONRISA | SONRISA P.T.
SANTA CLARA 66 | 2137231 | 03182 | CAVALIERS | 2220830 | D | 5800 | 12 | I | CAVALIERS | TEAM
SANTA CLARA 66 | 2155174 | 03261 | CELTICS | 2220830 | D | 5800 | 12 | I | CELTICS | TEAM
SANTA CLARA 66 | 2162584 | 09192 | JAZZ | 2220830 | D | 5800 | 12 | I | JAZZ | TEAM
SANTA CLARA 66 | 2188699 | 19028 | WARRIORS | 2220830 | D | 5800 | 12 | I | WARRIORS | TEAM
SANTA CLARA 66 | 2190828 | 16665 | SONICS | 2220830 | D | 5800 | 12 | I | SONICS | TEAM
SANTA CLARA 66 | 2168119 | 09993 | LAKERS | 2220830 | D | 5800 | 12 | I | LAKERS | TEAM
SANTA CLARA 66 | 2135849 | 00840 | ATMORE | 2219736 | D | 5538 | 16 | I | ATMORE | WAKEFIELD
SANTA CLARA 66 | 2139247 | 02623 | CADWAY | 2219736 | D | 5538 | 16 | I | CADWAY | WAKEFIELD
SANTA CLARA 66 | 2149945 | 04632 | CASTRO | 2219736 | D | 5538 | 16 | I | CASTRO | WAKEFIELD
SANTA CLARA 66 | 2185407 | 14542 | PYLE | 2219736 | D | 5538 | 16 | I | PYLE | WAKEFIELD
SANTA CLARA 66 | 2179465 | 13983 | PETIT | 2219736 | D | 5538 | 16 | I | PETIT | WAKEFIELD
SANTIAGO 66 | 2160451 | 08424 | HIGO | 2213386 | D | 5800 | 12 | I | HIGO | BORREGO
SANTIAGO 66 | 2176795 | 10869 | MACHO | 2213386 | D | 5800 | 12 | I | MACHO | BORREGO
SANTIAGO 66 | 2189109 | 16412 | SIESTA | 2213386 | D | 5800 | 12 | I | SIESTA | BORREGO
SANTIAGO 66 | 2189390 | 18501 | VACA | 2213386 | D | 5800 | 12 | I | VACA | BORREGO
SANTIAGO 66 | 2190734 | 15517 | RUBIN | 2213386 | D | 5800 | 12 | I | RUBIN | BORREGO
SANTIAGO 66 | 2170880 | 11163 | MARACA | 2213386 | D | 5800 | 12 | I | MARACA | BORREGO
SANTIAGO 66 | 2129873 | 00568 | ANTE | 2213386 | D | 5800 | 12 | I | ANTE | BORREGO
SANTIAGO 66 | 2141013 | 00185 | AJARD | 2213386 | D | 5800 | 12 | I | AJARD | BORREGO
SANTIAGO 66 | 2182284 | 10276 | LECHE | 2213386 | D | 5800 | 12 | I | LECHE | BORREGO
SANTIAGO 66 | 2146279 | 02025 | BOTTOM | 2126309 | D | 5070 | 4 | O | BOTTOM | BOTTOM P.T.
SANTIAGO 66 | 2138607 | 03485 | CHINA RANCH | 2123471 | D | 5090 | 2.4 | I | CHINA RANCH | CHNA RNCH PT
SANTIAGO 66 | 2141574 | 03976 | COOLER | 2215488 | D | 5800 | 12 | I | COOLER | CHIQUITA
SANTIAGO 66 | 2151855 | 06493 | FIZZ | 2215488 | D | 5800 | 12 | I | FIZZ | CHIQUITA
SANTIAGO 66 | 2152937 | 07517 | GRASSHOPPER | 2215488 | D | 5800 | 12 | I | GRASSHOPPER | CHIQUITA
SANTIAGO 66 | 2158965 | 03745 | COGNAC | 2215488 | D | 5800 | 12 | I | COGNAC | CHIQUITA
SANTIAGO 66 | 2181962 | 14464 | PUNCH | 2215488 | D | 5800 | 12 | I | PUNCH | CHIQUITA
SANTIAGO 66 | 2189635 | 17072 | STOUT | 2215488 | D | 5800 | 12 | I | STOUT | CHIQUITA
SANTIAGO 66 | 2191039 | 19248 | WHISKEY | 2215488 | D | 5800 | 12 | I | WHISKEY | CHIQUITA
SANTIAGO 66 | 2169463 | 09433 | KAHLUA | 2215488 | D | 5800 | 12 | I | KAHLUA | CHIQUITA
SANTIAGO 66 | 2185142 | 11302 | MARTINI | 2215488 | D | 5800 | 12 | I | MARTINI | CHIQUITA
SANTIAGO 66 | 2190812 | 16366 | SHOOTER | 2215488 | D | 5800 | 12 | I | SHOOTER | CHIQUITA
SANTIAGO 66 | 2175161 | 06645 | FOGCUTTER | 2215488 | D | 5800 | 12 | I | FOGCUTTER | CHIQUITA
SANTIAGO 66 | 2187779 | 16009 | SCOTCH | 2215488 | D | 5800 | 12 | I | SCOTCH | CHIQUITA
SANTIAGO 66 | 2190819 | 16538 | SLING | 2215488 | D | 5800 | 12 | I | SLING | CHIQUITA
SANTIAGO 66 | 2184716 | 17001 | STINGER | 2215488 | D | 5800 | 12 | I | STINGER | CHIQUITA
SANTIAGO 66 | 2157308 | 03488 | CHOLLITA | 2123780 | D | 5067 | 12 | I | CHOLLITA | CHOLLITA PT
SANTIAGO 66 | 2157305 | 03475 | CHOVY | 2123395 | D | 5538 | 4 | I | CHOVY | CHOVY P.T.
SANTIAGO 66 | 2185139 | 11248 | MARL | 2216360 | D | 5090 | 16 | I | MARL | CIMA
SANTIAGO 66 | 2135850 | 00843 | ATRIUM | 2217826 | D | 5800 | 12 | I | ATRIUM | CROWN
SANTIAGO 66 | 2136050 | 00980 | BALBOA | 2217826 | D | 5800 | 12 | I | BALBOA | CROWN
SANTIAGO 66 | 2151662 | 06283 | FARALLON | 2217826 | D | 5800 | 12 | I | FARALLON | CROWN
SANTIAGO 66 | 2161855 | 09116 | JAMBOREE | 2217826 | D | 5800 | 12 | I | JAMBOREE | CROWN
SANTIAGO 66 | 2166487 | 09658 | KEWAMEE | 2217826 | D | 5800 | 12 | I | KEWAMEE | CROWN
SANTIAGO 66 | 2179459 | 13910 | PENINSULA | 2217826 | D | 5800 | 12 | I | PENINSULA | CROWN
SANTIAGO 66 | 2185724 | 11937 | MINOSA | 2217826 | D | 5800 | 12 | I | MINOSA | CROWN
SANTIAGO 66 | 2190742 | 15600 | RUTGERS | 2217826 | D | 5800 | 12 | I | RUTGERS | CROWN
SANTIAGO 66 | 2139085 | 03722 | COASTAL | 2217826 | D | 5800 | 12 | I | COASTAL | CROWN
SANTIAGO 66 | 2179834 | 11430 | JADE | 2217826 | D | 5800 | 12 | I | JADE | CROWN
SANTIAGO 66 | 2158785 | 07790 | GUNTHER | 2217826 | D | 5800 | 12 | I | GUNTHER | CROWN
SANTIAGO 66 | 2163716 | 04428 | CRUMP | 2122988 | D | 5064 | 12 | I | CRUMP | CRUMP P.T.
SANTIAGO 66 | 2173858 | 12566 | NEBULA | 2213342 | D | 5800 | 12 | F | NEBULA | ESTRELLA
SANTIAGO 66 | 2176180 | 07851 | HALEY | 2213342 | D | 5800 | 12 | I | HALEY | ESTRELLA
SANTIAGO 66 | 2178256 | 08692 | HOROSCOPE | 2213342 | D | 5800 | 12 | I | HOROSCOPE | ESTRELLA
SANTIAGO 66 | 2184648 | 14154 | PISCES | 2213342 | D | 5800 | 12 | I | PISCES | ESTRELLA
SANTIAGO 66 | 2186787 | 16935 | STARGAZER | 2213342 | D | 5800 | 12 | I | STARGAZER | ESTRELLA
SANTIAGO 66 | 2187548 | 15643 | SAGITTARIUS | 2213342 | D | 5800 | 12 | I | SAGITTARIUS | ESTRELLA
SANTIAGO 66 | 2188610 | 18815 | VIRGO | 2213342 | D | 5800 | 12 | I | VIRGO | ESTRELLA
SANTIAGO 66 | 2191090 | 19838 | ZODIAC | 2213342 | D | 5800 | 12 | F | ZODIAC | ESTRELLA
SANTIAGO 66 | 2146827 | 05568 | ECLIPSE | 2213342 | D | 5800 | 12 | I | ECLIPSE | ESTRELLA
SANTIAGO 66 | 2136392 | 02915 | CAPRICORN | 2213342 | D | 5800 | 12 | I | CAPRICORN | ESTRELLA
SANTIAGO 66 | 2187707 | 16007 | SCORPIO | 2213342 | D | 5800 | 12 | I | SCORPIO | ESTRELLA
SANTIAGO 66 | 2130058 | 00698 | ARIES | 2213342 | D | 5800 | 12 | I | ARIES | ESTRELLA
SANTIAGO 66 | 2130213 | 00816 | ASTROLOGY | 2213342 | D | 5800 | 12 | I | ASTROLOGY | ESTRELLA
SANTIAGO 66 | 2136217 | 02847 | CANCER | 2213342 | D | 5800 | 12 | I | CANCER | ESTRELLA
SANTIAGO 66 | 2142331 | 00663 | AQUARIUS | 2213342 | D | 5800 | 12 | I | AQUARIUS | ESTRELLA
SANTIAGO 66 | 2187044 | 17577 | TAURUS | 2213342 | D | 5800 | 12 | I | TAURUS | ESTRELLA
SANTIAGO 66 | 2175165 | 06923 | GALACTIC | 2213342 | D | 5800 | 12 | F | GALACTIC | ESTRELLA
SANTIAGO 66 | 2156206 | 05670 | ELDEN | 2217856 | D | 5800 | 12 | I | ELDEN | IRVINE
SANTIAGO 66 | 2160250 | 08276 | HINES | 2217856 | D | 5800 | 12 | I | HINES | IRVINE
SANTIAGO 66 | 2162967 | 09515 | KEELINE | 2217856 | D | 5800 | 12 | I | KEELINE | IRVINE
SANTIAGO 66 | 2169088 | 09200 | JEFFREY | 2217856 | D | 5800 | 12 | I | JEFFREY | IRVINE
SANTIAGO 66 | 2173095 | 12440 | MYFORD | 2217856 | D | 5800 | 12 | I | MYFORD | IRVINE
SANTIAGO 66 | 2181647 | 12318 | MUIRLANDS | 2217856 | D | 5800 | 12 | I | MUIRLANDS | IRVINE
SANTIAGO 66 | 2182858 | 10913 | MAGAZINE | 2217856 | D | 5800 | 12 | I | MAGAZINE | IRVINE
SANTIAGO 66 | 2190979 | 18060 | TRABUCO | 2217856 | D | 5800 | 12 | I | TRABUCO | IRVINE
SANTIAGO 66 | 2150786 | 05860 | EL TORO | 2217856 | D | 5800 | 12 | I | EL TORO | IRVINE
SANTIAGO 66 | 2141961 | 04396 | CROMWELL | 2217856 | D | 5800 | 12 | I | CROMWELL | IRVINE
SANTIAGO 66 | 2180378 | 08990 | IRVINE PARK | 2124711 | D | 5800 | 2.4 | I | IRVINE PARK | IRVNE PRK PT
SANTIAGO 66 | 2130211 | 00772 | ARSENIC | 2220828 | D | 5800 | 12 | I | ARSENIC | LIMESTONE
SANTIAGO 66 | 2138761 | 03494 | CHROME | 2220828 | D | 5800 | 12 | I | CHROME | LIMESTONE
SANTIAGO 66 | 2140672 | 03719 | COAL | 2220828 | D | 5800 | 12 | I | COAL | LIMESTONE
SANTIAGO 66 | 2152936 | 07514 | GRAPHITE | 2220828 | D | 5800 | 12 | I | GRAPHITE | LIMESTONE
SANTIAGO 66 | 2166851 | 09874 | KRYPTON | 2220828 | D | 5800 | 12 | I | KRYPTON | LIMESTONE
SANTIAGO 66 | 2174218 | 13001 | OBSIDIAN | 2220828 | D | 5800 | 12 | I | OBSIDIAN | LIMESTONE
SANTIAGO 66 | 2174771 | 10262 | LEAD | 2220828 | D | 5800 | 12 | I | LEAD | LIMESTONE
SANTIAGO 66 | 2174966 | 10527 | LITHIUM | 2220828 | D | 5800 | 12 | I | LITHIUM | LIMESTONE
SANTIAGO 66 | 2178033 | 11049 | MANGANESE | 2220828 | D | 5800 | 12 | I | MANGANESE | LIMESTONE
SANTIAGO 66 | 2180459 | 08991 | IRON | 2220828 | D | 5800 | 12 | I | IRON | LIMESTONE
SANTIAGO 66 | 2189115 | 16439 | SILVER | 2220828 | D | 5800 | 12 | I | SILVER | LIMESTONE
SANTIAGO 66 | 2190407 | 14191 | PLATINUM | 2220828 | D | 5800 | 12 | I | PLATINUM | LIMESTONE
SANTIAGO 66 | 2175545 | 07391 | GOLD | 2220828 | D | 5800 | 12 | I | GOLD | LIMESTONE
SANTIAGO 66 | 2190427 | 14568 | QUARTZ | 2220828 | D | 5800 | 12 | I | QUARTZ | LIMESTONE
SANTIAGO 66 | 2188363 | 17892 | TIN | 2220828 | D | 5800 | 12 | I | TIN | LIMESTONE
SANTIAGO 66 | 2190818 | 16520 | SLATE | 2220828 | D | 5800 | 12 | I | SLATE | LIMESTONE
SANTIAGO 66 | 2132234 | 01978 | BORON | 2220828 | D | 5800 | 12 | F | BORON | LIMESTONE
SANTIAGO 66 | 2138434 | 02667 | CALCIUM | 2220828 | D | 5800 | 12 | I | CALCIUM | LIMESTONE
SANTIAGO 66 | 2181816 | 12686 | NICKEL | 2220828 | D | 5800 | 12 | I | NICKEL | LIMESTONE
SANTIAGO 66 | 2138764 | 03499 | CHURCHILL | 2215638 | D | 5800 | 12 | I | CHURCHILL | MACARTHUR
SANTIAGO 66 | 2157138 | 03394 | CHENUALT | 2215638 | D | 5800 | 12 | I | CHENUALT | MACARTHUR
SANTIAGO 66 | 2190575 | 15373 | ROMMEL | 2215638 | D | 5800 | 12 | I | ROMMEL | MACARTHUR
SANTIAGO 66 | 2190703 | 19538 | WINGATE | 2215638 | D | 5800 | 12 | I | WINGATE | MACARTHUR
SANTIAGO 66 | 2130210 | 00771 | ARNOLD | 2215638 | D | 5800 | 12 | I | ARNOLD | MACARTHUR
SANTIAGO 66 | 2191022 | 18927 | WAINWRIGHT | 2215638 | D | 5800 | 12 | I | WAINWRIGHT | MACARTHUR
SANTIAGO 66 | 2161679 | 07418 | GOLDWATER | 2215638 | D | 5800 | 12 | I | GOLDWATER | MACARTHUR
SANTIAGO 66 | 2156202 | 05637 | STILLWELL | 2215638 | D | 5800 | 12 | I | STILLWELL | MACARTHUR
SANTIAGO 66 | 2167034 | 05209 | DOOLITTLE | 2215638 | D | 5800 | 12 | I | DOOLITTLE | MACARTHUR
SANTIAGO 66 | 2176183 | 07876 | HALSEY | 2215638 | D | 5800 | 12 | I | HALSEY | MACARTHUR
SANTIAGO 66 | 2181560 | 09872 | KRUEGER | 2215638 | D | 5800 | 12 | I | KRUEGER | MACARTHUR
SANTIAGO 66 | 2182856 | 10867 | MACHADO | 2125087 | D | 5070 | 4.8 | O | MACHADO | MACHADO P.T.
SANTIAGO 66 | 2131373 | 00046 | ACRES | 2213296 | D | 5800 | 12 | I | ACRES | MORRO
SANTIAGO 66 | 2132531 | 00781 | ARTIST | 2213296 | D | 5800 | 12 | I | ARTIST | MORRO
SANTIAGO 66 | 2134560 | 00115 | AGATE | 2213296 | D | 5800 | 12 | I | AGATE | MORRO
SANTIAGO 66 | 2148846 | 04117 | CORTESE | 2213296 | D | 5800 | 12 | I | CORTESE | MORRO
SANTIAGO 66 | 2190558 | 15103 | RIMROCK | 2213296 | D | 5800 | 12 | I | RIMROCK | MORRO
SANTIAGO 66 | 2133172 | 01303 | BEAGLE | 2215582 | D | 5800 | 12 | I | BEAGLE | MOULTON
SANTIAGO 66 | 2143433 | 01201 | BASENJI | 2215582 | D | 5800 | 12 | I | BASENJI | MOULTON
SANTIAGO 66 | 2158968 | 03803 | COLLIE | 2215582 | D | 5800 | 12 | I | COLLIE | MOULTON
SANTIAGO 66 | 2167764 | 08855 | HUSKIE | 2215582 | D | 5800 | 12 | I | HUSKIE | MOULTON
SANTIAGO 66 | 2185238 | 14325 | POODLE | 2215582 | D | 5800 | 12 | I | POODLE | MOULTON
SANTIAGO 66 | 2190346 | 17678 | TERRIER | 2215582 | D | 5800 | 12 | I | TERRIER | MOULTON
SANTIAGO 66 | 2138076 | 02409 | BULLDOG | 2215582 | D | 5800 | 12 | I | BULLDOG | MOULTON
SANTIAGO 66 | 2164819 | 07655 | GREYHOUND | 2215582 | D | 5800 | 12 | I | GREYHOUND | MOULTON
SANTIAGO 66 | 2149941 | 04562 | DACHSHUND | 2215582 | D | 5800 | 12 | I | DACHSHUND | MOULTON
SANTIAGO 66 | 2166856 | 05136 | DOBER | 2215582 | D | 5800 | 12 | I | DOBER | MOULTON
SANTIAGO 66 | 2183782 | 16332 | SHEPHERD | 2215582 | D | 5800 | 12 | I | SHEPHERD | MOULTON
SANTIAGO 66 | 2141014 | 00188 | AKITA | 2215582 | D | 5800 | 12 | I | AKITA | MOULTON
SANTIAGO 66 | 2179386 | 13893 | PEKINGESE | 2215582 | D | 5800 | 12 | I | PEKINGESE | MOULTON
SANTIAGO 66 | 2146825 | 05492 | EARTH | 2215780 | D | 5090 | 12 | I | EARTH | MOUNTN PASS
SANTIAGO 66 | 2187295 | 12722 | NIPTON | 2215782 | D | 5090 | 33 | I | NIPTON | MOUNTN PASS
SANTIAGO 66 | 2136555 | 01062 | BANJO | 2215686 | D | 5800 | 12 | I | BANJO | NIGUEL
SANTIAGO 66 | 2165028 | 04556 | CYMBAL | 2215686 | D | 5800 | 12 | I | CYMBAL | NIGUEL
SANTIAGO 66 | 2179468 | 14036 | PIANO | 2215686 | D | 5800 | 12 | I | PIANO | NIGUEL
SANTIAGO 66 | 2183313 | 15971 | SAXOPHONE | 2215686 | D | 5800 | 12 | I | SAXOPHONE | NIGUEL
SANTIAGO 66 | 2190333 | 14061 | PICCOLO | 2215686 | D | 5800 | 12 | I | PICCOLO | NIGUEL
SANTIAGO 66 | 2175159 | 06584 | FLUTE | 2215686 | D | 5800 | 12 | I | FLUTE | NIGUEL
SANTIAGO 66 | 2153492 | 08051 | HARMONICA | 2215686 | D | 5800 | 12 | I | HARMONICA | NIGUEL
SANTIAGO 66 | 2190641 | 18793 | VIOLIN | 2215686 | D | 5800 | 12 | I | VIOLIN | NIGUEL
SANTIAGO 66 | 2190364 | 17891 | TIMPANI | 2215686 | D | 5800 | 12 | F | TIMPANI | NIGUEL
SANTIAGO 66 | 2189257 | 18176 | TROMBONE | 2215686 | D | 5800 | 12 | I | TROMBONE | NIGUEL
SANTIAGO 66 | 2187298 | 12753 | NOBLE | 2125182 | D | 5090 | 12 | I | NOBLE | NOBLE P.T.
SANTIAGO 66 | 2174027 | 12772 | NOGAL | 2124929 | D | 5538 | 4 | I | NOGAL | NOGAL P.T.
SANTIAGO 66 | 2130217 | 00861 | AUDUBON | 2216200 | D | 5800 | 12 | I | AUDUBON | ONEILL
SANTIAGO 66 | 2132233 | 01971 | BORCHERS | 2216200 | D | 5800 | 12 | I | BORCHERS | ONEILL
SANTIAGO 66 | 2138937 | 03640 | CLEVELAND | 2216200 | D | 5800 | 12 | I | CLEVELAND | ONEILL
SANTIAGO 66 | 2140139 | 03205 | CAZA | 2216200 | D | 5800 | 12 | I | CAZA | ONEILL
SANTIAGO 66 | 2168897 | 05902 | EMPRESA | 2216200 | D | 5800 | 12 | I | EMPRESA | ONEILL
SANTIAGO 66 | 2177154 | 11616 | MELINDA | 2216200 | D | 5800 | 12 | I | MELINDA | ONEILL
SANTIAGO 66 | 2190738 | 15586 | RUSTIC | 2216200 | D | 5800 | 12 | I | RUSTIC | ONEILL
SANTIAGO 66 | 2178682 | 13157 | OLYMPIAD | 2216200 | D | 5800 | 12 | I | OLYMPIAD | ONEILL
SANTIAGO 66 | 2190533 | 14666 | RANCH | 2216200 | D | 5800 | 12 | I | RANCH | ONEILL
SANTIAGO 66 | 2172939 | 12030 | MODJESKA | 2216200 | D | 5800 | 12 | I | MODJESKA | ONEILL
SANTIAGO 66 | 2179007 | 13563 | PAJARO | 2216200 | D | 5800 | 12 | I | PAJARO | ONEILL
SANTIAGO 66 | 2148491 | 05900 | EMPORIA | 2215130 | D | 5069 | 4 | I | EMPORIA | ONTARIO
SANTIAGO 66 | 2163880 | 04505 | CURRAN | 2215130 | D | 5069 | 4 | I | CURRAN | ONTARIO
SANTIAGO 66 | 2171871 | 10970 | MAITLAND | 2215130 | D | 5069 | 4 | I | MAITLAND | ONTARIO
SANTIAGO 66 | 2174026 | 12760 | NOCTA | 2215130 | D | 5069 | 4 | I | NOCTA | ONTARIO
SANTIAGO 66 | 2179002 | 13320 | OSTRAN | 2215130 | D | 5069 | 4 | I | OSTRAN | ONTARIO
SANTIAGO 66 | 2157865 | 06270 | FALLIS | 2215130 | D | 5069 | 4 | I | FALLIS | ONTARIO
SANTIAGO 66 | 2143084 | 04049 | CORDOBA | 2211986 | D | 5800 | 12 | I | CORDOBA | SANTIAGO
SANTIAGO 66 | 2150953 | 06112 | EURO | 2211986 | D | 5800 | 12 | I | EURO | SANTIAGO
SANTIAGO 66 | 2152042 | 06727 | FRANC | 2211986 | D | 5800 | 12 | I | FRANC | SANTIAGO
SANTIAGO 66 | 2155176 | 03267 | CENTAVO | 2211986 | D | 5800 | 12 | I | CENTAVO | SANTIAGO
SANTIAGO 66 | 2157867 | 06293 | FARTHING | 2211986 | D | 5800 | 12 | I | FARTHING | SANTIAGO
SANTIAGO 66 | 2165585 | 05084 | DIME | 2211986 | D | 5800 | 12 | I | DIME | SANTIAGO
SANTIAGO 66 | 2166850 | 09869 | KRONA | 2211986 | D | 5800 | 12 | I | KRONA | SANTIAGO
SANTIAGO 66 | 2167233 | 05305 | DRACHMA | 2211986 | D | 5800 | 12 | I | DRACHMA | SANTIAGO
SANTIAGO 66 | 2167237 | 05358 | DUCAT | 2211986 | D | 5800 | 12 | I | DUCAT | SANTIAGO
SANTIAGO 66 | 2175975 | 07736 | GUILDER | 2211986 | D | 5800 | 12 | I | GUILDER | SANTIAGO
SANTIAGO 66 | 2179387 | 13896 | PENCE | 2211986 | D | 5800 | 12 | I | PENCE | SANTIAGO
SANTIAGO 66 | 2181564 | 09884 | KWACHA | 2211986 | D | 5800 | 12 | I | KWACHA | SANTIAGO
SANTIAGO 66 | 2187704 | 15985 | SCHILLING | 2211986 | D | 5800 | 12 | I | SCHILLING | SANTIAGO
SANTIAGO 66 | 2188974 | 19727 | YEN | 2211986 | D | 5800 | 12 | I | YEN | SANTIAGO
SANTIAGO 66 | 2164061 | 09882 | KUNA | 2211986 | D | 5800 | 12 | I | KUNA | SANTIAGO
SANTIAGO 66 | 2186706 | 15554 | RUBLE | 2211986 | D | 5800 | 12 | I | RUBLE | SANTIAGO
SANTIAGO 66 | 2182695 | 10514 | LIRE | 2211986 | D | 5800 | 12 | I | LIRE | SANTIAGO
SANTIAGO 66 | 2159517 | 06661 | FORINT | 2211986 | D | 5800 | 12 | I | FORINT | SANTIAGO
SANTIAGO 66 | 2182934 | 14704 | RAND | 2211986 | D | 5800 | 12 | I | RAND | SANTIAGO
SAUGUS 66 | 2151306 | 06432 | FINGAL | 2220604 | D | 5067 | 12 | I | FINGAL | CABAZON
SAUGUS 66 | 2185309 | 14337 | POPPET FLATS | 2220604 | D | 5067 | 12 | I | POPPET FLATS | CABAZON
SAUGUS 66 | 2139243 | 02590 | CABINLAND | 2123785 | D | 5800 | 2.4 | O | CABINLAND | CABINLAND PT
SAUGUS 66 | 2139241 | 02390 | BUFFER | 2217324 | D | 5054 | 16 | I | BUFFER | CHATSWORTH
SAUGUS 66 | 2144549 | 01630 | BIG ROCK | 2217324 | D | 5054 | 16 | I | BIG ROCK | CHATSWORTH
SAUGUS 66 | 2150788 | 05930 | ENERGY | 2217324 | D | 5054 | 16 | I | ENERGY | CHATSWORTH
SAUGUS 66 | 2175976 | 07742 | GUITAR | 2212742 | D | 5054 | 16 | I | GUITAR | ELIZABETH LK
SAUGUS 66 | 2187787 | 17512 | TAMBOURINE | 2212742 | D | 5054 | 16 | I | TAMBOURINE | ELIZABETH LK
SAUGUS 66 | 2189332 | 18243 | TUBA | 2212742 | D | 5054 | 16 | I | TUBA | ELIZABETH LK
SAUGUS 66 | 2140504 | 03601 | CLARINET | 2212742 | D | 5054 | 16 | I | CLARINET | ELIZABETH LK
SAUGUS 66 | 2155172 | 03257 | CELLO | 2212742 | D | 5054 | 16 | I | CELLO | ELIZABETH LK
SAUGUS 66 | 2188028 | 18234 | TRUMPET | 2212742 | D | 5054 | 16 | I | TRUMPET | ELIZABETH LK
SAUGUS 66 | 2133017 | 01170 | BARRINGTON | 2219592 | D | 5054 | 16 | I | BARRINGTON | FILLMORE
SAUGUS 66 | 2135096 | 02360 | BUCKHORN | 2219592 | D | 5054 | 16 | I | BUCKHORN | FILLMORE
SAUGUS 66 | 2154998 | 03180 | CAVIN | 2219590 | D | 5054 | 4 | O | CAVIN | FILLMORE
SAUGUS 66 | 2182614 | 13500 | PACKING HOUSE | 2219590 | D | 5054 | 4 | O | PACKING HOUSE | FILLMORE
SAUGUS 66 | 2129871 | 00560 | ANGUS | 2219592 | D | 5054 | 16 | I | ANGUS | FILLMORE
SAUGUS 66 | 2188362 | 17880 | TIMBER CANYON | 2219592 | D | 5054 | 16 | I | TIMBER CANYON | FILLMORE
SAUGUS 66 | 2136051 | 00990 | BALCOM | 2219592 | D | 5054 | 16 | I | BALCOM | FILLMORE
SAUGUS 66 | 2139450 | 02632 | CAESAR | 2217404 | D | 5054 | 16 | I | CAESAR | HASKELL
SAUGUS 66 | 2141572 | 03949 | CONSTANTINE | 2217404 | D | 5054 | 16 | I | CONSTANTINE | HASKELL
SAUGUS 66 | 2178037 | 11184 | MARCUS | 2217404 | D | 5054 | 16 | I | MARCUS | HASKELL
SAUGUS 66 | 2179738 | 11363 | MAXIMUS | 2217404 | D | 5054 | 16 | I | MAXIMUS | HASKELL
SAUGUS 66 | 2181814 | 12616 | NERO | 2217404 | D | 5054 | 16 | I | NERO | HASKELL
SAUGUS 66 | 2186547 | 15372 | ROMANUS | 2217404 | D | 5054 | 16 | I | ROMANUS | HASKELL
SAUGUS 66 | 2155329 | 03287 | CENTURION | 2217404 | D | 5054 | 16 | I | CENTURION | HASKELL
SAUGUS 66 | 2190970 | 17919 | TOGA | 2217404 | D | 5054 | 16 | I | TOGA | HASKELL
SAUGUS 66 | 2157134 | 03358 | CHARIOT | 2217404 | D | 5054 | 16 | I | CHARIOT | HASKELL
SAUGUS 66 | 2133563 | 01747 | BLACKBIRD | 2217354 | D | 5054 | 16 | I | BLACKBIRD | LOCKHEED
SAUGUS 66 | 2178754 | 13253 | ORION | 2217354 | D | 5054 | 16 | I | ORION | LOCKHEED
SAUGUS 66 | 2189630 | 16941 | STARFIGHTER | 2217354 | D | 5054 | 16 | I | STARFIGHTER | LOCKHEED
SAUGUS 66 | 2150784 | 05679 | ELECTRA | 2217354 | D | 5054 | 16 | I | ELECTRA | LOCKHEED
SAUGUS 66 | 2178507 | 12711 | NIGHTHAWK | 2217354 | D | 5054 | 16 | I | NIGHTHAWK | LOCKHEED
SAUGUS 66 | 2168511 | 10330 | LEMON | 2213106 | D | 5073 | 4 | I | LEMON | LOCUST
SAUGUS 66 | 2174214 | 12930 | NYLIC | 2213106 | D | 5073 | 4 | I | NYLIC | LOCUST
SAUGUS 66 | 2174389 | 13030 | OCEANIC | 2213106 | D | 5073 | 4 | I | OCEANIC | LOCUST
SAUGUS 66 | 2174963 | 10480 | LIME | 2213106 | D | 5073 | 4 | I | LIME | LOCUST
SAUGUS 66 | 2175546 | 07400 | GOLDEN | 2213106 | D | 5073 | 4 | I | GOLDEN | LOCUST
SAUGUS 66 | 2178686 | 13240 | OREGON | 2213106 | D | 5073 | 4 | I | OREGON | LOCUST
SAUGUS 66 | 2182285 | 10290 | LEE | 2213106 | D | 5073 | 4 | I | LEE | LOCUST
SAUGUS 66 | 2163709 | 04210 | COURT | 2213106 | D | 5073 | 4 | I | COURT | LOCUST
SAUGUS 66 | 2176590 | 10662 | LOMA VISTA | 2124812 | D | 5538 | 2.4 | I | LOMA VISTA | LOMA VSTA PT
SAUGUS 66 | 2138936 | 03620 | CLEMONT | 2220078 | D | 5073 | 4 | I | CLEMONT | NAOMI
SAUGUS 66 | 2142142 | 00540 | ANDRUS | 2220078 | D | 5073 | 4 | I | ANDRUS | NAOMI
SAUGUS 66 | 2142912 | 03940 | CONVERSE | 2220078 | D | 5073 | 4 | I | CONVERSE | NAOMI
SAUGUS 66 | 2155856 | 08680 | HOOPER | 2220078 | D | 5073 | 4 | I | HOOPER | NAOMI
SAUGUS 66 | 2130050 | 00640 | APPIAN | 2220020 | D | 5073 | 4 | I | APPIAN | NAPLES
SAUGUS 66 | 2188367 | 17950 | TOLEDO | 2220020 | D | 5073 | 4 | I | TOLEDO | NAPLES
SAUGUS 66 | 2190732 | 15510 | ROYCROFT | 2220020 | D | 5073 | 4 | I | ROYCROFT | NAPLES
SAUGUS 66 | 2182773 | 10717 | LORETA | 2220020 | D | 5073 | 4 | I | LORETA | NAPLES
SAUGUS 66 | 2178755 | 13260 | ORLENA | 2220020 | D | 5073 | 4 | I | ORLENA | NAPLES
SAUGUS 66 | 2181961 | 14460 | PROSPECT | 2220020 | D | 5073 | 4 | I | PROSPECT | NAPLES
SAUGUS 66 | 2186387 | 12495 | NARCISSA | 2125742 | D | 5023 | 2.4 | O | NARCISSA | NARCISSA PT
SAUGUS 66 | 2149407 | 05041 | DEWITT | 2217376 | D | 5054 | 16 | I | DEWITT | NEWHALL
SAUGUS 66 | 2161380 | 07118 | GAVIN | 2217376 | D | 5054 | 16 | I | GAVIN | NEWHALL
SAUGUS 66 | 2163713 | 04416 | CROSS | 2217376 | D | 5054 | 16 | I | CROSS | NEWHALL
SAUGUS 66 | 2172463 | 11644 | MENTRY | 2217376 | D | 5054 | 16 | I | MENTRY | NEWHALL
SAUGUS 66 | 2173857 | 12564 | NEARGATE | 2217376 | D | 5054 | 16 | I | NEARGATE | NEWHALL
SAUGUS 66 | 2176789 | 10851 | LYONS | 2217376 | D | 5054 | 16 | I | LYONS | NEWHALL
SAUGUS 66 | 2179835 | 11432 | MCBEAN | 2217376 | D | 5054 | 16 | I | MCBEAN | NEWHALL
SAUGUS 66 | 2181286 | 14376 | POWELL | 2217376 | D | 5054 | 16 | I | POWELL | NEWHALL
SAUGUS 66 | 2188840 | 19390 | WILEY | 2217376 | D | 5054 | 16 | I | WILEY | NEWHALL
SAUGUS 66 | 2188839 | 19386 | WILDWOOD | 2217376 | D | 5054 | 16 | I | WILDWOOD | NEWHALL
SAUGUS 66 | 2140669 | 03714 | COBRA | 2214980 | D | 5054 | 16 | I | COBRA | NORTH OAKS
SAUGUS 66 | 2143774 | 04162 | COTTONMOUTH | 2214980 | D | 5054 | 16 | I | COTTONMOUTH | NORTH OAKS
SAUGUS 66 | 2146089 | 01848 | BOA | 2214980 | D | 5054 | 16 | I | BOA | NORTH OAKS
SAUGUS 66 | 2170655 | 11022 | MAMBA | 2214980 | D | 5054 | 16 | I | MAMBA | NORTH OAKS
SAUGUS 66 | 2182113 | 14603 | RACER | 2214980 | D | 5054 | 16 | I | RACER | NORTH OAKS
SAUGUS 66 | 2186302 | 12024 | MOCCASIN | 2214980 | D | 5054 | 16 | I | MOCCASIN | NORTH OAKS
SAUGUS 66 | 2129705 | 00484 | ANACONDA | 2214980 | D | 5054 | 16 | I | ANACONDA | NORTH OAKS
SAUGUS 66 | 2159323 | 04012 | COPPERHEAD | 2214980 | D | 5054 | 16 | I | COPPERHEAD | NORTH OAKS
SAUGUS 66 | 2180197 | 14714 | RATTLER | 2214980 | D | 5054 | 16 | I | RATTLER | NORTH OAKS
SAUGUS 66 | 2182045 | 14547 | PYTHON | 2214980 | D | 5054 | 16 | I | PYTHON | NORTH OAKS
SAUGUS 66 | 2181892 | 12865 | NORTHSTAR | 2125749 | D | 5067 | 12 | I | NORTHSTAR | NORTHSTAR PT
SAUGUS 66 | 2164828 | 07793 | GUST | 2217240 | D | 5054 | 12 | I | GUST | NORTHWIND
SAUGUS 66 | 2181116 | 14132 | PINWHEEL | 2217240 | D | 5054 | 12 | I | PINWHEEL | NORTHWIND
SAUGUS 66 | 2186624 | 15415 | ROSEBUD | 2273793 | D | 5033 | 12 | I | ROSEBUD | PITMAN
SAUGUS 66 | 2145518 | 03090 | CASCADA | 2273793 | D | 5033 | 12 | I | CASCADA | PITMAN
SAUGUS 66 | 2183385 | 15303 | ROCKY | 2124510 | D | 5538 | 2.4 | I | ROCKY | ROCKY P.T.
SAUGUS 66 | 2183387 | 15337 | RODESIDE | 2126889 | D | 5090 | 12 | O | RODESIDE | RODESIDE PT
SAUGUS 66 | 2172775 | 12000 | MISSION | 2214994 | D | 5054 | 16 | I | MISSION | SAN FERNANDO
SAUGUS 66 | 2190136 | 18710 | VETERANS | 2214994 | D | 5054 | 16 | I | VETERANS | SAN FERNANDO
SAUGUS 66 | 2169465 | 09450 | KALISHER | 2214994 | D | 5054 | 16 | I | KALISHER | SAN FERNANDO
SAUGUS 66 | 2182770 | 10705 | LOPEZ | 2214994 | D | 5054 | 16 | I | LOPEZ | SAN FERNANDO
SAUGUS 66 | 2145320 | 05145 | DOERNER | 2215586 | D | 5073 | 12 | I | DOERNER | SANTAFE SPRN
SAUGUS 66 | 2159871 | 06830 | FRIENDS | 2215586 | D | 5073 | 12 | I | FRIENDS | SANTAFE SPRN
SAUGUS 66 | 2164249 | 09979 | LAIRD | 2215586 | D | 5073 | 12 | I | LAIRD | SANTAFE SPRN
SAUGUS 66 | 2166111 | 08270 | HEDGE | 2215586 | D | 5073 | 12 | I | HEDGE | SANTAFE SPRN
SAUGUS 66 | 2181734 | 12460 | MYSTIC | 2215586 | D | 5073 | 12 | I | MYSTIC | SANTAFE SPRN
SAUGUS 66 | 2181894 | 12880 | NORTON | 2215586 | D | 5073 | 12 | I | NORTON | SANTAFE SPRN
SAUGUS 66 | 2187468 | 13070 | OIL | 2215586 | D | 5073 | 12 | I | OIL | SANTAFE SPRN
SAUGUS 66 | 2189775 | 13540 | PAINTER | 2215586 | D | 5073 | 12 | I | PAINTER | SANTAFE SPRN
SAUGUS 66 | 2190850 | 16940 | STARBUCK | 2215586 | D | 5073 | 12 | I | STARBUCK | SANTAFE SPRN
SAUGUS 66 | 2182287 | 10310 | LEFFINGWELL | 2215586 | D | 5073 | 12 | I | LEFFINGWELL | SANTAFE SPRN
SAUGUS 66 | 2167029 | 05160 | DOLAN | 2215586 | D | 5073 | 12 | I | DOLAN | SANTAFE SPRN
SAUGUS 66 | 2185648 | 11900 | MILL | 2215586 | D | 5073 | 12 | I | MILL | SANTAFE SPRN
SAUGUS 66 | 2190998 | 18410 | UNION | 2215586 | D | 5073 | 12 | I | UNION | SANTAFE SPRN
SAUGUS 66 | 2178428 | 12600 | NELLES | 2215586 | D | 5073 | 12 | I | NELLES | SANTAFE SPRN
SAUGUS 66 | 2137917 | 02140 | BRAND | 2214960 | D | 5054 | 16 | I | BRAND | SANTA SUSANA
SAUGUS 66 | 2161530 | 07310 | GLASSCOCK | 2214960 | D | 5054 | 16 | I | GLASSCOCK | SANTA SUSANA
SAUGUS 66 | 2190716 | 19776 | YOSEMITE | 2214960 | D | 5054 | 16 | I | YOSEMITE | SANTA SUSANA
SAUGUS 66 | 2190955 | 17548 | TAPO | 2214960 | D | 5054 | 16 | I | TAPO | SANTA SUSANA
SAUGUS 66 | 2177760 | 12175 | MORELAND | 2214960 | D | 5054 | 16 | I | MORELAND | SANTA SUSANA
SAUGUS 66 | 2188195 | 18370 | TWIN LAKES | 2214960 | D | 5054 | 16 | I | TWIN LAKES | SANTA SUSANA
SAUGUS 66 | 2186869 | 16966 | STEARNS | 2214960 | D | 5054 | 16 | I | STEARNS | SANTA SUSANA
SAUGUS 66 | 2175357 | 07251 | GILLIBRAND | 2214960 | D | 5054 | 16 | I | GILLIBRAND | SANTA SUSANA
SAUGUS 66 | 2188446 | 18045 | TOWNSHIP | 2214960 | D | 5054 | 16 | I | TOWNSHIP | SANTA SUSANA
SAUGUS 66 | 2154995 | 03116 | CASSIDY | 2214960 | D | 5054 | 16 | I | CASSIDY | SANTA SUSANA
SAUGUS 66 | 2181562 | 09877 | KUEHNER | 2214960 | D | 5054 | 16 | I | KUEHNER | SANTA SUSANA
SAUGUS 66 | 2183247 | 15870 | SANTEE 1 | 2216670 | D | 5069 | 12 | I | SANTEE 1 | SANTEE
SAUGUS 66 | 2143921 | 04252 | CRABTREE | 2211724 | D | 5054 | 16 | I | CRABTREE | SAUGUS
SAUGUS 66 | 2144395 | 01557 | BERMITE | 2211724 | D | 5054 | 16 | I | BERMITE | SAUGUS
SAUGUS 66 | 2154812 | 05340 | DRY CANYON | 2211724 | D | 5054 | 16 | I | DRY CANYON | SAUGUS
SAUGUS 66 | 2180617 | 11940 | MINT CANYON | 2211724 | D | 5054 | 16 | I | MINT CANYON | SAUGUS
SAUGUS 66 | 2186541 | 15111 | RINER | 2211724 | D | 5054 | 16 | I | RINER | SAUGUS
SAUGUS 66 | 2188198 | 18580 | VAL VERDE | 2211724 | D | 5054 | 16 | I | VAL VERDE | SAUGUS
SAUGUS 66 | 2190966 | 17910 | TIPS | 2211724 | D | 5054 | 16 | I | TIPS | SAUGUS
SAUGUS 66 | 2177955 | 10922 | MAGIC | 2211724 | D | 5054 | 16 | I | MAGIC | SAUGUS
SAUGUS 66 | 2190405 | 14170 | PLACERITA | 2211724 | D | 5054 | 16 | I | PLACERITA | SAUGUS
SAUGUS 66 | 2180765 | 12197 | MORRIE | 2211724 | D | 5054 | 16 | I | MORRIE | SAUGUS
SAUGUS 66 | 2189333 | 18326 | JBSHERMAN | 2211724 | D | 5054 | 16 | I | JBSHERMAN | SAUGUS
SAUGUS 66 | 2142335 | 00705 | ARLENE | 2219702 | D | 5054 | 16 | I | ARLENE | SOLEMINT
SAUGUS 66 | 2146283 | 02035 | BOUQUET | 2219702 | D | 5054 | 16 | I | BOUQUET | SOLEMINT
SAUGUS 66 | 11327429 | 18631 | VASQUEZ | 2219702 | D | 5054 | 16 | F | VASQUEZ | SOLEMINT
SAUGUS 66 | 2177585 | 08446 | HILLFIELD | 2219702 | D | 5054 | 16 | I | HILLFIELD | SOLEMINT
SAUGUS 66 | 2187627 | 15737 | SAND CANYON | 2219702 | D | 5054 | 16 | I | SAND CANYON | SOLEMINT
SAUGUS 66 | 2144748 | 04706 | DAVENPORT | 2219702 | D | 5054 | 16 | I | DAVENPORT | SOLEMINT
SPRINGVILLE 66 | 2133559 | 01657 | BILLY CLYDE | 2123352 | D | 5023 | 4 | O | BILLY CLYDE | BLLY CLDE PT
SPRINGVILLE 66 | 2104018 | 00020 | ABBEY | 2214726 | D | 5033 | 12 | I | ABBEY | BLISS
SPRINGVILLE 66 | 2153102 | 07570 | GREEN | 2214726 | D | 5033 | 12 | I | GREEN | BLISS
SPRINGVILLE 66 | 2153491 | 08050 | HARMONY | 2214726 | D | 5033 | 12 | I | HARMONY | BLISS
SPRINGVILLE 66 | 2160060 | 07820 | HACK | 2214726 | D | 5033 | 12 | I | HACK | BLISS
SPRINGVILLE 66 | 2189044 | 16153 | SERENITY | 2214726 | D | 5033 | 12 | F | SERENITY | BLISS
SPRINGVILLE 66 | 2186877 | 17140 | STURGEON | 2214726 | D | 5033 | 12 | I | STURGEON | BLISS
SPRINGVILLE 66 | 2148307 | 05850 | ELSTER | 2219530 | D | 5033 | 12 | I | ELSTER | BOXWOOD
SPRINGVILLE 66 | 2185808 | 16600 | SODA SPRINGS | 2219530 | D | 5033 | 12 | I | SODA SPRINGS | BOXWOOD
SPRINGVILLE 66 | 2146094 | 01960 | BOOSTER | 2219444 | D | 5033 | 12 | I | BOOSTER | LINDSAY
SPRINGVILLE 66 | 2181374 | 09510 | KEELEY | 2212512 | D | 5033 | 4 | O | KEELEY | LINDSAY
SPRINGVILLE 66 | 2182363 | 10420 | LEWIS | 2219444 | D | 5033 | 12 | I | LEWIS | LINDSAY
SPRINGVILLE 66 | 2190977 | 18050 | TOWT | 2212512 | D | 5033 | 4 | I | TOWT | LINDSAY
SPRINGVILLE 66 | 2141392 | 00430 | AMARILLO | 2212512 | D | 5033 | 4 | O | AMARILLO | LINDSAY
SPRINGVILLE 66 | 2190578 | 15470 | ROUND VALLEY | 2219444 | D | 5033 | 12 | I | ROUND VALLEY | LINDSAY
SPRINGVILLE 66 | 2150956 | 06220 | FAIRLAWN | 2212512 | D | 5033 | 4 | I | FAIRLAWN | LINDSAY
SPRINGVILLE 66 | 2138253 | 02490 | BURR | 2219444 | D | 5033 | 12 | I | BURR | LINDSAY
SPRINGVILLE 66 | 2186625 | 15420 | ROSEDALE | 2219444 | D | 5033 | 12 | I | ROSEDALE | LINDSAY
SPRINGVILLE 66 | 2139453 | 02640 | CAIRNS | 2219444 | D | 5033 | 12 | I | CAIRNS | LINDSAY
SPRINGVILLE 66 | 2180615 | 11830 | MICRO | 2273989 | D | 5033 | 4 | I | MICRO | LINE CREEK
SPRINGVILLE 66 | 2131172 | 01690 | BILLY CREEK | 2273989 | D | 5033 | 4 | I | BILLY CREEK | LINE CREEK
SPRINGVILLE 66 | 2188530 | 18080 | TRAIL | 2273989 | D | 5033 | 4 | I | TRAIL | LINE CREEK
SPRINGVILLE 66 | 2153498 | 08161 | HATFIELD | 2212530 | D | 5033 | 12 | I | HATFIELD | PORTERVILLE
SPRINGVILLE 66 | 2158959 | 03670 | CLINE | 2219466 | D | 5033 | 4 | I | CLINE | PORTERVILLE
SPRINGVILLE 66 | 2179641 | 14181 | PLANO | 2212530 | D | 5033 | 12 | I | PLANO | PORTERVILLE
SPRINGVILLE 66 | 2182043 | 14520 | PUTNAM | 2219466 | D | 5033 | 4 | O | PUTNAM | PORTERVILLE
SPRINGVILLE 66 | 2189702 | 13120 | OLIVE | 2219466 | D | 5033 | 4 | I | OLIVE | PORTERVILLE
SPRINGVILLE 66 | 2190996 | 18400 | ULMER | 2219466 | D | 5033 | 4 | I | ULMER | PORTERVILLE
SPRINGVILLE 66 | 2145324 | 02828 | CAMPBELL | 2212530 | D | 5033 | 12 | I | CAMPBELL | PORTERVILLE
SPRINGVILLE 66 | 2190928 | 17165 | SUCCESS | 2212530 | D | 5033 | 12 | I | SUCCESS | PORTERVILLE
SPRINGVILLE 66 | 2164644 | 07490 | GRANITE | 2212530 | D | 5033 | 12 | I | GRANITE | PORTERVILLE
SPRINGVILLE 66 | 2172948 | 12210 | MORTON | 2219466 | D | 5033 | 4 | I | MORTON | PORTERVILLE
SPRINGVILLE 66 | 2186308 | 12083 | MONACHE | 2212530 | D | 5033 | 12 | I | MONACHE | PORTERVILLE
SPRINGVILLE 66 | 2130795 | 01350 | BEATTIE | 2212530 | D | 5033 | 12 | I | BEATTIE | PORTERVILLE
SPRINGVILLE 66 | 2138931 | 03583 | CLAMPETT | 2212530 | D | 5033 | 12 | I | CLAMPETT | PORTERVILLE
SPRINGVILLE 66 | 2159684 | 06720 | FRAME | 2219466 | D | 5033 | 4 | I | FRAME | PORTERVILLE
SPRINGVILLE 66 | 2167234 | 05307 | DRAG | 2212530 | D | 5033 | 12 | I | DRAG | PORTERVILLE
SPRINGVILLE 66 | 2169284 | 09355 | JOSTEN | 2212530 | D | 5033 | 12 | I | JOSTEN | PORTERVILLE
SPRINGVILLE 66 | 2189393 | 18610 | VANDALIA | 2212530 | D | 5033 | 12 | I | VANDALIA | PORTERVILLE
SPRINGVILLE 66 | 2191066 | 19670 | WORTH | 2212530 | D | 5033 | 12 | I | WORTH | PORTERVILLE
SPRINGVILLE 66 | 2135278 | 02510 | BURTON | 2212530 | D | 5033 | 12 | I | BURTON | PORTERVILLE
SPRINGVILLE 66 | 2190337 | 17604 | TEAPOT | 2212530 | D | 5033 | 12 | I | TEAPOT | PORTERVILLE
SPRINGVILLE 66 | 2181283 | 14360 | PORTUGUESE BEND | 2124379 | D | 5023 | 4 | I | PORTUGUESE BEND | PORTG BND PT
SPRINGVILLE 66 | 2181279 | 14349 | POSO PARK | 2126439 | D | 5033 | 2.4 | I | POSO PARK | POSO PARK PT
SPRINGVILLE 66 | 2156936 | 07250 | GILLETTE | 2217102 | D | 5033 | 12 | I | GILLETTE | STRATHMORE
SPRINGVILLE 66 | 2168891 | 05810 | EL MIRADOR | 2217102 | D | 5033 | 12 | I | EL MIRADOR | STRATHMORE
SPRINGVILLE 66 | 2191076 | 19800 | ZANTE | 2217102 | D | 5033 | 12 | I | ZANTE | STRATHMORE
SPRINGVILLE 66 | 2137914 | 02040 | BOWEN | 2217102 | D | 5033 | 12 | I | BOWEN | STRATHMORE
SPRINGVILLE 66 | 2180109 | 14380 | PRAIRIE | 2217102 | D | 5033 | 12 | I | PRAIRIE | STRATHMORE
SPRINGVILLE 66 | 2139634 | 02730 | CALLISON | 2214782 | D | 5033 | 12 | I | CALLISON | TIPTON
SPRINGVILLE 66 | 2168700 | 05600 | EDENDALE | 2214782 | D | 5033 | 12 | I | EDENDALE | TIPTON
SPRINGVILLE 66 | 2180190 | 14560 | QUAIL | 2214782 | D | 5033 | 12 | I | QUAIL | TIPTON
SPRINGVILLE 66 | 2142918 | 04000 | COOPER | 2214782 | D | 5033 | 12 | I | COOPER | TIPTON
SPRINGVILLE 66 | 2171685 | 10873 | MACOMBER | 2214782 | D | 5033 | 12 | I | MACOMBER | TIPTON
SPRINGVILLE 66 | 2189996 | 17370 | SURPRISE | 2214782 | D | 5033 | 12 | I | SURPRISE | TIPTON
SPRINGVILLE 66 | 2178029 | 10945 | MAHOGANY | 2274124 | D | 5033 | 12 | I | MAHOGANY | TULE (PGAE)
SPRINGVILLE 66 | 2158265 | 06570 | FLORY | 2219506 | D | 5033 | 12 | I | FLORY | WOODVILLE
SPRINGVILLE 66 | 2185315 | 14390 | PRATT | 2219506 | D | 5033 | 12 | I | PRATT | WOODVILLE
SPRINGVILLE 66 | 2191014 | 18860 | VOSSLER | 2219506 | D | 5033 | 12 | I | VOSSLER | WOODVILLE
SPRINGVILLE 66 | 2177399 | 12090 | MONROE | 2219506 | D | 5033 | 12 | I | MONROE | WOODVILLE
SPRINGVILLE 66 | 2174025 | 12750 | NOAKES | 2219506 | D | 5033 | 12 | I | NOAKES | WOODVILLE
SPRINGVILLE 66 | 2190766 | 15920 | SAUCELITO | 2219506 | D | 5033 | 12 | I | SAUCELITO | WOODVILLE
SPRINGVILLE 66 | 2188918 | 19685 | WRANGLER | 2127078 | D | 5061 | 12 | O | WRANGLER | WRANGLER PT
SPRINGVILLE 66 | 2164255 | 10119 | LARK | 2217180 | D | 5061 | 2.4 | I | LARK | WRIGHTWOOD
SPRINGVILLE 66 | 2190359 | 17810 | THRUSH | 2217180 | D | 5061 | 2.4 | I | THRUSH | WRIGHTWOOD
SPRINGVILLE 66 | 2190516 | 96948 | FEEDER-48 | 2214864 | D | 5061 | 12 | I | FEEDER-48 | WRIGHTWOOD
SPRINGVILLE 66 | 2181021 | 15275 | ROBIN | 2214864 | D | 5061 | 12 | I | ROBIN | WRIGHTWOOD
SPRINGVILLE 66 | 2179932 | 11535 | MEADOWLARK | 2214864 | D | 5061 | 12 | I | MEADOWLARK | WRIGHTWOOD
SPRINGVILLE 66 | 2182694 | 10511 | LINNET | 2217180 | D | 5061 | 2.4 | I | LINNET | WRIGHTWOOD
SPRINGVILLE 66 | 2188969 | 19690 | WRIGHTWOOD | 2127053 | D | 5061 | 2.4 | O | WRIGHTWOOD | WRGHTWOOD PT
SPRINGVILLE 66 | 2190387 | 19721 | YANKEE | 2127216 | D | 5033 | 2.4 | I | YANKEE | YANKEE P.T.
SPRINGVILLE 66 | 2164646 | 07625 | GREER | 2218402 | D | 5090 | 12 | I | GREER | YERMO
SPRINGVILLE 66 | 2186383 | 12325 | MULE CANYON | 2218402 | D | 5090 | 12 | I | MULE CANYON | YERMO
VALLEY 115 | 2150781 | 05619 | EDWIN | 2218086 | D | 5070 | 12 | I | EDWIN | ALESSANDRO
VALLEY 115 | 2168121 | 10044 | LANDMARK | 2218086 | D | 5070 | 12 | I | LANDMARK | ALESSANDRO
VALLEY 115 | 2183088 | 15164 | RIVARD | 2218086 | D | 5070 | 12 | I | RIVARD | ALESSANDRO
VALLEY 115 | 2187290 | 18160 | TRINITY | 2218086 | D | 5070 | 12 | I | TRINITY | ALESSANDRO
VALLEY 115 | 2190538 | 14742 | REAGAN | 2218086 | D | 5070 | 12 | I | REAGAN | ALESSANDRO
VALLEY 115 | 2190827 | 16597 | SNYDER | 2218086 | D | 5070 | 12 | I | SNYDER | ALESSANDRO
VALLEY 115 | 2152729 | 06985 | GAMBLE | 2218086 | D | 5070 | 12 | I | GAMBLE | ALESSANDRO
VALLEY 115 | 2178688 | 13122 | OLIVER | 2220422 | D | 5070 | 33 | I | OLIVER | ALESSANDRO
VALLEY 115 | 2166651 | 09773 | KINGSWAY | 2218086 | D | 5070 | 12 | I | KINGSWAY | ALESSANDRO
VALLEY 115 | 2144390 | 01527 | BENTON | 2218086 | D | 5070 | 12 | I | BENTON | ALESSANDRO
VALLEY 115 | 2148308 | 05855 | ELSWORTH | 2218086 | D | 5070 | 12 | I | ELSWORTH | ALESSANDRO
VALLEY 115 | 2165739 | 07916 | HAMMOCK | 2220422 | D | 5070 | 33 | I | HAMMOCK | ALESSANDRO
VALLEY 115 | 2166109 | 08257 | HEACOCK | 2218086 | D | 5070 | 12 | I | HEACOCK | ALESSANDRO
VALLEY 115 | 2180376 | 08987 | IRONWOOD | 2220422 | D | 5070 | 33 | I | IRONWOOD | ALESSANDRO
VALLEY 115 | 2186386 | 12478 | NANCE | 2218086 | D | 5070 | 12 | I | NANCE | ALESSANDRO
VALLEY 115 | 2130049 | 00635 | APPALOUSA | 2213470 | D | 5070 | 12 | I | APPALOUSA | AULD
VALLEY 115 | 2136879 | 01377 | BEELER | 2213470 | D | 5070 | 12 | I | BEELER | AULD
VALLEY 115 | 2139083 | 03711 | CLYDESDALE | 2213470 | D | 5070 | 12 | I | CLYDESDALE | AULD
VALLEY 115 | 2142334 | 00688 | ARCHIE | 2215738 | D | 5070 | 33 | I | ARCHIE | AULD
VALLEY 115 | 2159131 | 03838 | COLT | 2213470 | D | 5070 | 12 | I | COLT | AULD
VALLEY 115 | 2172947 | 12198 | MORRIS | 2213470 | D | 5070 | 12 | I | MORRIS | AULD
VALLEY 115 | 2174776 | 10369 | LEON | 2213470 | D | 5070 | 12 | I | LEON | AULD
VALLEY 115 | 2175355 | 07036 | GARBONI | 2213470 | D | 5070 | 12 | I | GARBONI | AULD
VALLEY 115 | 2179091 | 13603 | PALOMINO | 2213470 | D | 5070 | 12 | I | PALOMINO | AULD
VALLEY 115 | 2180110 | 14382 | POURROY | 2213470 | D | 5070 | 12 | I | POURROY | AULD
VALLEY 115 | 2184064 | 16349 | SHETLAND | 2213470 | D | 5070 | 12 | I | SHETLAND | AULD
VALLEY 115 | 2186062 | 14724 | RAWSON | 2213470 | D | 5070 | 12 | I | RAWSON | AULD
VALLEY 115 | 2189184 | 16492 | SKINNER | 2215738 | D | 5070 | 33 | I | SKINNER | AULD
VALLEY 115 | 2189638 | 17112 | STRIPER | 2215738 | D | 5070 | 33 | I | STRIPER | AULD
VALLEY 115 | 2190357 | 17797 | THOROUGHBRED | 2213470 | D | 5070 | 12 | I | THOROUGHBRED | AULD
VALLEY 115 | 2163150 | 09551 | KELLER | 2213470 | D | 5070 | 12 | I | KELLER | AULD
VALLEY 115 | 2189047 | 16354 | SHIPLEY | 2213470 | D | 5070 | 12 | I | SHIPLEY | AULD
VALLEY 115 | 2135093 | 02321 | BRUMFIELD | 2213470 | D | 5070 | 12 | I | BRUMFIELD | AULD
VALLEY 115 | 2132713 | 00885 | AVENTURA | 2122443 | D | 5067 | 12 | I | AVENTURA | AVENTURA PT
VALLEY 115 | 2132709 | 00880 | AVOCADO | 2121541 | D | 5538 | 4 | I | AVOCADO | AVOCADO P.T.
VALLEY 115 | 2130401 | 00890 | AYERSMAN | 2121560 | D | 5538 | 2.4 | I | AYERSMAN | AYERSMAN PT
VALLEY 115 | 2135856 | 00901 | AZBUILT | 2121950 | D | 5023 | 2.4 | I | AZBUILT | AZBUILT P.T.
VALLEY 115 | 2134742 | 00464 | AMMO | 2213458 | D | 5070 | 12 | I | AMMO | BUNKER
VALLEY 115 | 2154256 | 02927 | CARBINE | 2213458 | D | 5070 | 12 | I | CARBINE | BUNKER
VALLEY 115 | 2160067 | 08086 | HARRIER | 2213458 | D | 5070 | 12 | I | HARRIER | BUNKER
VALLEY 115 | 2143438 | 01275 | BAZOOKA | 2213458 | D | 5070 | 12 | I | BAZOOKA | BUNKER
VALLEY 115 | 2182933 | 14655 | RAMBO | 2213458 | D | 5070 | 12 | F | RAMBO | BUNKER
VALLEY 115 | 2185892 | 16624 | SOLDIER | 2213458 | D | 5070 | 12 | I | SOLDIER | BUNKER
VALLEY 115 | 2137409 | 03323 | CHANEY | 2213458 | D | 5070 | 12 | I | CHANEY | BUNKER
VALLEY 115 | 2163357 | 04085 | CORPORAL | 2213458 | D | 5070 | 12 | I | CORPORAL | BUNKER
VALLEY 115 | 2166115 | 08341 | HERO | 2213458 | D | 5070 | 12 | I | HERO | BUNKER
VALLEY 115 | 2160251 | 08298 | HELICOPTER | 2213458 | D | 5070 | 12 | I | HELICOPTER | BUNKER
VALLEY 115 | 2137233 | 03240 | CEDAR GLEN | 2215182 | D | 5064 | 12 | I | CEDAR GLEN | BURNT MILL
VALLEY 115 | 2190990 | 18375 | TWIN PEAKS | 2273808 | D | 5064 | 33 | I | TWIN PEAKS | BURNT MILL
VALLEY 115 | 2186540 | 15090 | RIM | 2215182 | D | 5064 | 12 | I | RIM | BURNT MILL
VALLEY 115 | 2187385 | 12860 | NORTH SHORE | 2215182 | D | 5064 | 12 | I | NORTH SHORE | BURNT MILL
VALLEY 115 | 2177495 | 08268 | HEAPS PEAK | 2273808 | D | 5064 | 33 | I | HEAPS PEAK | BURNT MILL
VALLEY 115 | 2184647 | 14134 | PINEWOOD | 2213616 | D | 5070 | 12 | I | PINEWOOD | CAJALCO
VALLEY 115 | 2187045 | 17579 | TAVA | 2213616 | D | 5070 | 12 | I | TAVA | CAJALCO
VALLEY 115 | 2190409 | 14244 | PLUMMER | 2213616 | D | 5070 | 12 | I | PLUMMER | CAJALCO
VALLEY 115 | 2190851 | 16944 | STARGLOW | 2213616 | D | 5070 | 12 | F | STARGLOW | CAJALCO
VALLEY 115 | 2179096 | 13737 | PARSONS | 2213616 | D | 5070 | 12 | I | PARSONS | CAJALCO
VALLEY 115 | 2190565 | 15226 | ROADRUNNER | 2213616 | D | 5070 | 12 | I | ROADRUNNER | CAJALCO
VALLEY 115 | 2163350 | 09718 | KIMDALE | 2213616 | D | 5070 | 12 | I | KIMDALE | CAJALCO
VALLEY 115 | 2190598 | 18115 | TRAUTWEIN | 2213616 | D | 5070 | 12 | I | TRAUTWEIN | CAJALCO
VALLEY 115 | 2144397 | 01588 | BEST | 2216152 | D | 5070 | 2.4 | O | BEST | ELSINORE
VALLEY 115 | 2145710 | 03093 | CASE | 2216154 | D | 5070 | 33 | I | CASE | ELSINORE
VALLEY 115 | 2151479 | 06498 | FLAGSTAFF | 2213864 | D | 5070 | 12 | I | FLAGSTAFF | ELSINORE
VALLEY 115 | 2164250 | 09994 | LAKELAND | 2213864 | D | 5070 | 12 | I | LAKELAND | ELSINORE
VALLEY 115 | 2177768 | 12304 | MUDDY | 2213864 | D | 5070 | 12 | I | MUDDY | ELSINORE
VALLEY 115 | 2181024 | 15317 | ROCKRIDGE | 2213864 | D | 5070 | 12 | I | ROCKRIDGE | ELSINORE
VALLEY 115 | 2181288 | 14378 | POTTERY | 2213864 | D | 5070 | 12 | I | POTTERY | ELSINORE
VALLEY 115 | 2191044 | 19383 | WILDOMAR | 2216154 | D | 5070 | 33 | I | WILDOMAR | ELSINORE
VALLEY 115 | 2154624 | 05216 | DORMAN | 2213864 | D | 5070 | 12 | I | DORMAN | ELSINORE
VALLEY 115 | 2142709 | 03805 | COLLIER | 2213864 | D | 5070 | 12 | I | COLLIER | ELSINORE
VALLEY 115 | 2187048 | 17674 | TERRA COTTA | 2216154 | D | 5070 | 33 | I | TERRA COTTA | ELSINORE
VALLEY 115 | 2149408 | 05042 | DEXTER | 2216152 | D | 5070 | 2.4 | O | DEXTER | ELSINORE
VALLEY 115 | 2169825 | 10483 | LIMITED | 2213864 | D | 5070 | 12 | I | LIMITED | ELSINORE
VALLEY 115 | 2176974 | 11395 | MAYER | 2216154 | D | 5070 | 33 | I | MAYER | ELSINORE
VALLEY 115 | 2162190 | 09429 | KADICE | 2215898 | D | 5070 | 12 | I | KADICE | MAYBERRY
VALLEY 115 | 2169081 | 06014 | ERIN | 2215898 | D | 5070 | 12 | I | ERIN | MAYBERRY
VALLEY 115 | 2186779 | 16795 | SPRAGUE | 2215898 | D | 5070 | 12 | I | SPRAGUE | MAYBERRY
VALLEY 115 | 2188112 | 18251 | TUDOR | 2215898 | D | 5070 | 12 | I | TUDOR | MAYBERRY
VALLEY 115 | 2188359 | 17795 | THORNTON | 2215898 | D | 5070 | 12 | I | THORNTON | MAYBERRY
VALLEY 115 | 2134371 | 00032 | ACADIAN | 2215898 | D | 5070 | 12 | I | ACADIAN | MAYBERRY
VALLEY 115 | 2190849 | 16926 | STANFORD | 2215898 | D | 5070 | 12 | I | STANFORD | MAYBERRY
VALLEY 115 | 2145322 | 02768 | CAMBRIDGE | 2215898 | D | 5070 | 12 | I | CAMBRIDGE | MAYBERRY
VALLEY 115 | 2147930 | 04693 | DARTMOUTH | 2215898 | D | 5070 | 12 | I | DARTMOUTH | MAYBERRY
VALLEY 115 | 2155522 | 08305 | HEMACINTO | 2215898 | D | 5070 | 12 | I | HEMACINTO | MAYBERRY
VALLEY 115 | 2182610 | 13467 | PACHEA | 2215898 | D | 5070 | 12 | I | PACHEA | MAYBERRY
VALLEY 115 | 2137412 | 03379 | CHARLTON | 2215898 | D | 5070 | 12 | F | CHARLTON | MAYBERRY
VALLEY 115 | 2184408 | 16910 | STANDISH | 2216784 | D | 5012 | 4 | I | STANDISH | MAYFLOWER
VALLEY 115 | 2189708 | 13390 | OWL | 2216784 | D | 5012 | 4 | I | OWL | MAYFLOWER
VALLEY 115 | 2129700 | 00400 | ALSTER | 2216784 | D | 5012 | 4 | I | ALSTER | MAYFLOWER
VALLEY 115 | 2135655 | 00802 | ASHMONT | 2216784 | D | 5012 | 4 | I | ASHMONT | MAYFLOWER
VALLEY 115 | 2143591 | 01320 | BEAR | 2217642 | D | 5073 | 4 | I | BEAR | MAYWOOD
VALLEY 115 | 2171492 | 06470 | FISHBURN | 2217642 | D | 5073 | 4 | I | FISHBURN | MAYWOOD
VALLEY 115 | 2175167 | 06960 | GALLION | 2217642 | D | 5073 | 4 | I | GALLION | MAYWOOD
VALLEY 115 | 2189485 | 16620 | SOLAR | 2217642 | D | 5073 | 4 | I | SOLAR | MAYWOOD
VALLEY 115 | 2153685 | 08280 | HELIOTROPE | 2217642 | D | 5073 | 4 | I | HELIOTROPE | MAYWOOD
VALLEY 115 | 2156933 | 07220 | GIFFORD | 2217642 | D | 5073 | 4 | I | GIFFORD | MAYWOOD
VALLEY 115 | 2130990 | 01410 | BELL | 2217642 | D | 5073 | 4 | I | BELL | MAYWOOD
VALLEY 115 | 2176969 | 10920 | MAGEE | 2217642 | D | 5073 | 4 | I | MAGEE | MAYWOOD
VALLEY 115 | 2179836 | 11435 | MC CALL | 2124265 | D | 5070 | 4.8 | I | MC CALL | MC CALL P.T.
VALLEY 115 | 2179929 | 11446 | MC CLARY | 2124856 | D | 5061 | 4 | I | MC CLARY | MC CLARY PT
VALLEY 115 | 2172266 | 11448 | MCCLENNY | 2125697 | D | 5033 | 2.4 | I | MCCLENNY | MCCLENNY PT
VALLEY 115 | 2132862 | 01051 | BALLOON | 2213880 | D | 5070 | 12 | I | BALLOON | MORAGA
VALLEY 115 | 2136397 | 02944 | CARISO | 2213880 | D | 5070 | 12 | I | CARISO | MORAGA
VALLEY 115 | 2137234 | 03304 | CHABLIS | 2213880 | D | 5070 | 12 | I | CHABLIS | MORAGA
VALLEY 115 | 2145140 | 05067 | DIAZ | 2213880 | D | 5070 | 12 | I | DIAZ | MORAGA
VALLEY 115 | 2149217 | 04457 | CRUZ | 2213880 | D | 5070 | 12 | I | CRUZ | MORAGA
VALLEY 115 | 2178326 | 08817 | HUMBER | 2213880 | D | 5070 | 12 | I | HUMBER | MORAGA
VALLEY 115 | 2187047 | 17653 | TEMECK | 2213880 | D | 5070 | 12 | I | TEMECK | MORAGA
VALLEY 115 | 2190137 | 18722 | VIA NORTE | 2213880 | D | 5070 | 12 | I | VIA NORTE | MORAGA
VALLEY 115 | 2190907 | 96969 | MORAGA / RECTOR | 2213880 | D | 5070 | 115 | I | MORAGA / RECTOR | MORAGA
VALLEY 115 | 2170455 | 10658 | LOLITA | 2213880 | D | 5070 | 12 | I | LOLITA | MORAGA
VALLEY 115 | 2186621 | 15407 | RORIPAUGH | 2213880 | D | 5070 | 12 | I | RORIPAUGH | MORAGA
VALLEY 115 | 2129338 | 00274 | ALCALDE | 2213880 | D | 5070 | 12 | I | ALCALDE | MORAGA
VALLEY 115 | 2139633 | 02729 | CALLAWAY | 2213880 | D | 5070 | 12 | I | CALLAWAY | MORAGA
VALLEY 115 | 2160802 | 08842 | HUNTER | 2213880 | D | 5070 | 12 | I | HUNTER | MORAGA
VALLEY 115 | 2181202 | 14201 | PLAYHOUSE | 2213880 | D | 5070 | 12 | I | PLAYHOUSE | MORAGA
VALLEY 115 | 2188269 | 18632 | VELARDO | 2213880 | D | 5070 | 12 | I | VELARDO | MORAGA
VALLEY 115 | 2190210 | 18776 | VINE | 2213880 | D | 5070 | 12 | I | VINE | MORAGA
VALLEY 115 | 2189776 | 13542 | PALA | 2273839 | D | 5070 | 33 | I | PALA | MORAGA33
VALLEY 115 | 2181207 | 14324 | PONY | 2273839 | D | 5070 | 33 | I | PONY | MORAGA33
VALLEY 115 | 2132859 | 00973 | BASIL | 2218340 | D | 5070 | 12 | I | BASIL | MORENO
VALLEY 115 | 2175541 | 07264 | GINGER | 2218340 | D | 5070 | 12 | I | GINGER | MORENO
VALLEY 115 | 2181464 | 09785 | KITCHING | 2218340 | D | 5070 | 12 | O | KITCHING | MORENO
VALLEY 115 | 2154428 | 05087 | DILL | 2218340 | D | 5070 | 12 | I | DILL | MORENO
VALLEY 115 | 2131372 | 00035 | ACCENT | 2218340 | D | 5070 | 12 | I | ACCENT | MORENO
VALLEY 115 | 2190835 | 16773 | SPICE | 2218340 | D | 5070 | 12 | I | SPICE | MORENO
VALLEY 115 | 2139080 | 03686 | CLOVE | 2218340 | D | 5070 | 12 | I | CLOVE | MORENO
VALLEY 115 | 2183609 | 15978 | SCHEELITE | 2274058 | D | 2556 | 12 | O | SCHEELITE | MORGAN
VALLEY 115 | 2175762 | 07530 | GRAYSON | 2212286 | D | 5023 | 4 | I | GRAYSON | MORNINGSIDE
VALLEY 115 | 2184977 | 11040 | MANCHESTER | 2212286 | D | 5023 | 4 | I | MANCHESTER | MORNINGSIDE
VALLEY 115 | 2147757 | 04660 | DARBY | 2212286 | D | 5023 | 4 | I | DARBY | MORNINGSIDE
VALLEY 115 | 2177761 | 12178 | MORONGO | 2125163 | D | 5067 | 12 | I | MORONGO | MORONGO P.T.
VALLEY 115 | 2139820 | 02841 | CANAL | 2213548 | D | 5070 | 33 | I | CANAL | NELSON
VALLEY 115 | 2144553 | 01731 | BISSELL | 2215814 | D | 5070 | 12 | I | BISSELL | NELSON
VALLEY 115 | 2148111 | 04756 | DEEGAN | 2215814 | D | 5070 | 12 | I | DEEGAN | NELSON
VALLEY 115 | 2152567 | 06848 | FRUITVALE | 2215814 | D | 5070 | 12 | I | FRUITVALE | NELSON
VALLEY 115 | 2166652 | 09782 | KIRBY | 2215814 | D | 5070 | 12 | I | KIRBY | NELSON
VALLEY 115 | 2170035 | 10624 | LOCKNER | 2215814 | D | 5070 | 12 | I | LOCKNER | NELSON
VALLEY 115 | 2172259 | 11308 | MARVIN | 2213548 | D | 5070 | 33 | I | MARVIN | NELSON
VALLEY 115 | 2183080 | 14923 | RESORT | 2213548 | D | 5070 | 33 | I | RESORT | NELSON
VALLEY 115 | 2183312 | 15945 | SAVORY | 2215814 | D | 5070 | 12 | I | SAVORY | NELSON
VALLEY 115 | 2172771 | 11938 | MINOR | 2215814 | D | 5070 | 12 | I | MINOR | NELSON
VALLEY 115 | 2178185 | 11328 | MASSACRE | 2215814 | D | 5070 | 12 | I | MASSACRE | NELSON
VALLEY 115 | 2138938 | 03672 | CLINTON | 2213548 | D | 5070 | 33 | I | CLINTON | NELSON
VALLEY 115 | 2182206 | 10203 | LAUDA | 2213548 | D | 5070 | 33 | I | LAUDA | NELSON
VALLEY 115 | 2156036 | 05515 | EASTER | 2215814 | D | 5070 | 12 | I | EASTER | NELSON
VALLEY 115 | 2177581 | 08368 | HEWITT | 2215814 | D | 5070 | 12 | I | HEWITT | NELSON
VALLEY 115 | 2154990 | 02965 | CARMEL | 2218460 | D | 5070 | 12 | I | CARMEL | NEWCOMB
VALLEY 115 | 2171876 | 11058 | MENIFEE | 2218460 | D | 5070 | 12 | I | MENIFEE | NEWCOMB
VALLEY 115 | 2173856 | 12563 | NEAPOLITAN | 2218460 | D | 5070 | 12 | I | NEAPOLITAN | NEWCOMB
VALLEY 115 | 2178597 | 12976 | OAKDALE | 2218460 | D | 5070 | 12 | I | OAKDALE | NEWCOMB
VALLEY 115 | 2183083 | 15051 | RIDGEMOOR | 2218460 | D | 5070 | 12 | I | RIDGEMOOR | NEWCOMB
VALLEY 115 | 2184644 | 14074 | PIEDRA | 2218460 | D | 5070 | 12 | I | PIEDRA | NEWCOMB
VALLEY 115 | 2190218 | 19001 | WARDELL | 2218460 | D | 5070 | 12 | I | WARDELL | NEWCOMB
VALLEY 115 | 2153493 | 08055 | HARNAGE | 2218460 | D | 5070 | 12 | I | HARNAGE | NEWCOMB
VALLEY 115 | 2133856 | 02120 | BRADLEY | 2218460 | D | 5070 | 12 | I | BRADLEY | NEWCOMB
VALLEY 115 | 2179931 | 11512 | MCLAUGHLIN | 2218460 | D | 5070 | 12 | I | MCLAUGHLIN | NEWCOMB
VALLEY 115 | 2176595 | 10826 | LUSK | 2218460 | D | 5070 | 12 | I | LUSK | NEWCOMB
VALLEY 115 | 2185317 | 14397 | PRESLEY | 2218460 | D | 5070 | 12 | I | PRESLEY | NEWCOMB
VALLEY 115 | 2130797 | 01371 | BECKER | 2218460 | D | 5070 | 12 | I | BECKER | NEWCOMB
VALLEY 115 | 2158429 | 07388 | GOETZ | 2218460 | D | 5070 | 12 | I | GOETZ | NEWCOMB
VALLEY 115 | 2151125 | 06276 | FARMINGTON | 2218460 | D | 5070 | 12 | I | FARMINGTON | NEWCOMB
VALLEY 115 | 2132387 | 00726 | ARMADA | 2220348 | D | 5070 | 12 | I | ARMADA | PAUBA
VALLEY 115 | 2140310 | 03353 | CHARDONNAY | 2220348 | D | 5070 | 12 | I | CHARDONNAY | PAUBA
VALLEY 115 | 2179550 | 14043 | PICONI | 2220348 | D | 5070 | 12 | I | PICONI | PAUBA
VALLEY 115 | 2180025 | 11697 | MERLOT | 2220348 | D | 5070 | 12 | I | MERLOT | PAUBA
VALLEY 115 | 2133854 | 01979 | BORDEAUX | 2220348 | D | 5070 | 12 | I | BORDEAUX | PAUBA
VALLEY 115 | 2190378 | 19528 | WINERY | 2220348 | D | 5070 | 12 | I | WINERY | PAUBA
VALLEY 115 | 2178031 | 11001 | MALBEC | 2220348 | D | 5070 | 12 | F | MALBEC | PAUBA
VALLEY 115 | 2180372 | 08920 | INLET | 2213404 | D | 5800 | 4 | I | INLET | PAULARINO
VALLEY 115 | 2130791 | 01270 | BAYVIEW | 2213404 | D | 5800 | 4 | I | BAYVIEW | PAULARINO
VALLEY 115 | 2184555 | 13860 | PEACH HILL | 2126411 | D | 5538 | 4 | O | PEACH HILL | PEACH HLL PT
VALLEY 115 | 2179379 | 13861 | PEACOCK | 2126448 | D | 5023 | 4 | I | PEACOCK | PEACOCK UGS
VALLEY 115 | 2190312 | 13854 | PEACOR | 2125288 | D | 5067 | 12 | I | PEACOR | PEACOR P.T.
VALLEY 115 | 2161197 | 07110 | GATEWAY | 2212296 | D | 5023 | 4 | I | GATEWAY | PEARL
VALLEY 115 | 2132533 | 00800 | ASHLAND | 2212296 | D | 5023 | 4 | I | ASHLAND | PEARL
VALLEY 115 | 2169467 | 09460 | KANSAS | 2212296 | D | 5023 | 4 | I | KANSAS | PEARL
VALLEY 115 | 2155680 | 08427 | HI LINE | 2273810 | D | 5073 | 12 | I | HI LINE | PEBBLY BEACH
VALLEY 115 | 2161011 | 08934 | INTERIOR | 2273810 | D | 5073 | 12 | I | INTERIOR | PEBBLY BEACH
VALLEY 115 | 2190708 | 19692 | WRIGLEY | 2273810 | D | 5073 | 12 | I | WRIGLEY | PEBBLY BEACH
VALLEY 115 | 2149216 | 04438 | CROWNHILL | 2216174 | D | 5070 | 12 | I | CROWNHILL | PECHANGA
VALLEY 115 | 2157136 | 03387 | CHAWA | 2216174 | D | 5070 | 12 | I | CHAWA | PECHANGA
VALLEY 115 | 2179737 | 11335 | MATERA | 2216174 | D | 5070 | 12 | I | MATERA | PECHANGA
VALLEY 115 | 2181818 | 12758 | NOCHE | 2216174 | D | 5070 | 12 | F | NOCHE | PECHANGA
VALLEY 115 | 2182281 | 10261 | LAZARO | 2216174 | D | 5070 | 12 | I | LAZARO | PECHANGA
VALLEY 115 | 2183440 | 15376 | ROMERO | 2216174 | D | 5070 | 12 | I | ROMERO | PECHANGA
VALLEY 115 | 2183446 | 15608 | SABINO | 2216174 | D | 5070 | 12 | I | SABINO | PECHANGA
VALLEY 115 | 2186305 | 12058 | LOBO | 2216174 | D | 5070 | 12 | I | LOBO | PECHANGA
VALLEY 115 | 2190792 | 16147 | SERNA | 2216174 | D | 5070 | 12 | I | SERNA | PECHANGA
VALLEY 115 | 2179093 | 13676 | PARCELA | 2216174 | D | 5070 | 12 | I | PARCELA | PECHANGA
VALLEY 115 | 2182852 | 10785 | LUISENO | 2213872 | D | 5070 | 33 | I | LUISENO | PECHANGA
VALLEY 115 | 2184488 | 13758 | PASCAL | 2216174 | D | 5070 | 12 | I | PASCAL | PECHANGA
VALLEY 115 | 2137734 | 01861 | BODKIN | 2220574 | D | 5070 | 12 | I | BODKIN | SKYLARK
VALLEY 115 | 2143592 | 01322 | BEARCREEK | 2220574 | D | 5070 | 12 | I | BEARCREEK | SKYLARK
VALLEY 115 | 2146659 | 05219 | DOROF | 2220574 | D | 5070 | 12 | I | DOROF | SKYLARK
VALLEY 115 | 2155330 | 03297 | CEREAL | 2220574 | D | 5070 | 12 | I | CEREAL | SKYLARK
VALLEY 115 | 2160252 | 08302 | HELENKA | 2220574 | D | 5070 | 12 | I | HELENKA | SKYLARK
VALLEY 115 | 2138250 | 02422 | BUNDY | 2220574 | D | 5070 | 12 | I | BUNDY | SKYLARK
VALLEY 115 | 2190215 | 18929 | WAITE | 2220574 | D | 5070 | 12 | I | WAITE | SKYLARK
VALLEY 115 | 2158618 | 07725 | GUFFY | 2220574 | D | 5070 | 12 | I | GUFFY | SKYLARK
VALLEY 115 | 2175973 | 07668 | GRUWELL | 2220574 | D | 5070 | 12 | I | GRUWELL | SKYLARK
VALLEY 115 | 2186872 | 17063 | STONEMAN | 2220574 | D | 5070 | 12 | I | STONEMAN | SKYLARK
VALLEY 115 | 2137586 | 01811 | BLITZ | 2215704 | D | 5070 | 12 | I | BLITZ | STADLER
VALLEY 115 | 2147232 | 03389 | CHEERLEADER | 2215704 | D | 5070 | 12 | I | CHEERLEADER | STADLER
VALLEY 115 | 2151487 | 06173 | FACEMASK | 2215704 | D | 5070 | 12 | I | FACEMASK | STADLER
VALLEY 115 | 2159512 | 06618 | FOOTBALL | 2215704 | D | 5070 | 12 | I | FOOTBALL | STADLER
VALLEY 115 | 2175162 | 06867 | FULLBACK | 2215704 | D | 5070 | 12 | I | FULLBACK | STADLER
VALLEY 115 | 2183013 | 14836 | REFEREE | 2215704 | D | 5070 | 12 | I | REFEREE | STADLER
VALLEY 115 | 2184884 | 17460 | TACKLE | 2215704 | D | 5070 | 12 | I | TACKLE | STADLER
VALLEY 115 | 2158613 | 07695 | GUARD | 2215704 | D | 5070 | 12 | I | GUARD | STADLER
VALLEY 115 | 2184645 | 14085 | PIGSKIN | 2215704 | D | 5070 | 12 | I | PIGSKIN | STADLER
VALLEY 115 | 2131887 | 01804 | BLEACHER | 2215704 | D | 5070 | 12 | I | BLEACHER | STADLER
VALLEY 115 | 2153107 | 07662 | GRIDIRON | 2215704 | D | 5070 | 12 | I | GRIDIRON | STADLER
VALLEY 115 | 2153323 | 07855 | HALFBACK | 2215704 | D | 5070 | 12 | I | HALFBACK | STADLER
VALLEY 115 | 2183959 | 16019 | SCRIMMAGE | 2215704 | D | 5070 | 12 | I | SCRIMMAGE | STADLER
VALLEY 115 | 2182047 | 14569 | QUARTERBACK | 2215704 | D | 5070 | 12 | I | QUARTERBACK | STADLER
VALLEY 115 | 2174965 | 10505 | LINEBACKER | 2215704 | D | 5070 | 12 | I | LINEBACKER | STADLER
VALLEY 115 | 2184406 | 16892 | STALLION | 2126106 | D | 5070 | 12 | O | STALLION | STALLION PT
VALLEY 115 | 2130793 | 01296 | BEECHCRAFT | 2218248 | D | 5070 | 12 | I | BEECHCRAFT | STETSON
VALLEY 115 | 2182282 | 10269 | LEAR | 2218248 | D | 5070 | 12 | I | LEAR | STETSON
VALLEY 115 | 2182692 | 10497 | LINDBERG | 2218248 | D | 5070 | 12 | I | LINDBERG | STETSON
VALLEY 115 | 2185898 | 16675 | SOPWITH | 2218248 | D | 5070 | 12 | I | SOPWITH | STETSON
VALLEY 115 | 2190577 | 15462 | ROTEC | 2218248 | D | 5070 | 12 | I | ROTEC | STETSON
VALLEY 115 | 2190840 | 16784 | SPITFIRE | 2218248 | D | 5070 | 12 | I | SPITFIRE | STETSON
VALLEY 115 | 2143770 | 04109 | CORSAIR | 2218248 | D | 5070 | 12 | I | CORSAIR | STETSON
VALLEY 115 | 2144552 | 01667 | BIPLANE | 2218248 | D | 5070 | 12 | I | BIPLANE | STETSON
VALLEY 115 | 2180111 | 14395 | PREDATOR | 2218248 | D | 5070 | 12 | I | PREDATOR | STETSON
VALLEY 115 | 2135855 | 00889 | AVENGER | 2218248 | D | 5070 | 12 | I | AVENGER | STETSON
VALLEY 115 | 2161534 | 07363 | GLIDER | 2218248 | D | 5070 | 12 | I | GLIDER | STETSON
VALLEY 115 | 2140148 | 03303 | CESSNA | 2218248 | D | 5070 | 12 | I | CESSNA | STETSON
VALLEY 115 | 2132711 | 00882 | AVIATOR | 2218248 | D | 5070 | 12 | I | AVIATOR | STETSON
VALLEY 115 | 2190431 | 19832 | ZIPPY | 2218248 | D | 5070 | 12 | I | ZIPPY | STETSON
VALLEY 115 | 2147932 | 04723 | DEACON | 2211862 | D | 5070 | 12 | I | DEACON | VALLEY
VALLEY 115 | 2151481 | 06504 | FLATS | 2211862 | D | 5070 | 12 | I | FLATS | VALLEY
VALLEY 115 | 2157861 | 06078 | ETHANAC | 2211862 | D | 5070 | 12 | I | ETHANAC | VALLEY
VALLEY 115 | 2177950 | 12482 | NAPA | 2211862 | D | 5070 | 12 | I | NAPA | VALLEY
VALLEY 115 | 2186225 | 15063 | JERRY | 2211862 | D | 5070 | 12 | I | JERRY | VALLEY
VALLEY 115 | 2189331 | 18229 | TRUMBLE | 2211862 | D | 5070 | 12 | I | TRUMBLE | VALLEY
VALLEY 115 | 2170031 | 10551 | LIVERMORE | 2211862 | D | 5070 | 12 | I | LIVERMORE | VALLEY
VALLEY 115 | 2178593 | 12907 | NOVA | 2211862 | D | 5070 | 12 | I | NOVA | VALLEY
VALLEY 115 | 2190829 | 16668 | SONOMA | 2211862 | D | 5070 | 12 | I | SONOMA | VALLEY
VALLEY 115 | 2186460 | 12526 | NATIONS | 2211862 | D | 5070 | 12 | I | NATIONS | VALLEY
VALLEY 115 | 2162197 | 09087 | JACKPOT | 2274086 | D | 5090 | 25 | I | JACKPOT | VALLEY ELECT
VALLEY 115 | 2161013 | 08945 | AMARGOSA | 2274087 | D | 5090 | 33 | I | AMARGOSA | VALLEY ELECT
VALLEY 115 | 2178913 | 13517 | PAHRUMP | 2274086 | D | 5090 | 25 | I | PAHRUMP | VALLEY ELECT
VALLEY 115 | 2190630 | 18613 | VANDERLIP | 2126217 | D | 5023 | 2.4 | I | VANDERLIP | VANDERLIP PT
VESTAL 66 | 2156363 | 05770 | ELMO | 2214730 | D | 5033 | 12 | I | ELMO | BROWNING
VESTAL 66 | 2159874 | 06865 | FUGATE | 2214730 | D | 5033 | 12 | I | FUGATE | BROWNING
VESTAL 66 | 2176179 | 07840 | HANES | 2214730 | D | 5033 | 12 | I | HANES | BROWNING
VESTAL 66 | 2176978 | 11490 | MCFARLAND | 2214730 | D | 5033 | 12 | I | MCFARLAND | BROWNING
VESTAL 66 | 2190415 | 14310 | POND | 2214730 | D | 5033 | 12 | I | POND | BROWNING
VESTAL 66 | 2185484 | 11460 | MCCLURE | 2214730 | D | 5033 | 12 | I | MCCLURE | BROWNING
VESTAL 66 | 2190506 | 21089 | PAROLE | 2214824 | D | 5033 | 12 | I | PAROLE | CAPTIVE
VESTAL 66 | 2191128 | 21088 | PARDON | 2214824 | D | 5033 | 12 | I | PARDON | CAPTIVE
VESTAL 66 | 2183610 | 15980 | SCHENLEY | 2212556 | D | 5033 | 12 | I | SCHENLEY | COLUMBINE
VESTAL 66 | 2131883 | 01770 | BLANCA | 2212556 | D | 5033 | 12 | I | BLANCA | COLUMBINE
VESTAL 66 | 2146093 | 01950 | BOONE | 2212556 | D | 5033 | 12 | I | BOONE | COLUMBINE
VESTAL 66 | 2184802 | 17060 | STONE | 2212556 | D | 5033 | 12 | I | STONE | COLUMBINE
VESTAL 66 | 2137232 | 03230 | CECIL | 2212478 | D | 5033 | 4 | I | CECIL | DELANO
VESTAL 66 | 2147046 | 03210 | C B S | 2219412 | D | 5033 | 12 | I | C B S | DELANO
VESTAL 66 | 2168516 | 05500 | EAST CITY | 2212478 | D | 5033 | 4 | I | EAST CITY | DELANO
VESTAL 66 | 2179001 | 13310 | OSNER | 2219412 | D | 5033 | 12 | I | OSNER | DELANO
VESTAL 66 | 2181280 | 14350 | PORT | 2219412 | D | 5033 | 12 | I | PORT | DELANO
VESTAL 66 | 2190303 | 19180 | WEST CITY | 2212478 | D | 5033 | 4 | I | WEST CITY | DELANO
VESTAL 66 | 2190673 | 18950 | WALLACE | 2219412 | D | 5033 | 12 | I | WALLACE | DELANO
VESTAL 66 | 2149764 | 05330 | DRIVER | 2219412 | D | 5033 | 12 | I | DRIVER | DELANO
VESTAL 66 | 2168707 | 05707 | ELLINGTON | 2219412 | D | 5033 | 12 | I | ELLINGTON | DELANO
VESTAL 66 | 2190526 | 14630 | RADNOR | 2219412 | D | 5033 | 12 | I | RADNOR | DELANO
VESTAL 66 | 2190947 | 17400 | SWANSON | 2219412 | D | 5033 | 12 | I | SWANSON | DELANO
VESTAL 66 | 2170453 | 10650 | LOGAN | 2217064 | D | 5033 | 12 | I | LOGAN | EARLIMART
VESTAL 66 | 2178179 | 11270 | MARSH | 2217064 | D | 5033 | 12 | I | MARSH | EARLIMART
VESTAL 66 | 2191035 | 19200 | WESTON | 2217064 | D | 5033 | 12 | I | WESTON | EARLIMART
VESTAL 66 | 2146487 | 05210 | DORAN | 2217064 | D | 5033 | 12 | I | DORAN | EARLIMART
VESTAL 66 | 2138256 | 02533 | BUSINESS | 2213684 | D | 5090 | 4 | I | BUSINESS | EAST BARSTOW
VESTAL 66 | 2142711 | 03822 | COLOR | 2213684 | D | 5090 | 4 | I | COLOR | EAST BARSTOW
VESTAL 66 | 2150586 | 05561 | EAST ROAD | 2123142 | D | 5073 | 4 | O | EAST ROAD | EAST ROAD PT
VESTAL 66 | 2156199 | 05562 | EASTSIDE | 2122717 | D | 5070 | 12 | O | EASTSIDE | EASTSIDE PT
VESTAL 66 | 2169282 | 09320 | JORDAN | 2214740 | D | 5033 | 12 | I | JORDAN | GLENNVILLE
VESTAL 66 | 2190306 | 13760 | PASCOE | 2214810 | D | 5033 | 2.4 | I | PASCOE | GREENHORN
VESTAL 66 | 2181733 | 12425 | MUSTANG | 2217138 | D | 5033 | 12 | I | MUSTANG | ISABELLA
VESTAL 66 | 2190987 | 18300 | TUNGSTEN | 2217138 | D | 5033 | 12 | I | TUNGSTEN | ISABELLA
VESTAL 66 | 2169083 | 06040 | ERSKINE | 2217138 | D | 5033 | 12 | I | ERSKINE | ISABELLA
VESTAL 66 | 2136212 | 02786 | CAMP | 2274047 | D | 5054 | 2.4 | I | CAMP | KERN RIVER 1
VESTAL 66 | 2161688 | 08930 | INTAKE | 2214838 | D | 5033 | 16 | I | INTAKE | KERNVILLE
VESTAL 66 | 2132075 | 01898 | BONANZA | 2219534 | D | 5033 | 12 | I | BONANZA | KERNVILLE
VESTAL 66 | 2181463 | 09721 | KINGCOBRA | 2688 | D | 5069 | 12 | I | KINGCOBRA | KIMBALL
VESTAL 66 | 2191026 | 19014 | WARHAWK | 2688 | D | 5069 | 12 | I | WARHAWK | KIMBALL
VESTAL 66 | 2173089 | 12226 | MOSQUITO | 2688 | D | 5069 | 12 | I | MOSQUITO | KIMBALL
VESTAL 66 | 2152040 | 06666 | FORTRESS | 2688 | D | 5069 | 12 | I | FORTRESS | KIMBALL
VESTAL 66 | 2181462 | 09716 | KIMBERLY | 2125440 | D | 5064 | 2.4 | I | KIMBERLY | KIMBERLY PT
VESTAL 66 | 2163711 | 04260 | CRAG | 2125054 | D | 5538 | 4 | O | CRAG | LAKESIDE PT
VESTAL 66 | 2163355 | 04060 | CORNELL | 2125054 | D | 5538 | 4 | I | CORNELL | LAKESIDE PT
VESTAL 66 | 2179092 | 13652 | PAPAYA | 2124416 | D | 5069 | 4 | I | PAPAYA | PAPAYA P.T.
VESTAL 66 | 2129131 | 00040 | ACALA | 2219454 | D | 5033 | 12 | I | ACALA | PIXLEY
VESTAL 66 | 2133699 | 01810 | BLINKER | 2219454 | D | 5033 | 12 | I | BLINKER | PIXLEY
VESTAL 66 | 2146665 | 05310 | DRAKE | 2219454 | D | 5033 | 12 | I | DRAKE | PIXLEY
VESTAL 66 | 2135269 | 02370 | BUDD | 2219454 | D | 5033 | 12 | I | BUDD | PIXLEY
VESTAL 66 | 2155849 | 08510 | HOBSON | 2219454 | D | 5033 | 12 | I | HOBSON | PIXLEY
VESTAL 66 | 2160624 | 08750 | HOUSTON | 2217098 | D | 5033 | 12 | I | HOUSTON | POPLAR
VESTAL 66 | 2163543 | 04160 | COTTON | 2217098 | D | 5033 | 12 | I | COTTON | POPLAR
VESTAL 66 | 2186952 | 17290 | SUNSET | 2217098 | D | 5033 | 12 | I | SUNSET | POPLAR
VESTAL 66 | 2158960 | 03680 | CLOER | 2217098 | D | 5033 | 12 | I | CLOER | POPLAR
VESTAL 66 | 2185575 | 11720 | MERRIT | 2217098 | D | 5033 | 12 | I | MERRIT | POPLAR
VESTAL 66 | 2155173 | 03260 | CELIS | 2214992 | D | 5054 | 4 | I | CELIS | PORTER
VESTAL 66 | 2174770 | 10260 | LAZARD | 2214992 | D | 5054 | 4 | I | LAZARD | PORTER
VESTAL 66 | 2180852 | 14900 | RENNIE | 2214992 | D | 5054 | 4 | I | RENNIE | PORTER
VESTAL 66 | 2167759 | 08780 | HUBBARD | 2214992 | D | 5054 | 4 | I | HUBBARD | PORTER
VESTAL 66 | 2176796 | 10870 | MACLAY | 2214992 | D | 5054 | 4 | I | MACLAY | PORTER
VESTAL 66 | 2154992 | 03060 | CARVER | 2219520 | D | 5033 | 12 | I | CARVER | QUINN
VESTAL 66 | 2172600 | 11843 | MIDGE | 2219520 | D | 5033 | 12 | I | MIDGE | QUINN
VESTAL 66 | 2180468 | 09160 | JASMINE | 2219520 | D | 5033 | 12 | I | JASMINE | QUINN
VESTAL 66 | 2181565 | 09890 | KYTE | 2219520 | D | 5033 | 12 | I | KYTE | QUINN
VESTAL 66 | 2179733 | 14300 | POMEROY | 2214438 | D | 5012 | 4 | I | POMEROY | TERRACE
VESTAL 66 | 2179937 | 11570 | MEDFORD | 2214438 | D | 5012 | 4 | I | MEDFORD | TERRACE
VESTAL 66 | 2181026 | 15350 | ROGERS | 2214438 | D | 5012 | 4 | I | ROGERS | TERRACE
VESTAL 66 | 2180277 | 14880 | RIECK | 2211660 | D | 5033 | 12 | I | RIECK | VESTAL
VESTAL 66 | 2183082 | 15010 | RICHGROVE | 2211660 | D | 5033 | 12 | I | RICHGROVE | VESTAL
VESTAL 66 | 2191032 | 19140 | WELCH | 2211660 | D | 5033 | 12 | I | WELCH | VESTAL
VESTAL 66 | 2139823 | 02950 | CARATAN | 2211660 | D | 5033 | 12 | I | CARATAN | VESTAL
VESTAL 66 | 2188536 | 18718 | VIA HUERTO | 2127122 | D | 5538 | 4 | I | VIA HUERTO | VIA HRTO PT
VESTAL 66 | 2171297 | 06305 | FAYE | 2212578 | D | 5033 | 12 | I | FAYE | WELDON
VESTAL 66 | 2145328 | 02855 | CANEBRAKE | 2212578 | D | 5033 | 12 | I | CANEBRAKE | WELDON
VESTAL 66 | 2190687 | 19145 | WELLINGTON | 2127138 | D | 5800 | 4 | I | WELLINGTON | WELLINGTN PT
VESTAL 66 | 2190688 | 19159 | WENDY | 2127200 | D | 5073 | 4 | O | WENDY | WENDY P.T.
VESTAL 66 | 2191034 | 19157 | WENGE | 2127157 | D | 5800 | 4 | I | WENGE | WENGE P.T.
VESTAL 66 | 2130796 | 01360 | BEAVER | 2219524 | D | 5033 | 12 | I | BEAVER | WHEATLAND
VESTAL 66 | 2161681 | 07445 | GOPHER | 2219524 | D | 5033 | 12 | I | GOPHER | WHEATLAND
VESTAL 66 | 2137733 | 01850 | BOBCAT | 2219524 | D | 5033 | 12 | I | BOBCAT | WHEATLAND
VICTOR 115 | 2148115 | 04885 | DELORO | 2213450 | D | 5061 | 12 | I | DELORO | APPLE VALLEY
VICTOR 115 | 2185982 | 16761 | SPEAR | 2213450 | D | 5061 | 12 | I | SPEAR | APPLE VALLEY
VICTOR 115 | 2139086 | 03727 | COCHISE | 2213450 | D | 5061 | 12 | I | COCHISE | APPLE VALLEY
VICTOR 115 | 2166117 | 08363 | CHOICEANNA | 2213450 | D | 5061 | 12 | I | CHOICEANNA | APPLE VALLEY
VICTOR 115 | 2173475 | 09781 | KIOWA | 2213450 | D | 5061 | 12 | I | KIOWA | APPLE VALLEY
VICTOR 115 | 2162588 | 09237 | JESS | 2213450 | D | 5061 | 12 | I | JESS | APPLE VALLEY
VICTOR 115 | 2148114 | 04765 | DEEP CREEK | 2213450 | D | 5061 | 12 | I | DEEP CREEK | APPLE VALLEY
VICTOR 115 | 2187203 | 17972 | TONTO | 2213450 | D | 5061 | 12 | I | TONTO | APPLE VALLEY
VICTOR 115 | 2190617 | 18335 | TUSSING | 2213450 | D | 5061 | 12 | I | TUSSING | APPLE VALLEY
VICTOR 115 | 2189772 | 13518 | PAHUTE | 2213450 | D | 5061 | 12 | I | PAHUTE | APPLE VALLEY
VICTOR 115 | 2147238 | 03525 | CISTERN | 2215878 | D | 5061 | 12 | I | CISTERN | AQUEDUCT
VICTOR 115 | 2174968 | 06581 | FLUE | 2215878 | D | 5061 | 12 | I | FLUE | AQUEDUCT
VICTOR 115 | 2185801 | 16554 | SLUICE | 2215878 | D | 5061 | 12 | I | SLUICE | AQUEDUCT
VICTOR 115 | 2190986 | 18299 | TUNNEL | 2215878 | D | 5061 | 12 | I | TUNNEL | AQUEDUCT
VICTOR 115 | 2151857 | 06549 | FLOODGATE | 2215878 | D | 5061 | 12 | I | FLOODGATE | AQUEDUCT
VICTOR 115 | 2184639 | 13918 | PENSTOCK | 2215878 | D | 5061 | 12 | I | PENSTOCK | AQUEDUCT
VICTOR 115 | 2190611 | 18307 | TURBINE | 2215878 | D | 5061 | 12 | I | TURBINE | AQUEDUCT
VICTOR 115 | 2161196 | 07109 | TURNOUT | 2215878 | D | 5061 | 12 | I | TURNOUT | AQUEDUCT
VICTOR 115 | 2174019 | 12571 | NEEDLE | 2215878 | D | 5061 | 12 | I | NEEDLE | AQUEDUCT
VICTOR 115 | 2148841 | 04023 | COPY | 2122979 | D | 5538 | 4 | I | COPY | COPY P.T.
VICTOR 115 | 2149218 | 04516 | CUSHENBURY | 2218096 | D | 5061 | 33 | I | CUSHENBURY | COTTONWOOD
VICTOR 115 | 2161537 | 07385 | GOBAR | 2218096 | D | 5061 | 33 | I | GOBAR | COTTONWOOD
VICTOR 115 | 2166853 | 05123 | DOBLE | 2218096 | D | 5061 | 33 | I | DOBLE | COTTONWOOD
VICTOR 115 | 2138606 | 02835 | CAMPROCK | 2218096 | D | 5061 | 33 | I | CAMPROCK | COTTONWOOD
VICTOR 115 | 2173656 | 09998 | COULTER | 2123495 | D | 5064 | 2.4 | I | COULTER | COULTER P.T.
VICTOR 115 | 2163541 | 04125 | COUNTS | 2122596 | D | 5033 | 2.4 | I | COUNTS | COUNTS P.T.
VICTOR 115 | 2141761 | 04215 | COURT HOUSE | 2123620 | D | 5538 | 4 | I | COURT HOUSE | COURT HSE PT
VICTOR 115 | 2149021 | 04221 | COVE | 2123075 | D | 5067 | 12 | I | COVE | COVE
VICTOR 115 | 2131879 | 00475 | AMY | 2219164 | D | 5069 | 4 | I | AMY | COVINA
VICTOR 115 | 2133015 | 01150 | BARRANCA | 2219164 | D | 5069 | 4 | I | BARRANCA | COVINA
VICTOR 115 | 2133324 | 01450 | BENBOW | 2219164 | D | 5069 | 4 | I | BENBOW | COVINA
VICTOR 115 | 2190300 | 19160 | WERDEN | 2219164 | D | 5069 | 4 | I | WERDEN | COVINA
VICTOR 115 | 2178184 | 11320 | MASONIC | 2219164 | D | 5069 | 4 | I | MASONIC | COVINA
VICTOR 115 | 2151663 | 06287 | FARGO | 2218228 | D | 5061 | 12 | I | FARGO | HESPERIA
VICTOR 115 | 2155524 | 08343 | HERCULES | 2218228 | D | 5061 | 12 | I | HERCULES | HESPERIA
VICTOR 115 | 2163156 | 09648 | KERN | 2218228 | D | 5061 | 12 | I | KERN | HESPERIA
VICTOR 115 | 2180610 | 11744 | MESQUITE | 2218228 | D | 5061 | 12 | I | MESQUITE | HESPERIA
VICTOR 115 | 2183960 | 16043 | SEAFORTH | 2218228 | D | 5061 | 12 | I | SEAFORTH | HESPERIA
VICTOR 115 | 2135098 | 02367 | BUCKTHORN | 2218228 | D | 5061 | 12 | I | BUCKTHORN | HESPERIA
VICTOR 115 | 2143429 | 01053 | BALSAM | 2218228 | D | 5061 | 12 | I | BALSAM | HESPERIA
VICTOR 115 | 2160257 | 08364 | HESSION | 2124586 | D | 2556 | 12 | I | HESSION | HESSION P.T.
VICTOR 115 | 2179463 | 13965 | PERRIS | 2125331 | D | 5070 | 12 | I | PERRIS | PERRIS P.T.
VICTOR 115 | 2141397 | 03870 | COMO | 2216918 | D | 5023 | 4 | I | COMO | PERRY
VICTOR 115 | 2187945 | 17664 | TENOR | 2216918 | D | 5023 | 4 | I | TENOR | PERRY
VICTOR 115 | 2188537 | 18750 | VILLA | 2216918 | D | 5023 | 4 | I | VILLA | PERRY
VICTOR 115 | 2190075 | 17492 | TALENT | 2216918 | D | 5023 | 4 | I | TALENT | PERRY
VICTOR 115 | 2186626 | 15440 | ROSEMARY | 2216918 | D | 5023 | 4 | I | ROSEMARY | PERRY
VICTOR 115 | 2189637 | 17110 | STRAWBERRY | 2216918 | D | 5023 | 4 | I | STRAWBERRY | PERRY
VICTOR 115 | 2154424 | 05068 | DICE | 2213438 | D | 5061 | 33 | I | DICE | PHELAN
VICTOR 115 | 2169654 | 09625 | KENO | 2215716 | D | 5061 | 12 | I | KENO | PHELAN
VICTOR 115 | 2175351 | 06987 | GAMBLER | 2215716 | D | 5061 | 12 | I | GAMBLER | PHELAN
VICTOR 115 | 2182778 | 10735 | LOTTO | 2215716 | D | 5061 | 12 | I | LOTTO | PHELAN
VICTOR 115 | 2144961 | 04726 | DEALER | 2215716 | D | 5061 | 12 | I | DEALER | PHELAN
VICTOR 115 | 2190447 | 21002 | PLUESS 1 | 3419 | D | 5061 | 4 | O | PLUESS 1 | PLUESS
VICTOR 115 | 2170653 | 10872 | MACK | 2218024 | D | 5061 | 12 | I | MACK | ROADWAY
VICTOR 115 | 2184640 | 13982 | PETERBILT | 2218024 | D | 5061 | 12 | I | PETERBILT | ROADWAY
VICTOR 115 | 2152392 | 06796 | FREIGHTLINER | 2218024 | D | 5061 | 12 | I | FREIGHTLINER | ROADWAY
VICTOR 115 | 2163155 | 09643 | KENWORTH | 2218024 | D | 5061 | 12 | I | KENWORTH | ROADWAY
VICTOR 115 | 2135460 | 02525 | BURWOOD | 2220412 | D | 5061 | 12 | I | BURWOOD | SAVAGE
VICTOR 115 | 2137737 | 01876 | BOISE | 2220412 | D | 5061 | 12 | I | BOISE | SAVAGE
VICTOR 115 | 2145718 | 03155 | TALPA | 2220412 | D | 5061 | 12 | I | TALPA | SAVAGE
VICTOR 115 | 2152566 | 06842 | FRONTAGE | 2220412 | D | 5061 | 12 | I | FRONTAGE | SAVAGE
VICTOR 115 | 2165900 | 08156 | HATCHERY | 2220412 | D | 5061 | 12 | I | HATCHERY | SAVAGE
VICTOR 115 | 2167033 | 05204 | DONERT | 2220412 | D | 5061 | 12 | I | DONERT | SAVAGE
VICTOR 115 | 2181370 | 14391 | PRAYER | 2220412 | D | 5061 | 12 | I | PRAYER | SAVAGE
VICTOR 115 | 2182044 | 14544 | PYRAMID | 2220412 | D | 5061 | 12 | I | PYRAMID | SAVAGE
VICTOR 115 | 2182772 | 10714 | LORENE | 2220412 | D | 5061 | 12 | I | LORENE | SAVAGE
VICTOR 115 | 2185147 | 11350 | MAUNA LOA | 2220412 | D | 5061 | 12 | I | MAUNA LOA | SAVAGE
VICTOR 115 | 2188909 | 19534 | WING | 2220412 | D | 5061 | 12 | I | WING | SAVAGE
VICTOR 115 | 2186780 | 16806 | SPRING VALLEY | 2220412 | D | 5061 | 12 | I | SPRING VALLEY | SAVAGE
VICTOR 115 | 2172769 | 11931 | MINGO | 2220412 | D | 5061 | 12 | I | MINGO | SAVAGE
VICTOR 115 | 2180680 | 11975 | MIRROR | 2220412 | D | 5061 | 12 | I | MIRROR | SAVAGE
VICTOR 115 | 2190904 | 96962 | SAVAGE / AFG | 2273828 | D | 5061 | 115 | I | SAVAGE / AFG | SAVAGE
VICTOR 115 | 2129136 | 00092 | ADELANTO | 2220516 | D | 5061 | 12 | I | ADELANTO | VICTOR
VICTOR 115 | 2139084 | 03721 | COALINGA | 2220516 | D | 5061 | 12 | I | COALINGA | VICTOR
VICTOR 115 | 2142520 | 00814 | ASTOR | 2220516 | D | 5061 | 12 | I | ASTOR | VICTOR
VICTOR 115 | 2146823 | 05488 | EAGLE RANCH | 2220516 | D | 5061 | 12 | I | EAGLE RANCH | VICTOR
VICTOR 115 | 2170658 | 11142 | MANZER | 2220516 | D | 5061 | 12 | I | MANZER | VICTOR
VICTOR 115 | 2173279 | 12523 | NASSAU | 2220516 | D | 5061 | 12 | I | NASSAU | VICTOR
VICTOR 115 | 2174395 | 13087 | OLD TRAILS | 2218168 | D | 5061 | 33 | I | OLD TRAILS | VICTOR
VICTOR 115 | 2174570 | 10191 | LATIMER | 2220516 | D | 5061 | 12 | I | LATIMER | VICTOR
VICTOR 115 | 2181281 | 14353 | PORTLAND | 2218168 | D | 5061 | 33 | I | PORTLAND | VICTOR
VICTOR 115 | 2181468 | 09837 | KOALA | 2220516 | D | 5061 | 12 | I | KOALA | VICTOR
VICTOR 115 | 2182535 | 13355 | OUTPOST | 2220516 | D | 5061 | 12 | I | OUTPOST | VICTOR
VICTOR 115 | 2184972 | 10933 | MAGUA | 2220516 | D | 5061 | 12 | I | MAGUA | VICTOR
VICTOR 115 | 2190390 | 19809 | ZASADNI | 2220516 | D | 5061 | 12 | I | ZASADNI | VICTOR
VICTOR 115 | 2134171 | 02319 | BRUCITE | 2220516 | D | 5061 | 12 | I | BRUCITE | VICTOR
VICTOR 115 | 2179241 | 14004 | GOSS | 2220516 | D | 5061 | 12 | I | GOSS | VICTOR
VICTOR 115 | 2155175 | 03263 | CEMENT | 2218168 | D | 5061 | 33 | I | CEMENT | VICTOR
VICTOR 115 | 2190937 | 17283 | SUNNY VISTA | 2218168 | D | 5061 | 33 | I | SUNNY VISTA | VICTOR
VICTOR 115 | 2187540 | 13082 | OLANCHA | 2220516 | D | 5061 | 12 | I | OLANCHA | VICTOR
VICTOR 115 | 2191092 | 19870 | ZUNI | 2218168 | D | 5061 | 33 | I | ZUNI | VICTOR
VICTOR 115 | 2130991 | 01515 | BEELINE | 2220516 | D | 5061 | 12 | I | BEELINE | VICTOR
VILLA PARK 66 | 2134012 | 02194 | BRETING | 2215470 | D | 5800 | 12 | I | BRETING | ATWOOD
VILLA PARK 66 | 2136551 | 02975 | CARLTON | 2215470 | D | 5800 | 12 | I | CARLTON | ATWOOD
VILLA PARK 66 | 2144092 | 04440 | CROWTHER | 2215470 | D | 5800 | 12 | I | CROWTHER | ATWOOD
VILLA PARK 66 | 2170883 | 11183 | MARDA | 2215470 | D | 5800 | 12 | I | MARDA | ATWOOD
VILLA PARK 66 | 2190326 | 13950 | PERALTA | 2215470 | D | 5800 | 12 | I | PERALTA | ATWOOD
VILLA PARK 66 | 2190628 | 18590 | VAN BUREN | 2215470 | D | 5800 | 12 | I | VAN BUREN | ATWOOD
VILLA PARK 66 | 2179645 | 14245 | PLUMOSA | 2215470 | D | 5800 | 12 | I | PLUMOSA | ATWOOD
VILLA PARK 66 | 2133009 | 01081 | DREYER | 2215480 | D | 5800 | 12 | I | DREYER | BRYAN
VILLA PARK 66 | 2134913 | 02180 | BRAZIL | 2215480 | D | 5800 | 12 | I | BRAZIL | BRYAN
VILLA PARK 66 | 2135652 | 00783 | ARUBA | 2215480 | D | 5800 | 12 | I | ARUBA | BRYAN
VILLA PARK 66 | 2135858 | 00977 | BAHAMA | 2215480 | D | 5800 | 12 | I | BAHAMA | BRYAN
VILLA PARK 66 | 2136558 | 01083 | BARBADOS | 2215480 | D | 5800 | 12 | I | BARBADOS | BRYAN
VILLA PARK 66 | 2151853 | 06421 | FIJI | 2215480 | D | 5800 | 12 | I | FIJI | BRYAN
VILLA PARK 66 | 2155170 | 03201 | CAYMEN | 2215480 | D | 5800 | 12 | I | CAYMEN | BRYAN
VILLA PARK 66 | 2182696 | 10520 | LISBON | 2215480 | D | 5800 | 12 | I | LISBON | BRYAN
VILLA PARK 66 | 2184715 | 16958 | ST. THOMAS | 2215480 | D | 5800 | 12 | I | ST. THOMAS | BRYAN
VILLA PARK 66 | 2190758 | 15800 | SAN JUAN | 2215480 | D | 5800 | 12 | I | SAN JUAN | BRYAN
VILLA PARK 66 | 2135275 | 02472 | BERMUDA | 2215480 | D | 5800 | 12 | I | BERMUDA | BRYAN
VILLA PARK 66 | 2189112 | 16420 | SIDNEY | 2215480 | D | 5800 | 12 | I | SIDNEY | BRYAN
VILLA PARK 66 | 2140673 | 03726 | COCAMO | 2215480 | D | 5800 | 12 | I | COCAMO | BRYAN
VILLA PARK 66 | 2178323 | 08800 | HUDSON | 2215480 | D | 5800 | 12 | I | HUDSON | BRYAN
VILLA PARK 66 | 2190852 | 16956 | ST. CROIX | 2215480 | D | 5800 | 12 | I | ST. CROIX | BRYAN
VILLA PARK 66 | 2173855 | 10131 | LARTHIEN | 2215480 | D | 5800 | 12 | I | LARTHIEN | BRYAN
VILLA PARK 66 | 2190686 | 19136 | WEISS | 2215940 | D | 5061 | 4 | I | WEISS | BRYMAN
VILLA PARK 66 | 2190746 | 15632 | SAGEBRUSH | 2215940 | D | 5061 | 4 | I | SAGEBRUSH | BRYMAN
VILLA PARK 66 | 2190643 | 21069 | BURPIT 1 | 2217970 | D | 5800 | 4 | I | BURPIT 1 | BURRIS PIT
VILLA PARK 66 | 2155858 | 08693 | HORSESHOE | 2220314 | D | 5800 | 12 | I | HORSESHOE | CANYON
VILLA PARK 66 | 2175765 | 07594 | GREEN RIVER | 2220314 | D | 5800 | 12 | I | GREEN RIVER | CANYON
VILLA PARK 66 | 2189629 | 16936 | STAR ROCK | 2220314 | D | 5800 | 12 | I | STAR ROCK | CANYON
VILLA PARK 66 | 2190767 | 15940 | SAVI | 2220314 | D | 5800 | 12 | I | SAVI | CANYON
VILLA PARK 66 | 2191030 | 19137 | WEIR | 2220314 | D | 5800 | 12 | I | WEIR | CANYON
VILLA PARK 66 | 2165021 | 07805 | GYPSUM | 2220314 | D | 5800 | 12 | I | GYPSUM | CANYON
VILLA PARK 66 | 2136706 | 01254 | BAYLINER | 2213764 | D | 5070 | 12 | I | BAYLINER | CANYON LAKE
VILLA PARK 66 | 2187782 | 16066 | SEARAY | 2213764 | D | 5070 | 12 | I | SEARAY | CANYON LAKE
VILLA PARK 66 | 2154254 | 02881 | CAPANERO | 2123811 | D | 5033 | 2.4 | I | CAPANERO | CAPANERO PT
VILLA PARK 66 | 2138763 | 03497 | CHRISTINE | 2215558 | D | 5800 | 12 | I | CHRISTINE | LA VETA
VILLA PARK 66 | 2147044 | 03168 | CATHY | 2215558 | D | 5800 | 12 | I | CATHY | LA VETA
VILLA PARK 66 | 2154623 | 05215 | DORIS | 2215558 | D | 5800 | 12 | I | DORIS | LA VETA
VILLA PARK 66 | 2161857 | 09196 | LISA ANNE | 2215558 | D | 5800 | 12 | I | LISA ANNE | LA VETA
VILLA PARK 66 | 2170037 | 10655 | LOLA | 2215558 | D | 5800 | 12 | I | LOLA | LA VETA
VILLA PARK 66 | 2172261 | 11313 | MARY | 2215558 | D | 5800 | 12 | I | MARY | LA VETA
VILLA PARK 66 | 2190354 | 17754 | THELMA | 2215558 | D | 5800 | 12 | I | THELMA | LA VETA
VILLA PARK 66 | 2177951 | 12525 | NATALIE | 2215558 | D | 5800 | 12 | I | NATALIE | LA VETA
VILLA PARK 66 | 2180022 | 11618 | MELISSA | 2215558 | D | 5800 | 12 | I | MELISSA | LA VETA
VILLA PARK 66 | 2186708 | 15601 | RUTH | 2215558 | D | 5800 | 12 | I | RUTH | LA VETA
VILLA PARK 66 | 2176792 | 10865 | MABLE | 2215558 | D | 5800 | 12 | I | MABLE | LA VETA
VILLA PARK 66 | 2164066 | 09967 | LACRESTA | 2124163 | D | 5070 | 12 | I | LACRESTA | LACRESTA PT
VILLA PARK 66 | 2137584 | 03484 | CHINA | 2220120 | D | 5800 | 12 | I | CHINA | MODENA
VILLA PARK 66 | 2137912 | 01976 | BORNEO | 2220120 | D | 5800 | 12 | I | BORNEO | MODENA
VILLA PARK 66 | 2161015 | 08955 | IRAN | 2220120 | D | 5800 | 12 | I | IRAN | MODENA
VILLA PARK 66 | 2172944 | 12086 | MONGOLIA | 2220120 | D | 5800 | 12 | F | MONGOLIA | MODENA
VILLA PARK 66 | 2174020 | 12612 | NEPAL | 2220120 | D | 5800 | 12 | I | NEPAL | MODENA
VILLA PARK 66 | 2182046 | 14551 | QATAR | 2220120 | D | 5800 | 12 | I | QATAR | MODENA
VILLA PARK 66 | 2184068 | 16408 | SIAM | 2220120 | D | 5800 | 12 | I | SIAM | MODENA
VILLA PARK 66 | 2184888 | 17487 | TAIWAN | 2220120 | D | 5800 | 12 | I | TAIWAN | MODENA
VILLA PARK 66 | 2142332 | 00665 | ARABIA | 2220120 | D | 5800 | 12 | I | ARABIA | MODENA
VILLA PARK 66 | 2186783 | 16848 | SRI LANKA | 2220120 | D | 5800 | 12 | I | SRI LANKA | MODENA
VILLA PARK 66 | 2184805 | 17167 | SUDAN | 2220120 | D | 5800 | 12 | I | SUDAN | MODENA
VILLA PARK 66 | 2161851 | 09038 | ISRAEL | 2220120 | D | 5800 | 12 | I | ISRAEL | MODENA
VILLA PARK 66 | 2179177 | 13971 | PERSIA | 2220120 | D | 5800 | 12 | I | PERSIA | MODENA
VILLA PARK 66 | 2163887 | 09854 | KOREA | 2220120 | D | 5800 | 12 | I | KOREA | MODENA
VILLA PARK 66 | 2141966 | 00500 | ANAPAMU | 2214922 | D | 5538 | 4 | I | ANAPAMU | MODOC
VILLA PARK 66 | 2145714 | 03121 | CASTILLO | 2214922 | D | 5538 | 4 | I | CASTILLO | MODOC
VILLA PARK 66 | 2159682 | 06710 | FOX | 2214922 | D | 5538 | 4 | I | FOX | MODOC
VILLA PARK 66 | 2164449 | 10210 | LAURO | 2214922 | D | 5538 | 4 | I | LAURO | MODOC
VILLA PARK 66 | 2190423 | 14540 | PUESTA | 2214922 | D | 5538 | 4 | I | PUESTA | MODOC
VILLA PARK 66 | 2129335 | 00210 | ALAMAR | 2214922 | D | 5538 | 4 | I | ALAMAR | MODOC
VILLA PARK 66 | 2183533 | 15710 | SAN ANDREAS | 2214922 | D | 5538 | 4 | I | SAN ANDREAS | MODOC
VILLA PARK 66 | 2184321 | 16610 | SOLA | 2214922 | D | 5538 | 4 | I | SOLA | MODOC
VILLA PARK 66 | 2140312 | 03381 | CHARTREUSE | 2220224 | D | 5800 | 12 | I | CHARTREUSE | ORANGE
VILLA PARK 66 | 2143596 | 01392 | BEIGE | 2220224 | D | 5800 | 12 | I | BEIGE | ORANGE
VILLA PARK 66 | 2176971 | 10921 | MAGENTA | 2220224 | D | 5800 | 12 | I | MAGENTA | ORANGE
VILLA PARK 66 | 2180273 | 14751 | RED | 2220224 | D | 5800 | 12 | I | RED | ORANGE
VILLA PARK 66 | 2185405 | 14502 | PURPLE | 2220224 | D | 5800 | 12 | I | PURPLE | ORANGE
VILLA PARK 66 | 2190131 | 17536 | TAN | 2220224 | D | 5800 | 12 | I | TAN | ORANGE
VILLA PARK 66 | 2191067 | 19723 | YELLOW | 2220224 | D | 5800 | 12 | I | YELLOW | ORANGE
VILLA PARK 66 | 2132071 | 01838 | BLUE | 2220224 | D | 5800 | 12 | I | BLUE | ORANGE
VILLA PARK 66 | 2144558 | 01746 | BLACK | 2220224 | D | 5800 | 12 | I | BLACK | ORANGE
VILLA PARK 66 | 2183314 | 15973 | SCARLET | 2220224 | D | 5800 | 12 | I | SCARLET | ORANGE
VILLA PARK 66 | 2190401 | 14137 | PINK | 2220224 | D | 5800 | 12 | I | PINK | ORANGE
VILLA PARK 66 | 2190645 | 21087 | PAPER 1 | 2220150 | D | 5800 | 4 | I | PAPER 1 | PAPER
VILLA PARK 66 | 2140508 | 03713 | COACH | 2220310 | D | 5800 | 12 | I | COACH | PLACENTIA
VILLA PARK 66 | 2158068 | 06435 | FINALS | 2220310 | D | 5800 | 12 | I | FINALS | PLACENTIA
VILLA PARK 66 | 2187939 | 17597 | TEACHER | 2220310 | D | 5800 | 12 | I | TEACHER | PLACENTIA
VILLA PARK 66 | 2189923 | 17125 | STUDENT | 2220310 | D | 5800 | 12 | I | STUDENT | PLACENTIA
VILLA PARK 66 | 2183614 | 16004 | SCIENCE | 2220310 | D | 5800 | 12 | I | SCIENCE | PLACENTIA
VILLA PARK 66 | 2187947 | 17669 | TERM | 2220310 | D | 5800 | 12 | I | TERM | PLACENTIA
VILLA PARK 66 | 2190982 | 18255 | TUITION | 2220310 | D | 5800 | 12 | I | TUITION | PLACENTIA
VILLA PARK 66 | 2143778 | 04205 | COURSE | 2220310 | D | 5800 | 12 | I | COURSE | PLACENTIA
VILLA PARK 66 | 2164641 | 07459 | GRADUATE | 2220310 | D | 5800 | 12 | I | GRADUATE | PLACENTIA
VILLA PARK 66 | 2183965 | 16121 | SEMESTER | 2220310 | D | 5800 | 12 | I | SEMESTER | PLACENTIA
VILLA PARK 66 | 2190426 | 14567 | QUARTER | 2220310 | D | 5800 | 12 | I | QUARTER | PLACENTIA
VILLA PARK 66 | 2140855 | 00038 | ACCESS | 2273234 | D | 5033 | 12 | I | ACCESS | TMBRWINE SUB
VILLA PARK 66 | 2190327 | 13959 | PERIMETER | 2273234 | D | 5033 | 12 | I | PERIMETER | TMBRWINE SUB
VILLA PARK 66 | 2187118 | 17956 | TOLLHOUSE | 2126182 | D | 5033 | 4 | I | TOLLHOUSE | TOLLHOUSE PT
VILLA PARK 66 | 2132077 | 01910 | BONNELL | 2219310 | D | 5538 | 4 | I | BONNELL | TOPANGA
VILLA PARK 66 | 2190070 | 17440 | SYLVIA | 2219310 | D | 5538 | 4 | I | SYLVIA | TOPANGA
VILLA PARK 66 | 2157299 | 03401 | CHENEY | 2219310 | D | 5538 | 4 | I | CHENEY | TOPANGA
VILLA PARK 66 | 2190985 | 18285 | TUMBLEWEED | 2126201 | D | 5061 | 2.4 | I | TUMBLEWEED | TMBLEWEED PT
VILLA PARK 66 | 2130790 | 01255 | BAYLOR | 2216586 | D | 5800 | 12 | I | BAYLOR | VILLA PARK
VILLA PARK 66 | 2132381 | 02094 | BOYSEN | 2216586 | D | 5800 | 12 | I | BOYSEN | VILLA PARK
VILLA PARK 66 | 2145146 | 05125 | DIXIE | 2216586 | D | 5800 | 12 | I | DIXIE | VILLA PARK
VILLA PARK 66 | 2151119 | 06250 | FAIRWAY | 2216586 | D | 5800 | 12 | I | FAIRWAY | VILLA PARK
VILLA PARK 66 | 2153325 | 07871 | HALLSWORTH | 2216586 | D | 5800 | 12 | I | HALLSWORTH | VILLA PARK
VILLA PARK 66 | 2176184 | 07950 | HANDY | 2216586 | D | 5800 | 12 | I | HANDY | VILLA PARK
VILLA PARK 66 | 2178508 | 12773 | NOHL | 2216586 | D | 5800 | 12 | I | NOHL | VILLA PARK
VILLA PARK 66 | 2179935 | 11560 | MEATS | 2216586 | D | 5800 | 12 | I | MEATS | VILLA PARK
VILLA PARK 66 | 2182112 | 14601 | RACINE | 2216586 | D | 5800 | 12 | I | RACINE | VILLA PARK
VILLA PARK 66 | 2190740 | 15594 | RUTLEDGE | 2216586 | D | 5800 | 12 | I | RUTLEDGE | VILLA PARK
VILLA PARK 66 | 2154622 | 05213 | DORCHESTER | 2216586 | D | 5800 | 12 | I | DORCHESTER | VILLA PARK
VILLA PARK 66 | 2178829 | 13280 | ORVIL | 2216586 | D | 5800 | 12 | I | ORVIL | VILLA PARK
VILLA PARK 66 | 2182929 | 14608 | RADEC | 2216586 | D | 5800 | 12 | I | RADEC | VILLA PARK
VILLA PARK 66 | 2191013 | 18761 | VILO | 2127104 | D | 5800 | 2.4 | O | VILO | VILO P.T.
VILLA PARK 66 | 2157659 | 03615 | CLEAT | 2220244 | D | 5800 | 12 | I | CLEAT | WASHINGTON
VILLA PARK 66 | 2166649 | 09672 | KICK | 2220244 | D | 5800 | 12 | I | KICK | WASHINGTON
VILLA PARK 66 | 2190307 | 13768 | PASS | 2220244 | D | 5800 | 12 | I | PASS | WASHINGTON
VILLA PARK 66 | 2187465 | 13045 | OFFSIDE | 2220244 | D | 5800 | 12 | I | OFFSIDE | WASHINGTON
VILLA PARK 66 | 2188443 | 18013 | TOUCHDOWN | 2220244 | D | 5800 | 12 | I | TOUCHDOWN | WASHINGTON
VILLA PARK 66 | 2190323 | 13899 | PENALTY | 2220244 | D | 5800 | 12 | I | PENALTY | WASHINGTON
VILLA PARK 66 | 2182039 | 14493 | PUNT | 2220244 | D | 5800 | 12 | I | PUNT | WASHINGTON
VILLA PARK 66 | 2190875 | 21074 | FILTER | 2214718 | D | 5538 | 16 | I | FILTER | WASTEWATER
VILLA PARK 66 | 2190876 | 21075 | SLUDGE | 2214718 | D | 5538 | 16 | I | SLUDGE | WASTEWATER
VILLA PARK 66 | 2190282 | 19051 | WATER WELL | 2127058 | D | 5090 | 4 | O | WATER WELL | WATR WELL PT
VILLA PARK 66 | 2132538 | 00871 | AVALANCHE | 2213376 | D | 5800 | 12 | I | AVALANCHE | YORBA LINDA
VILLA PARK 66 | 2133700 | 01812 | BLIZZARD | 2213376 | D | 5800 | 12 | I | BLIZZARD | YORBA LINDA
VILLA PARK 66 | 2144740 | 04552 | CYCLONE | 2213376 | D | 5800 | 12 | I | CYCLONE | YORBA LINDA
VILLA PARK 66 | 2188440 | 17995 | TORNADO | 2213376 | D | 5800 | 12 | I | TORNADO | YORBA LINDA
VILLA PARK 66 | 2190595 | 18104 | TORRENT | 2213376 | D | 5800 | 12 | I | TORRENT | YORBA LINDA
VILLA PARK 66 | 2190609 | 18241 | TSUNAMI | 2213376 | D | 5800 | 12 | I | TSUNAMI | YORBA LINDA
VILLA PARK 66 | 2188616 | 18851 | VORTEX | 2213376 | D | 5800 | 12 | I | VORTEX | YORBA LINDA
VILLA PARK 66 | 2190995 | 18395 | TYPHOON | 2213376 | D | 5800 | 12 | I | TYPHOON | YORBA LINDA
VILLA PARK 66 | 2160803 | 08846 | HURRICANE | 2213376 | D | 5800 | 12 | I | HURRICANE | YORBA LINDA
VILLA PARK 66 | 2177400 | 12105 | MONSOON | 2213376 | D | 5800 | 12 | I | MONSOON | YORBA LINDA
VISTA 115 | 2142336 | 00774 | ARRINGTON | 2121569 | D | 5073 | 4 | I | ARRINGTON | ARRINGTON PT
VISTA 115 | 2129530 | 00298 | ALEXANDER | 2219768 | D | 5064 | 4 | I | ALEXANDER | ARRO
VISTA 115 | 2144393 | 01537 | BERKLEY | 2219768 | D | 5064 | 4 | I | BERKLEY | ARRO
VISTA 115 | 2148303 | 05710 | ELLIOT | 2219768 | D | 5064 | 4 | I | ELLIOT | ARRO
VISTA 115 | 2179175 | 13970 | PERSHING | 2219768 | D | 5064 | 4 | I | PERSHING | ARRO
VISTA 115 | 2180849 | 12270 | MOUNTAIN | 2219768 | D | 5064 | 4 | I | MOUNTAIN | ARRO
VISTA 115 | 2140850 | 03760 | COLA | 2219768 | D | 5064 | 4 | I | COLA | ARRO
VISTA 115 | 2183694 | 16244 | SHAKE | 2215906 | D | 5064 | 33 | I | SHAKE | ARROWHEAD
VISTA 115 | 2190769 | 15954 | SAWPIT | 2215906 | D | 5064 | 33 | I | SAWPIT | ARROWHEAD
VISTA 115 | 2180539 | 09194 | JEEP | 2215904 | D | 5064 | 12 | I | JEEP | ARROWHEAD
VISTA 115 | 2184402 | 16839 | SQUINT | 2215904 | D | 5064 | 12 | I | SQUINT | ARROWHEAD
VISTA 115 | 2136394 | 02918 | CRAB | 2215906 | D | 5064 | 33 | I | CRAB | ARROWHEAD
VISTA 115 | 2159511 | 06607 | FONRI | 2218150 | D | 5064 | 33 | I | FONRI | CALECTRIC
VISTA 115 | 2168321 | 10102 | LARCH | 2218150 | D | 5064 | 33 | I | LARCH | CALECTRIC
VISTA 115 | 2169826 | 10485 | LIMONITE | 2218150 | D | 5064 | 33 | I | LIMONITE | CALECTRIC
VISTA 115 | 2172465 | 11685 | MEREDITH | 2218150 | D | 5064 | 33 | I | MEREDITH | CALECTRIC
VISTA 115 | 2132238 | 02054 | BOX SPRING | 2218150 | D | 5064 | 33 | I | BOX SPRING | CALECTRIC
VISTA 115 | 2151121 | 06272 | FAMOUS | 2218150 | D | 5064 | 33 | I | FAMOUS | CALECTRIC
VISTA 115 | 2187545 | 15615 | SAD | 2218150 | D | 5064 | 33 | I | SAD | CALECTRIC
VISTA 115 | 2188274 | 18674 | VERDEMONT | 2218150 | D | 5064 | 33 | I | VERDEMONT | CALECTRIC
VISTA 115 | 2176400 | 10536 | LITTLE MOUNTAIN | 2218150 | D | 5064 | 33 | I | LITTLE MOUNTAIN | CALECTRIC
VISTA 115 | 2145139 | 05019 | DEVEREUX | 2122634 | D | 5538 | 4 | O | DEVEREUX | DEVEREUX PT
VISTA 115 | 2161014 | 08946 | INVADER | 7093715 | D | 5067 | 12 | I | INVADER | DEVERS
VISTA 115 | 2181109 | 15474 | ROVER | 7093715 | D | 5067 | 12 | I | ROVER | DEVERS
VISTA 115 | 2154419 | 05039 | DEWEY | 2123584 | D | 5800 | 2.4 | I | DEWEY | DEWEY P.T.
VISTA 115 | 2139239 | 02324 | BRUTTE | 2218074 | D | 5070 | 12 | I | BRUTTE | MAXWELL
VISTA 115 | 2151480 | 06499 | FLAKE | 2218074 | D | 5070 | 12 | I | FLAKE | MAXWELL
VISTA 115 | 2154813 | 05365 | DUDA | 2218074 | D | 5070 | 12 | I | DUDA | MAXWELL
VISTA 115 | 2158433 | 07463 | GRAHAM | 2218074 | D | 5070 | 12 | I | GRAHAM | MAXWELL
VISTA 115 | 2165022 | 07821 | HACKLER | 2218074 | D | 5070 | 12 | I | HACKLER | MAXWELL
VISTA 115 | 2181110 | 15478 | ROWE | 2218074 | D | 5070 | 12 | I | ROWE | MAXWELL
VISTA 115 | 2190301 | 19176 | WESTBLUFF | 2218074 | D | 5070 | 12 | I | WESTBLUFF | MAXWELL
VISTA 115 | 2166112 | 08271 | HEERS | 2218074 | D | 5070 | 12 | I | HEERS | MAXWELL
VISTA 115 | 2180270 | 14743 | REAKES | 2218074 | D | 5070 | 12 | I | REAKES | MAXWELL
VISTA 115 | 2130408 | 01082 | BARBEE | 2218074 | D | 5070 | 12 | I | BARBEE | MAXWELL
VISTA 115 | 2133016 | 01160 | BARRATT | 2218074 | D | 5070 | 12 | I | BARRATT | MAXWELL
VISTA 115 | 2190541 | 14752 | RECHE | 2218074 | D | 5070 | 12 | I | RECHE | MAXWELL
VISTA 115 | 2173281 | 12548 | NAVEL | 2215884 | D | 5064 | 12 | I | NAVEL | MENTONE
VISTA 115 | 2153497 | 08145 | HASS | 2215884 | D | 5064 | 12 | I | HASS | MENTONE
VISTA 115 | 2186144 | 14826 | REED | 2215884 | D | 5064 | 12 | I | REED | MENTONE
VISTA 115 | 2162781 | 09251 | JIMS | 2215884 | D | 5064 | 12 | I | JIMS | MENTONE
VISTA 115 | 2136056 | 02578 | CABERNET | 2215752 | D | 5064 | 12 | I | CABERNET | PEPPER
VISTA 115 | 2183018 | 14891 | REISLING | 2215752 | D | 5064 | 12 | I | REISLING | PEPPER
VISTA 115 | 2184063 | 16343 | SHERRY | 2215752 | D | 5064 | 12 | I | SHERRY | PEPPER
VISTA 115 | 2185145 | 11339 | MATEUS | 2215752 | D | 5064 | 12 | I | MATEUS | PEPPER
VISTA 115 | 2187701 | 15924 | SAUTERNE | 2215752 | D | 5064 | 12 | I | SAUTERNE | PEPPER
VISTA 115 | 2135272 | 02435 | BURGUNDY | 2215752 | D | 5064 | 12 | I | BURGUNDY | PEPPER
VISTA 115 | 2191093 | 19894 | ZINFANDEL | 2215752 | D | 5064 | 12 | I | ZINFANDEL | PEPPER
VISTA 115 | 2182117 | 10037 | LANCERS | 2215752 | D | 5064 | 12 | I | LANCERS | PEPPER
VISTA 115 | 2188976 | 19751 | YORBA | 2216084 | D | 5069 | 4 | I | YORBA | PEREZ
VISTA 115 | 2137588 | 01831 | BLUE CREST | 2216084 | D | 5069 | 4 | I | BLUE CREST | PEREZ
VISTA 115 | 2179174 | 13962 | PERLA | 2126813 | D | 5070 | 12 | O | PERLA | PERLA P.T.
VISTA 115 | 2143263 | 00971 | BADGER | 2213632 | D | 5064 | 12 | I | BADGER | SHANDIN
VISTA 115 | 2144739 | 01754 | VARGAS | 2213632 | D | 5064 | 12 | I | VARGAS | SHANDIN
VISTA 115 | 2154249 | 02751 | CALSTATE | 2213632 | D | 5064 | 12 | I | CALSTATE | SHANDIN
VISTA 115 | 2160061 | 07874 | HALLMARK | 2213632 | D | 5064 | 12 | I | HALLMARK | SHANDIN
VISTA 115 | 2178592 | 12847 | NORTHPARK | 2213632 | D | 5064 | 12 | I | NORTHPARK | SHANDIN
VISTA 115 | 2190570 | 15304 | ROI-TAN | 2213632 | D | 5064 | 12 | I | ROI-TAN | SHANDIN
VISTA 115 | 2191006 | 18626 | VARSITY | 2213632 | D | 5064 | 12 | I | VARSITY | SHANDIN
VISTA 115 | 2135854 | 00888 | AVANTI | 2213632 | D | 5064 | 12 | I | AVANTI | SHANDIN
VISTA 115 | 2187039 | 17405 | SWEETWATER | 2213632 | D | 5064 | 12 | I | SWEETWATER | SHANDIN
VISTA 115 | 2162193 | 08996 | IRVINGTON | 2213632 | D | 5064 | 12 | I | IRVINGTON | SHANDIN
VISTA 115 | 2138075 | 02285 | BROOKHILL | 2212168 | D | 5012 | 4 | I | BROOKHILL | SHARON
VISTA 115 | 2172264 | 11410 | MAYFIELD | 2212168 | D | 5012 | 4 | I | MAYFIELD | SHARON
VISTA 115 | 2173850 | 10060 | LANTERMAN | 2212168 | D | 5012 | 4 | I | LANTERMAN | SHARON
VISTA 115 | 2179246 | 13630 | PANORAMA | 2212168 | D | 5012 | 4 | I | PANORAMA | SHARON
VISTA 115 | 2150580 | 05480 | DYER | 2212168 | D | 5012 | 4 | I | DYER | SHARON
VISTA 115 | 2133704 | 01855 | BOBSLED | 2273798 | D | 2556 | 12 | I | BOBSLED | SKILAND
VISTA 115 | 2185800 | 16515 | SLALOM | 2273798 | D | 2556 | 12 | I | SLALOM | SKILAND
VISTA 115 | 2174209 | 12798 | NORDIC | 2273798 | D | 2556 | 12 | I | NORDIC | SKILAND
VISTA 115 | 2130400 | 00879 | AUTUMN | 2273798 | D | 2556 | 12 | I | AUTUMN | SKILAND
VISTA 115 | 2189179 | 16465 | SITZMARK | 2273798 | D | 2556 | 12 | I | SITZMARK | SKILAND
VISTA 115 | 2189181 | 16473 | SKYBORNE | 2126922 | D | 5067 | 12 | I | SKYBORNE | SKYBORNE PT
VISTA 66 | 2152045 | 06509 | FLATCAR | 2217458 | D | 5064 | 12 | I | FLATCAR | BLOOMINGTON
VISTA 66 | 2180377 | 08989 | IRONHORSE | 2217458 | D | 5064 | 12 | I | IRONHORSE | BLOOMINGTON
VISTA 66 | 2186874 | 17116 | STREAMLINER | 2217458 | D | 5064 | 12 | I | STREAMLINER | BLOOMINGTON
VISTA 66 | 2189631 | 17033 | STOCKCAR | 2217458 | D | 5064 | 12 | I | STOCKCAR | BLOOMINGTON
VISTA 66 | 2190342 | 17661 | TENDER | 2217458 | D | 5064 | 12 | I | TENDER | BLOOMINGTON
VISTA 66 | 2190616 | 18333 | TURNTABLE | 2217458 | D | 5064 | 12 | I | TURNTABLE | BLOOMINGTON
VISTA 66 | 2190699 | 19354 | WIGWAG | 2217458 | D | 5064 | 12 | I | WIGWAG | BLOOMINGTON
VISTA 66 | 2190836 | 16774 | SPIKE | 2217458 | D | 5064 | 12 | I | SPIKE | BLOOMINGTON
VISTA 66 | 2137910 | 01897 | BOMBAY | 2217458 | D | 5064 | 12 | I | BOMBAY | BLOOMINGTON
VISTA 66 | 2155526 | 08407 | HIGHBALL | 2217458 | D | 5064 | 12 | I | HIGHBALL | BLOOMINGTON
VISTA 66 | 2167615 | 08689 | HOPPER | 2217458 | D | 5064 | 12 | I | HOPPER | BLOOMINGTON
VISTA 66 | 2184234 | 16550 | SLOVER | 2217458 | D | 5064 | 12 | I | SLOVER | BLOOMINGTON
VISTA 66 | 2190542 | 14754 | REDBALL | 2217458 | D | 5064 | 12 | I | REDBALL | BLOOMINGTON
VISTA 66 | 2133701 | 01832 | BLUE CUT | 2121597 | D | 5064 | 12 | I | BLUE CUT | BLUE CUT PT
VISTA 66 | 2133703 | 01840 | BLUE JAY | 2121127 | D | 5064 | 2.4 | O | BLUE JAY | BLUE JAY PT
VISTA 66 | 2137730 | 01842 | BLUE RIDGE | 2121995 | D | 5061 | 2.4 | I | BLUE RIDGE | BLUE RDGE PT
VISTA 66 | 2137729 | 01836 | BLUEFOX | 2121971 | D | 5069 | 12 | O | BLUEFOX | BLUEFOX P.T.
VISTA 66 | 2134909 | 00675 | ARCTURUS | 2214680 | D | 5023 | 4 | I | ARCTURUS | BLUFF COVE
VISTA 66 | 2190636 | 18648 | VENUS | 2214680 | D | 5023 | 4 | I | VENUS | BLUFF COVE
VISTA 66 | 2179646 | 14247 | PLUTO | 2214680 | D | 5023 | 4 | I | PLUTO | BLUFF COVE
VISTA 66 | 2162028 | 09415 | JUPITER | 2214680 | D | 5023 | 4 | I | JUPITER | BLUFF COVE
VISTA 66 | 2148117 | 05632 | ELHERS | 2215936 | D | 5067 | 4.8 | I | ELHERS | BLYTHE SCE
VISTA 66 | 2175540 | 07263 | GIN | 2273807 | D | 5067 | 33 | I | GIN | BLYTHE SCE
VISTA 66 | 2182360 | 10408 | LETTUCE | 2220602 | D | 5067 | 12 | I | LETTUCE | BLYTHE SCE
VISTA 66 | 2185571 | 11621 | MELON | 2220602 | D | 5067 | 12 | I | MELON | BLYTHE SCE
VISTA 66 | 2185891 | 16615 | SOLONO | 2215936 | D | 5067 | 4.8 | O | SOLONO | BLYTHE SCE
VISTA 66 | 2189703 | 13178 | ONION | 2220602 | D | 5067 | 12 | I | ONION | BLYTHE SCE
VISTA 66 | 2190667 | 96968 | BLYTHE / DUNES | 2273807 | D | 5067 | 33 | I | BLYTHE / DUNES | BLYTHE SCE
VISTA 66 | 2132073 | 01847 | BOAT | 2273807 | D | 5067 | 33 | I | BOAT | BLYTHE SCE
VISTA 66 | 2133437 | 01655 | BIGLER | 2215936 | D | 5067 | 4.8 | I | BIGLER | BLYTHE SCE
VISTA 66 | 2153859 | 02318 | BRUCE PARK | 2215936 | D | 5067 | 4.8 | I | BRUCE PARK | BLYTHE SCE
VISTA 66 | 2185401 | 14435 | PRODUCERS | 2215936 | D | 5067 | 4.8 | O | PRODUCERS | BLYTHE SCE
VISTA 66 | 2155338 | 03333 | CHANSLOR | 2220506 | D | 5067 | 33 | I | CHANSLOR | BLYTHE WALC
VISTA 66 | 2178427 | 12585 | NEIGHBORS | 2220506 | D | 5067 | 33 | I | NEIGHBORS | BLYTHE WALC
VISTA 66 | 2181641 | 09977 | LAGOON | 2220506 | D | 5067 | 33 | I | LAGOON | BLYTHE WALC
VISTA 66 | 2185486 | 11475 | MC COY | 2220506 | D | 5067 | 33 | I | MC COY | BLYTHE WALC
VISTA 66 | 2136883 | 01440 | BEMIS | 2212868 | D | 5064 | 12 | I | BEMIS | COLTON
VISTA 66 | 2139245 | 02600 | CACTUS | 2212868 | D | 5064 | 12 | I | CACTUS | COLTON
VISTA 66 | 2146485 | 05190 | DOMIC | 2212868 | D | 5064 | 12 | I | DOMIC | COLTON
VISTA 66 | 2150277 | 04980 | DERBY | 2212868 | D | 5064 | 12 | I | DERBY | COLTON
VISTA 66 | 2158266 | 07370 | GLOBE MILLS | 2212868 | D | 5064 | 12 | I | GLOBE MILLS | COLTON
VISTA 66 | 2159322 | 03990 | COOLEY | 2212868 | D | 5064 | 12 | I | COOLEY | COLTON
VISTA 66 | 2172051 | 11100 | MANSA | 2212868 | D | 5064 | 12 | I | MANSA | COLTON
VISTA 66 | 2185318 | 14401 | PRESTON | 2212868 | D | 5064 | 12 | I | PRESTON | COLTON
VISTA 66 | 2186544 | 15210 | RIVINO | 2219862 | D | 5064 | 12 | O | RIVINO | COLTON CEMNT
VISTA 66 | 2157666 | 06050 | ESPEE | 2219862 | D | 5064 | 12 | O | ESPEE | COLTON CEMNT
VISTA 66 | 2149211 | 04367 | CRESTWIND | 2122615 | D | 5023 | 4 | I | CRESTWIND | CRESTWND UGS
VISTA 66 | 2149213 | 04424 | CROSSROAD | 2123884 | D | 5023 | 4 | O | CROSSROAD | CROSSRD UGS
VISTA 66 | 2134744 | 00520 | ANDERSON | 2218310 | D | 5064 | 12 | I | ANDERSON | GLEN AVON
VISTA 66 | 2164639 | 07455 | GOWAN | 2218310 | D | 5064 | 12 | I | GOWAN | GLEN AVON
VISTA 66 | 2175166 | 06950 | GALENA | 2218310 | D | 5064 | 12 | I | GALENA | GLEN AVON
VISTA 66 | 2190960 | 17717 | TEXFI | 2218310 | D | 5064 | 12 | I | TEXFI | GLEN AVON
VISTA 66 | 2137053 | 01745 | BLACKHILLS | 2218310 | D | 5064 | 12 | I | BLACKHILLS | GLEN AVON
VISTA 66 | 2189920 | 13690 | PARCO | 2218310 | D | 5064 | 12 | I | PARCO | GLEN AVON
VISTA 66 | 2163888 | 09865 | KRAFT | 2218310 | D | 5064 | 12 | I | KRAFT | GLEN AVON
VISTA 66 | 2133012 | 01122 | BARNEY LEE | 2220638 | D | 5070 | 12 | I | BARNEY LEE | GLEN IVY
VISTA 66 | 2190623 | 18540 | VALLEY OF THE MOON | 2127000 | D | 5064 | 2.4 | I | VALLEY OF THE MOON | VLY MOON PT
VISTA 66 | 2190213 | 18833 | VOGAN | 2127130 | D | 5073 | 4 | I | VOGAN | VOGAN P.T.
VISTA 66 | 2188615 | 18847 | VONI | 2126234 | D | 5800 | 4 | I | VONI | VONI P.T.
VISTA 66 | 2131540 | 00172 | AIRWAYS | 2122374 | D | 5067 | 2.4 | O | AIRWAYS | VORTAC
VISTA 66 | 2188781 | 19242 | WHEELER | 2125889 | D | 5538 | 12 | O | WHEELER | WHEELER P.T.
VISTA 66 | 2190318 | 13879 | PEDDLER | 2219900 | D | 5067 | 33 | I | PEDDLER | WHIPPLE
VISTA 66 | 2170454 | 10652 | LOG CABIN | 2274046 | D | 2556 | 2.4 | I | LOG CABIN | WHITE MT.
VISTA 66 | 2186064 | 14763 | RED DOME | 2218400 | D | 5067 | 4 | O | RED DOME | WHITEWATER
VISTA 66 | 2190585 | 17955 | TOLL | 2218400 | D | 5067 | 4 | I | TOLL | WHITEWATER
VISTA 66 | 2190372 | 19312 | WHITEWOOD | 2127164 | D | 5070 | 12 | O | WHITEWOOD | WHITEWOOD PT
VISTA 66 | 2188913 | 19598 | WOODENSHOE | 2213810 | D | 5061 | 4 | I | WOODENSHOE | WILDE
VISTA 66 | 2190684 | 19134 | WEINING | 2213810 | D | 5061 | 4 | I | WEINING | WILDE
VISTA 66 | 2191042 | 19375 | WILDERNESS | 2127036 | D | 5064 | 2.4 | I | WILDERNESS | WILDRNESS PT
WALNUT 66 | 2159324 | 04030 | CORAK | 2216816 | D | 5069 | 12 | I | CORAK | BASSETT
WALNUT 66 | 2179178 | 13990 | PETRI | 2216816 | D | 5069 | 12 | I | PETRI | BASSETT
WALNUT 66 | 2182286 | 10300 | LEETUM | 2216816 | D | 5069 | 12 | I | LEETUM | BASSETT
WALNUT 66 | 2187205 | 17980 | TORCHLIGHT | 2216816 | D | 5069 | 12 | I | TORCHLIGHT | BASSETT
WALNUT 66 | 2191036 | 19207 | WESTFIELD | 2216816 | D | 5069 | 12 | F | WESTFIELD | BASSETT
WALNUT 66 | 2190621 | 18460 | UNRUH | 2216816 | D | 5069 | 12 | I | UNRUH | BASSETT
WALNUT 66 | 2154250 | 02763 | CALYPSO | 2216816 | D | 5069 | 12 | F | CALYPSO | BASSETT
WALNUT 66 | 2180936 | 15160 | RIVERGRADE | 2216816 | D | 5069 | 12 | I | RIVERGRADE | BASSETT
WALNUT 66 | 2190626 | 18570 | VALSUN | 2216816 | D | 5069 | 12 | I | VALSUN | BASSETT
WALNUT 66 | 2133178 | 01380 | BEEZWAX | 2216816 | D | 5069 | 12 | I | BEEZWAX | BASSETT
WALNUT 66 | 2159510 | 06600 | FOLGER | 2216816 | D | 5069 | 12 | I | FOLGER | BASSETT
WALNUT 66 | 2190753 | 15760 | SANDY | 2216816 | D | 5069 | 12 | I | SANDY | BASSETT
WALNUT 66 | 2190284 | 19080 | WEALTH | 2215650 | D | 5800 | 4 | I | WEALTH | BASTA
WALNUT 66 | 2154257 | 02940 | CARHART | 2215650 | D | 5800 | 4 | O | CARHART | BASTA
WALNUT 66 | 2169086 | 09191 | JAYMAC | 2215650 | D | 5800 | 4 | I | JAYMAC | BASTA
WALNUT 66 | 2178187 | 08580 | HOLLOWAY | 2215650 | D | 5800 | 4 | I | HOLLOWAY | BASTA
WALNUT 66 | 2181898 | 14430 | PRITCHARD | 2215650 | D | 5800 | 4 | I | PRITCHARD | BASTA
WALNUT 66 | 2136705 | 01252 | BAYEND | 2123369 | D | 5023 | 4 | I | BAYEND | BAYEND P.T.
WALNUT 66 | 2141211 | 00330 | ALLISON | 2214504 | D | 5069 | 12 | I | ALLISON | CORTEZ
WALNUT 66 | 2144238 | 01513 | BARBOSSA | 2214504 | D | 5069 | 12 | F | BARBOSSA | CORTEZ
WALNUT 66 | 2162021 | 09300 | JOJO | 2214504 | D | 5069 | 12 | I | JOJO | CORTEZ
WALNUT 66 | 2185642 | 11818 | MICHELLE | 2214504 | D | 5069 | 12 | I | MICHELLE | CORTEZ
WALNUT 66 | 2186145 | 14827 | REEDER | 2214504 | D | 5069 | 12 | I | REEDER | CORTEZ
WALNUT 66 | 2187112 | 17840 | TIENDA | 2214504 | D | 5069 | 12 | I | TIENDA | CORTEZ
WALNUT 66 | 2189396 | 18629 | VECINO | 2214504 | D | 5069 | 12 | I | VECINO | CORTEZ
WALNUT 66 | 2190637 | 18723 | VIAVERDE | 2214504 | D | 5069 | 12 | I | VIAVERDE | CORTEZ
WALNUT 66 | 2179830 | 11380 | MAYBELL | 2214504 | D | 5069 | 12 | I | MAYBELL | CORTEZ
WALNUT 66 | 2134369 | 00022 | ABIGAIL | 2214504 | D | 5069 | 12 | I | ABIGAIL | CORTEZ
WALNUT 66 | 2146097 | 02010 | BOSCO | 2214504 | D | 5069 | 12 | I | BOSCO | CORTEZ
WALNUT 66 | 2168702 | 05629 | EGMONT | 2214504 | D | 5069 | 12 | F | EGMONT | CORTEZ
WALNUT 66 | 2149212 | 04370 | CREVOLIN | 2214504 | D | 5069 | 12 | I | CREVOLIN | CORTEZ
WALNUT 66 | 2153321 | 07830 | HAIG | 2214504 | D | 5069 | 12 | I | HAIG | CORTEZ
WALNUT 66 | 2144743 | 04583 | DAIRY | 2218322 | D | 5090 | 12 | I | DAIRY | HINKLEY
WALNUT 66 | 2189553 | 16772 | SPETH | 2218322 | D | 5090 | 12 | I | SPETH | HINKLEY
WALNUT 66 | 2145141 | 05075 | DIE | 2216832 | D | 5069 | 12 | I | DIE | INDUSTRY
WALNUT 66 | 2168327 | 10184 | LATHE | 2216832 | D | 5069 | 12 | I | LATHE | INDUSTRY
WALNUT 66 | 2176794 | 10868 | MACHINE | 2216832 | D | 5069 | 12 | I | MACHINE | INDUSTRY
WALNUT 66 | 2187204 | 17973 | TOOL | 2216832 | D | 5069 | 12 | I | TOOL | INDUSTRY
WALNUT 66 | 2190212 | 18818 | VISE | 2216832 | D | 5069 | 12 | I | VISE | INDUSTRY
WALNUT 66 | 2159321 | 03951 | CONVEYOR | 2216832 | D | 5069 | 12 | I | CONVEYOR | INDUSTRY
WALNUT 66 | 2161382 | 07133 | GEAR | 2216832 | D | 5069 | 12 | I | GEAR | INDUSTRY
WALNUT 66 | 2182362 | 10417 | LEVEL | 2216832 | D | 5069 | 12 | I | LEVEL | INDUSTRY
WALNUT 66 | 2175971 | 07658 | GRINDER | 2216832 | D | 5069 | 12 | I | GRINDER | INDUSTRY
WALNUT 66 | 2130600 | 01095 | BARDO | 2214522 | D | 5069 | 12 | I | BARDO | MERCED
WALNUT 66 | 2131724 | 00425 | AMAR | 2214522 | D | 5069 | 12 | I | AMAR | MERCED
WALNUT 66 | 2142143 | 00565 | ANN | 2214522 | D | 5069 | 12 | I | ANN | MERCED
WALNUT 66 | 2166116 | 08345 | HERRING | 2214522 | D | 5069 | 12 | I | HERRING | MERCED
WALNUT 66 | 2190973 | 17965 | TOMMY | 2214522 | D | 5069 | 12 | I | TOMMY | MERCED
WALNUT 66 | 2137731 | 01846 | BOBBY | 2214522 | D | 5069 | 12 | I | BOBBY | MERCED
WALNUT 66 | 2134916 | 02189 | BREN | 2214522 | D | 5069 | 12 | I | BREN | MERCED
WALNUT 66 | 2180278 | 14895 | RELISH | 2214522 | D | 5069 | 12 | I | RELISH | MERCED
WALNUT 66 | 2157479 | 03489 | CHOLLA | 2125144 | D | 5067 | 4.8 | I | CHOLLA | MESCALERO PT
WALNUT 66 | 2180026 | 11735 | MESCALERO | 2125144 | D | 5067 | 4.8 | O | MESCALERO | MESCALERO PT
WALNUT 66 | 2142145 | 00575 | ANTLER | 2215204 | D | 5069 | 12 | I | ANTLER | NOGALES
WALNUT 66 | 2152396 | 06863 | FUERTE | 2215204 | D | 5069 | 12 | I | FUERTE | NOGALES
WALNUT 66 | 2166484 | 09647 | KERMIT | 2215204 | D | 5069 | 12 | I | KERMIT | NOGALES
WALNUT 66 | 2188196 | 18498 | UTOPIA | 2215204 | D | 5069 | 12 | I | UTOPIA | NOGALES
WALNUT 66 | 2191003 | 18515 | VALIANT | 2215204 | D | 5069 | 12 | I | VALIANT | NOGALES
WALNUT 66 | 2191021 | 18925 | WAHOO | 2215204 | D | 5069 | 12 | I | WAHOO | NOGALES
WALNUT 66 | 2147758 | 04670 | DARIUS | 2215204 | D | 5069 | 12 | F | DARIUS | NOGALES
WALNUT 66 | 2156566 | 07075 | GARTEL | 2215204 | D | 5069 | 12 | I | GARTEL | NOGALES
WALNUT 66 | 2177315 | 11907 | MILLENNIUM | 2215204 | D | 5069 | 12 | I | MILLENNIUM | NOGALES
WALNUT 66 | 2189251 | 18143 | TRIDENT | 2215204 | D | 5069 | 12 | I | TRIDENT | NOGALES
WALNUT 66 | 2142523 | 00821 | ATHENA | 2216690 | D | 5069 | 12 | I | ATHENA | PROCTOR
WALNUT 66 | 2163885 | 04553 | CYCLOPS | 2216690 | D | 5069 | 12 | I | CYCLOPS | PROCTOR
WALNUT 66 | 2189852 | 13619 | PANDORA | 2216690 | D | 5069 | 12 | I | PANDORA | PROCTOR
WALNUT 66 | 2190396 | 19898 | ZEUS | 2216690 | D | 5069 | 12 | I | ZEUS | PROCTOR
WALNUT 66 | 2163879 | 04501 | CUPID | 2216690 | D | 5069 | 12 | I | CUPID | PROCTOR
WALNUT 66 | 2180462 | 09026 | ISIS | 2216690 | D | 5069 | 12 | I | ISIS | PROCTOR
WALNUT 66 | 2181284 | 14365 | POSEIDON | 2216690 | D | 5069 | 12 | I | POSEIDON | PROCTOR
WALNUT 66 | 2139827 | 03010 | CARR | 2219180 | D | 5069 | 12 | I | CARR | PUENTE
WALNUT 66 | 2154817 | 05413 | DUNKIRK | 2219180 | D | 5069 | 12 | I | DUNKIRK | PUENTE
WALNUT 66 | 2182280 | 10251 | LAWSON | 2219180 | D | 5069 | 12 | I | LAWSON | PUENTE
WALNUT 66 | 2190945 | 17385 | SUZY | 2219180 | D | 5069 | 12 | I | SUZY | PUENTE
WALNUT 66 | 2191004 | 18520 | VALINDA | 2219180 | D | 5069 | 12 | I | VALINDA | PUENTE
WALNUT 66 | 2190993 | 18386 | TYHARD | 2219180 | D | 5069 | 12 | I | TYHARD | PUENTE
WALNUT 66 | 2130402 | 00905 | AZORES | 2219180 | D | 5069 | 12 | I | AZORES | PUENTE
WALNUT 66 | 2184405 | 16870 | STAFFORD | 2219180 | D | 5069 | 12 | I | STAFFORD | PUENTE
WALNUT 66 | 2131728 | 00472 | AMTRAK | 2216842 | D | 5069 | 12 | I | AMTRAK | RAILROAD
WALNUT 66 | 2134910 | 02136 | BRAKEMAN | 2216842 | D | 5069 | 12 | I | BRAKEMAN | RAILROAD
WALNUT 66 | 2161680 | 07442 | GONDOLA | 2216842 | D | 5069 | 12 | I | GONDOLA | RAILROAD
WALNUT 66 | 2165744 | 07947 | HANDCAR | 2216842 | D | 5069 | 12 | I | HANDCAR | RAILROAD
WALNUT 66 | 2188531 | 18087 | TRAIN | 2216842 | D | 5069 | 12 | I | TRAIN | RAILROAD
WALNUT 66 | 2189926 | 17164 | SUBWAY | 2216842 | D | 5069 | 12 | I | SUBWAY | RAILROAD
WALNUT 66 | 2190600 | 18126 | TRESTLE | 2216842 | D | 5069 | 12 | I | TRESTLE | RAILROAD
WALNUT 66 | 2141762 | 04229 | COWCATCHER | 2216842 | D | 5069 | 12 | I | COWCATCHER | RAILROAD
WALNUT 66 | 2171872 | 11012 | MALLET | 2216842 | D | 5069 | 12 | I | MALLET | RAILROAD
WALNUT 66 | 2155688 | 08507 | HOBO | 2216842 | D | 5069 | 12 | I | HOBO | RAILROAD
WALNUT 66 | 2154063 | 02584 | CABOOSE | 2216842 | D | 5069 | 12 | I | CABOOSE | RAILROAD
WALNUT 66 | 2156560 | 05935 | ENGINE | 2216842 | D | 5069 | 12 | I | ENGINE | RAILROAD
WALNUT 66 | 2159130 | 03834 | COUPLER | 2216842 | D | 5069 | 12 | I | COUPLER | RAILROAD
WALNUT 66 | 2159688 | 06793 | FREIGHT | 2216842 | D | 5069 | 12 | F | FREIGHT | RAILROAD
WALNUT 66 | 2170451 | 10626 | LOCOMOTIVE | 2216842 | D | 5069 | 12 | I | LOCOMOTIVE | RAILROAD
WALNUT 66 | 2165587 | 05086 | DINER | 2216842 | D | 5069 | 12 | I | DINER | RAILROAD
WALNUT 66 | 2131175 | 01693 | BINNEY | 2218564 | D | 5069 | 12 | I | BINNEY | WALNUT
WALNUT 66 | 2157137 | 03388 | CHELLA | 2218564 | D | 5069 | 12 | I | CHELLA | WALNUT
WALNUT 66 | 2161198 | 07112 | GATLIN | 2218564 | D | 5069 | 12 | I | GATLIN | WALNUT
WALNUT 66 | 2163548 | 04201 | COUNTRYWOOD | 2218564 | D | 5069 | 12 | I | COUNTRYWOOD | WALNUT
WALNUT 66 | 2164062 | 09885 | KWIS | 2218564 | D | 5069 | 12 | I | KWIS | WALNUT
WALNUT 66 | 2175977 | 07828 | HAHN | 2218564 | D | 5069 | 12 | I | HAHN | WALNUT
WALNUT 66 | 2183879 | 16371 | SHOPPER | 2218564 | D | 5069 | 12 | I | SHOPPER | WALNUT
WALNUT 66 | 2190571 | 15307 | ROCKHILL | 2218564 | D | 5069 | 12 | I | ROCKHILL | WALNUT
WALNUT 66 | 2190613 | 18317 | TURNBULL | 2218564 | D | 5069 | 12 | I | TURNBULL | WALNUT
WALNUT 66 | 2151300 | 06375 | FIELDGATE | 2218564 | D | 5069 | 12 | I | FIELDGATE | WALNUT
WALNUT 66 | 2151659 | 06177 | FACTORY | 2218564 | D | 5069 | 12 | I | FACTORY | WALNUT
WALNUT 66 | 2153100 | 07565 | GRAZIDE | 2218564 | D | 5069 | 12 | I | GRAZIDE | WALNUT
X | 2152217 | 06667 | FORTY EIGHT ST. | 2122753 | D | 5023 | 4 | I | FORTY EIGHT ST. | 48st ST. PT
X | 2190743 | 15604 | RYE | 2216064 | D | 5064 | 12 | I | RYE | 16TH STREET
X | 2181645 | 12312 | MUFFIN | 2216064 | D | 5064 | 12 | I | MUFFIN | 16TH STREET
X | 2185311 | 14371 | POTATO | 2216064 | D | 5064 | 12 | I | POTATO | 16TH STREET
X | 2190529 | 14646 | RAISIN | 2216064 | D | 5064 | 12 | I | RAISIN | 16TH STREET
X | 2157486 | 03573 | CIVIC CENTER | 2213794 | D | 5067 | 4.8 | I | CIVIC CENTER | 29 PALMS
X | 2174394 | 13083 | OLD DALE | 2213794 | D | 5067 | 4.8 | I | OLD DALE | 29 PALMS
X | 2190824 | 16575 | SMOKE TREE | 2218390 | D | 5067 | 12 | I | SMOKE TREE | 29 PALMS
X | 2178589 | 12815 | NORTH ADOBE | 2218390 | D | 5067 | 12 | I | NORTH ADOBE | 29 PALMS
X | 2189389 | 18496 | UTAH | 2218390 | D | 5067 | 12 | I | UTAH | 29 PALMS
4796