## Sheet1
ORA_ID | ID | LIFECYCLE_STATUS | CIRCUIT_NAME | CIRCUIT_NO | SUBSTATION_NAME | SUBSTATION_NO | CIRCUIT_TYPE | CLEANED_UP | OWNER | PHASE_COUNT | AMPACITY | VOLTAGE | POSITION | AUTOMATION | LAND_BASE | DEVICE_NAME | DEVICE_NUMBER | MANUFACTURER_TYPE | INSPECTION_DATE | DATA_OWNER | LAST_UPDATED_ON | LAST_UPDATED_BY | MANUFACTURER | REMARKS | SECTOR | REGION | CIRCT_ID | BANK_NO | SUBST_ID | CIRCT_BRKR_OPR_CD | KEY_CUST_LOAD_FLG | BULLETIN_19_20_FLG | LD_BLK_ID | PK_MGWATTS_VAL | CIRCT_STAT_CD | IN_SERV_DATETIME | OUT_SERV_DATETIME | DEVICE_TYPE | CIRCUIT_DESC | SWITCHING_PROCEDURE | LAYOUT_CLASSS | STRUCTURE_EQUIP_RELSHPS | RED_FLAGS | CITIES | M3I_SCADA_ID | M3I_OBJECT_ID | M3I_LINE_TYPE | M3I_ATTRIBUTE_EQUIP_TYPE | M3I_ATTRIBUTE_DNI_EQUIP_TYPE | SWORLD_TYPE | SWORLD_WORLD | SWORLD_UNIVERSE | ORI_LOCATION | SIZ_LOCATION | SYM_LOCATION | STY_LOCATION | STY_LEADER_LINE | LOCATION | LEADER_LINE
60907809 | 14316222 | EXISTING | BEONE | 1532 | OASIS | 5548 | D | NO | SCE | THREE | UNKNOWN | 12KV | LOW 1 | UNKNOWN | MB | UNKNOWN | UNKNOWN |  |  | SYSTEM | 2013-11-06 | simhadk |  | CONSOLIDATED | VINCENT | NORTH COAST | 2144392 |  | 2214990 | A | Y | N |  | -1 | I | 1985-07-01 |  | D |  | 14316232 | 14341715;14341716 |  |  |  | :01532 | 01532:01532 | main_exi_3_route_oh | CIRCUIT_BREAKER |  |  |  |  | -1.78 | 5 |  | 504449 |  | [MDSYS.SDO_GEOMETRY]
60907810 | 14324947 | EXISTING | OAKLAND | 12980 | OCTOL | 5320 | D | NO | SCE | THREE | UNKNOWN | 12KV | LOW 1 | UNKNOWN | MB | UNKNOWN | UNKNOWN |  |  | SYSTEM | 2014-01-11 | simhadk |  | CONSOLIDATED | SAN JOAQUIN | SAN JOAQUIN | 2174216 |  | 2214766 | A | N | Y | 224 | -1 | I | 1930-04-01 |  | D |  | 14324957 | 14346068 |  |  |  | :12980 | 12980:12980 | main_exi_3_route_oh | CIRCUIT_BREAKER |  |  |  |  | -1.78 | 5.5 |  | 504449 |  | [MDSYS.SDO_GEOMETRY]
60907811 | 14359077 | EXISTING | BERMITE | 1557 | SAUGUS | 5051 | D | NO | SCE | THREE | UNKNOWN | 16KV | LOW 18 | UNKNOWN | MB | UNKNOWN | UNKNOWN |  |  | SYSTEM | 2013-11-26 | punukos |  | CONSOLIDATED | SAUGUS | NORTH COAST | 2144395 | 6 | 2211724 | A | Y | N |  | -1 | I | 1971-08-01 |  | D |  | 14359087 | 14398243;14398244 |  |  |  | :01557 | 01557:01557 | main_exi_3_route_oh | CIRCUIT_BREAKER |  |  |  |  | -1.76 | 3 |  | 504449 |  | [MDSYS.SDO_GEOMETRY]
60907812 | 14368667 | EXISTING | OBAN | 13000 | LANCASTER | 5514 | D | NO | SCE | THREE | UNKNOWN | 12KV | LOW 3 | UNKNOWN | MB | UNKNOWN | UNKNOWN |  |  | SYSTEM | 2013-11-19 | kotakr |  | CONSOLIDATED | VINCENT | NORTH COAST | 2187462 | 2 | 2212660 | S | Y | N |  | -1 | I | 1950-01-01 |  | D |  | 14368677 | 14406842;14406843 |  |  |  | :13000 | 13000:13000 | main_exi_3_route_oh | CIRCUIT_BREAKER |  |  |  |  | -1.78 | 3 |  | 504449 |  | [MDSYS.SDO_GEOMETRY]
60907813 | 14381249 | EXISTING | ALMA | 340 | WOODRUFF | 5777 | D | NO | SCE | THREE | UNKNOWN | 4KV | LOW 6 | UNKNOWN | MB | UNKNOWN | UNKNOWN |  |  | SYSTEM | 2015-02-13 | merugusn |  |  | LIGHTHIPE | METRO WEST | 2129536 |  | 2215410 | A | N | Y | 230 | -1 | I | 1950-01-01 |  | D |  | 14381259 | 14403796 |  |  |  | :00340 | 00340:00340 | main_exi_3_route_oh | CIRCUIT_BREAKER |  |  |  |  | -1.77 | 3 |  | 504449 |  | [MDSYS.SDO_GEOMETRY]
60907815 | 14399316 | EXISTING | BESSEMER | 1586 | BESSEMER P.T. | 7075 | A | NO | SCE | THREE | UNKNOWN | 12KV | LOW 1 | UNKNOWN | MB | UNKNOWN | UNKNOWN |  |  | SYSTEM | 2014-01-29 | bodduvh |  | CONSOLIDATED | LUGO | DESERT | 2136887 |  | 2121146 | A | N | N |  | -1 | I | 1993-12-15 |  | D |  | 14399320 | 14400963;14400964 |  |  |  | :01586 | 01586:01586 | main_exi_3_route_oh | CIRCUIT_BREAKER |  |  |  |  | -1.83 | 4 |  | 504449 |  | [MDSYS.SDO_GEOMETRY]
60907819 | 14401337 | EXISTING | BIDDER | 1610 | GOLETA | 5055 | D | NO | SCE | THREE | UNKNOWN | 16KV | LOW 9 | UNKNOWN | MB | UNKNOWN | UNKNOWN |  |  | SYSTEM | 2013-11-07 | aminencn |  | CONSOLIDATED | GOLETA | NORTH COAST | 2133433 |  | 2214136 | M | N | Y | 106 | -1 | I | 1963-11-01 |  | D |  | 14401347 | 14436758 |  |  |  | :01610 | 01610:01610 | main_exi_3_route_oh | CIRCUIT_BREAKER |  |  |  |  | -1.71 | 5.5 |  | 504449 |  | [MDSYS.SDO_GEOMETRY]
60907821 | 14408122 | EXISTING | OLD TRAILS | 13087 | VICTOR | 8049 | D | NO | SCE | THREE | UNKNOWN | 33KV | LOW 13 | UNKNOWN | MB | UNKNOWN | UNKNOWN |  |  | SYSTEM | 2014-04-25 | rajendrs |  | CONSOLIDATED | LUGO | DESERT | 2174395 |  | 2218168 | S | N | Y | 109 | -1 | I | 1950-01-01 |  | D |  | 14408129 | 14462212;14462213 |  |  |  | :13087 | 13087:13087 | main_exi_3_route_oh | CIRCUIT_BREAKER |  |  |  |  | -1.81 | 2 |  | 504449 |  | [MDSYS.SDO_GEOMETRY]
60907822 | 14428067 | EXISTING | ALONDRA | 360 | WOODRUFF | 5777 | D | NO | SCE | THREE | UNKNOWN | 4KV | LOW 4 | UNKNOWN | MB | UNKNOWN | UNKNOWN |  |  | SYSTEM | 2015-01-30 | bodduvh |  | CONSOLIDATED | LIGHTHIPE | METRO WEST | 2141215 |  | 2215410 | A | N | Y | 230 | -1 | I | 1950-01-01 |  | D |  | 14428077 | 14459870;14459871 |  |  |  | :00360 | 00360:00360 | main_exi_3_route_oh | CIRCUIT_BREAKER |  |  |  |  | -1.77 | 3 |  | 504449 |  | [MDSYS.SDO_GEOMETRY]
60907823 | 14432793 | EXISTING | LITRA | 10530 | VALENCIA | 5647 | D | NO | SCE | THREE | UNKNOWN | 4KV | LOW 1 | UNKNOWN | MB | UNKNOWN | UNKNOWN |  |  | SYSTEM | 2017-09-20 | murilljl |  | CONSOLIDATED | VISTA | DESERT | 2170029 | 1 | 2215196 | A | N | Y |  | -1 | I | 1950-01-01 |  | D |  | 14432800 | 59336710 |  |  |  | :10530 | 10530:10530 | main_exi_3_route_oh | CIRCUIT_BREAKER |  |  |  |  | -1.81 | 3 |  | 504449 |  | [MDSYS.SDO_GEOMETRY]
60907824 | 14437677 | EXISTING | BIG CREEK-PORTAL | 1624 | BIG CREEK NO.1 | 2211 | G | NO | SCE | THREE | UNKNOWN | 33KV | LOW 2 | UNKNOWN | MB | UNKNOWN | UNKNOWN |  |  | SYSTEM | 2014-03-06 | attadas |  | CONSOLIDATED | SAN JOAQUIN | RURALS | 2133435 |  | 2274005 |  |  |  |  | -1 | I | 1997-04-22 |  | D |  | 14437681 | 14438082 |  |  |  | :01624 | 01624:01624 | main_exi_3_route_oh | CIRCUIT_BREAKER |  |  |  |  | -1.82 | 11 |  | 504449 |  | [MDSYS.SDO_GEOMETRY]
60907825 | 14438263 | EXISTING | BIGFOOT | 1626 | BIGFOOT P.T. | 7063 | A | NO | SCE | THREE | UNKNOWN | 4KV | LOW 1 | UNKNOWN | MB | UNKNOWN | UNKNOWN |  |  | SYSTEM | 2014-01-06 | simhadk |  | CONSOLIDATED | SAN JOAQUIN | SAN JOAQUIN | 2130996 |  | 2122486 | N | N | N |  | -1 | I | 1987-07-01 |  | D |  | 14438273 | 14439171 |  |  |  | :01626 | 01626:01626 | main_exi_3_route_oh | CIRCUIT_BREAKER |  |  |  |  | -1.81 | 3 |  | 504449 |  | [MDSYS.SDO_GEOMETRY]
60907826 | 14439241 | EXISTING | BIG ROCK | 1630 | CHATSWORTH | 5555 | D | NO | SCE | THREE | UNKNOWN | 16KV | LOW 2 | UNKNOWN | MB | UNKNOWN | UNKNOWN |  |  | SYSTEM | 2013-12-22 | attadas |  | CONSOLIDATED | SAUGUS | NORTH COAST | 2144549 | 2 | 2217324 | A | N | Y | 235 | -1 | I | 1955-05-01 |  | D |  | 14439251 | 14514602;14514603 |  |  |  | :01630 | 01630:01630 | main_exi_3_route_oh | CIRCUIT_BREAKER |  |  |  |  | -1.75 | 4 |  | 504449 |  | [MDSYS.SDO_GEOMETRY]
60907833 | 14461036 | EXISTING | ALORA | 365 | ERIC | 5783 | D | NO | SCE | THREE | UNKNOWN | 12KV | LOW 8 | UNKNOWN | MB | UNKNOWN | UNKNOWN |  |  | SYSTEM | 2017-09-29 | maxwelbw |  | CONSOLIDATED | LIGHTHIPE | METRO WEST | 2129538 | 2 | 2213182 | A | N | Y | 210 | -1 | I | 1972-07-01 |  | D |  | 14461046 | 14513597 |  |  |  | :00365 | 00365:00365 | main_exi_3_route_oh | CIRCUIT_BREAKER |  |  |  |  | -1.77 | 3 |  | 504449 |  | [MDSYS.SDO_GEOMETRY]
60907834 | 14478290 | EXISTING | OLIVE | 13120 | PORTERVILLE | 5323 | D | NO | SCE | THREE | UNKNOWN | 4KV | LOW 17 | UNKNOWN | MB | UNKNOWN | UNKNOWN |  |  | SYSTEM | 2014-01-11 | attadas |  | CONSOLIDATED | SAN JOAQUIN | SAN JOAQUIN | 2189702 |  | 2219466 | A | Y | N |  | -1 | I | 1950-01-01 |  | D |  | 14478297 | 14494189;14494190 |  |  |  | :13120 | 13120:13120 | main_exi_3_route_oh | CIRCUIT_BREAKER |  |  |  |  | -1.79 | 3 |  | 504449 |  | [MDSYS.SDO_GEOMETRY]
60907835 | 14485013 | EXISTING | MALT | 11020 | LAGUNA BELL | 5074 | D | NO | SCE | THREE | UNKNOWN | 16KV | LOW 27 | UNKNOWN | MB | UNKNOWN | UNKNOWN |  |  | SYSTEM | 2015-01-30 | merugusn |  | CONSOLIDATED | LIGHTHIPE | METRO WEST | 2171874 | 6 | 2216554 | M | Y | N |  | -1 | I | 1950-01-01 |  | D |  | 14485020 | 14487176;14487177 |  |  |  | :11020 | 11020:11020 | main_exi_3_route_oh | CIRCUIT_BREAKER |  |  |  |  | -1.77 | 3 |  | 504449 |  | [MDSYS.SDO_GEOMETRY]
60907836 | 14494923 | EXISTING | OLSON | 13140 | LEVY | 5552 | D | NO | SCE | THREE | UNKNOWN | 16KV | LOW 1 | UNKNOWN | MB | UNKNOWN | UNKNOWN |  |  | SYSTEM | 2013-12-23 | aminencn |  |  | SANTA CLARA | NORTH COAST | 2182452 |  | 2217318 | A | N | Y | 234 | -1 | I | 1950-01-01 |  | D |  | 14494933 | 14635938 |  |  |  | :13140 | 13140:13140 | main_exi_3_route_oh | CIRCUIT_BREAKER |  |  |  |  | -1.73 | 3 |  | 504449 |  | [MDSYS.SDO_GEOMETRY]
60907837 | 14505453 | EXISTING | MANCHESTER | 11040 | MORNINGSIDE | 5219 | D | NO | SCE | THREE | UNKNOWN | 4KV | LOW 1 | UNKNOWN | MB | UNKNOWN | UNKNOWN |  |  | SYSTEM | 2015-03-26 | amathis |  | CONSOLIDATED | EL NIDO | METRO WEST | 2184977 |  | 2212286 | A | N | Y | 219 | -1 | I | 1950-01-01 |  | D |  | 14505463 | 14509293 |  |  |  | :11040 | 11040:11040 | main_exi_3_route_oh | CIRCUIT_BREAKER |  |  |  |  | -1.76 | 3 |  | 504449 |  | [MDSYS.SDO_GEOMETRY]
60907838 | 14532036 | EXISTING | BIG PINES | 1640 | LITTLE ROCK | 5518 | D | NO | SCE | THREE | UNKNOWN | 12KV | LOW 6 | UNKNOWN | MB | UNKNOWN | UNKNOWN |  |  | SYSTEM | 2013-11-06 | simhadk |  | CONSOLIDATED | VINCENT | NORTH COAST | 2131169 |  | 2212664 | A | N | Y | 229 | -1 | I | 1950-01-01 |  | D |  | 14532046 | 14614413;14614414 |  |  |  | :01640 | 01640:01640 | main_exi_3_route_oh | CIRCUIT_BREAKER |  |  |  |  | -1.79 | 4 |  | 504449 |  | [MDSYS.SDO_GEOMETRY]
60907839 | 14543874 | EXISTING | MANILA | 11070 | HATHAWAY | 5726 | D | NO | SCE | THREE | UNKNOWN | 4KV | LOW 11 | UNKNOWN | MB | UNKNOWN | UNKNOWN |  |  | SYSTEM | 2014-12-11 | punukos |  | CONSOLIDATED | LIGHTHIPE | METRO WEST | 2171878 |  | 2215308 | S | N | Y | 138 | -1 | I | 1950-11-01 |  | D |  | 14543884 | 14583328 |  |  |  | :11070 | 11070:11070 | main_exi_3_route_oh | CIRCUIT_BREAKER |  |  |  |  | -1.77 | 3 |  | 504449 |  | [MDSYS.SDO_GEOMETRY]
60907840 | 14562476 | EXISTING | AMBERSKY | 437 | MARYMOUNT | 5275 | D | NO | SCE | THREE | UNKNOWN | 16KV | LOW 1 | UNKNOWN | MB | UNKNOWN | UNKNOWN |  |  | SYSTEM | 2017-11-17 | maxwelbw |  |  | EL NIDO | METRO WEST | 2134568 |  | 2219384 | A | N | N |  | -1 | I | 1972-06-01 |  | D |  | 14562486 | 14647622 |  |  |  | :00437 | 00437:00437 | main_exi_3_route_oh | CIRCUIT_BREAKER |  |  |  |  | -1.75 | 2 |  | 504449 |  | [MDSYS.SDO_GEOMETRY]
60907846 | 14586539 | EXISTING | MANUEL | 11110 | HAVEDA | 5254 | D | NO | SCE | THREE | UNKNOWN | 4KV | LOW 1 | UNKNOWN | MB | UNKNOWN | UNKNOWN |  |  | SYSTEM | 2015-03-19 | kallurr |  | CONSOLIDATED | EL NIDO | METRO WEST | 2172052 |  | 2212384 | A | N | Y |  | -1 | I | 1968-03-01 |  | D |  | 14586549 | 14624069;14624070 |  |  |  | :11110 | 11110:11110 | main_exi_3_route_oh | CIRCUIT_BREAKER |  |  |  |  | -1.76 | 3 |  | 504449 |  | [MDSYS.SDO_GEOMETRY]
60907847 | 14617138 | EXISTING | BILLY CREEK | 1690 | LINE CREEK | 5352 | D | NO | SCE | THREE | UNKNOWN | 4KV | LOW 2 | UNKNOWN | MB | UNKNOWN | UNKNOWN |  |  | SYSTEM | 2014-02-11 | manthak |  | CONSOLIDATED | SAN JOAQUIN | RURALS | 2131172 |  | 2273989 | A | N | N |  | -1 | I | 1957-05-01 |  | D |  | 14617148 | 14619101;14619102 |  |  |  | :01690 | 01690:01690 | main_exi_3_route_oh | CIRCUIT_BREAKER |  |  |  |  | -1.82 | 3 |  | 504449 |  | [MDSYS.SDO_GEOMETRY]
60907848 | 14619757 | EXISTING | CHALFANT | 1701 | ZACK | 2582 | D | NO | SCE | THREE | UNKNOWN | 12KV | LOW 2 | UNKNOWN | MB | UNKNOWN | UNKNOWN |  |  | SYSTEM | 2014-02-18 | simhadk |  | CONSOLIDATED | LUGO | RURALS | 2136888 |  | 2273869 | A | N | N |  | -1 | I | 1968-12-01 |  | D |  | 14619767 | 14638323 |  |  |  | :01701 | 01701:01701 | main_exi_3_route_oh | CIRCUIT_BREAKER |  |  |  |  | -1.83 | 7 |  | 504449 |  | [MDSYS.SDO_GEOMETRY]
60907849 | 14637307 | EXISTING | ORION | 13253 | LOCKHEED | 5568 | D | NO | SCE | THREE | UNKNOWN | 16KV | LOW 3 | UNKNOWN | MB | UNKNOWN | UNKNOWN |  |  | SYSTEM | 2013-12-16 | kallurr |  | CONSOLIDATED | SAUGUS | NORTH COAST | 2178754 |  | 2217354 | A | N | N |  | -1 | I | 1998-04-28 |  | D |  | 14637314 | 14819549;14819550 |  |  |  | :13253 | 13253:13253 | main_exi_3_route_oh | CIRCUIT_BREAKER |  |  |  |  | -1.76 | 4 |  | 504449 |  | [MDSYS.SDO_GEOMETRY]
60907850 | 14642551 | EXISTING | MANVILLE | 11120 | CAMERON | 5712 | D | NO | SCE | THREE | UNKNOWN | 12KV | LOW 6 | UNKNOWN | MB | UNKNOWN | UNKNOWN |  |  | SYSTEM | 2017-12-13 | maxwelbw |  | CONSOLIDATED | LIGHTHIPE | METRO WEST | 2172053 |  | 2215280 | S | N | Y |  | -1 | I | 1946-07-01 |  | D |  | 14642561 | 14643925 |  |  |  | :11120 | 11120:11120 | main_exi_3_route_oh | CIRCUIT_BREAKER |  |  |  |  | -1.76 | 3 |  | 504449 |  | [MDSYS.SDO_GEOMETRY]
60907851 | 14646443 | EXISTING | MAPLE | 11150 | BEVERLY | 5201 | D | NO | SCE | THREE | UNKNOWN | 4KV | LOW 30 | UNKNOWN | MB | UNKNOWN | UNKNOWN |  |  | SYSTEM | 2017-10-16 | beealdb |  | CONSOLIDATED | MESA | METRO WEST | 2185051 | 2 | 2219196 | A | N | Y | 228 | -1 | I | 1950-01-01 |  | D |  | 14646453 | 14715619 |  |  |  | :11150 | 11150:11150 | main_exi_3_route_oh | CIRCUIT_BREAKER |  |  |  |  | -1.76 | 3 |  | 504449 |  | [MDSYS.SDO_GEOMETRY]
60907852 | 14656293 | EXISTING | AMESTOY | 450 | MONETA | 5218 | D | NO | SCE | THREE | UNKNOWN | 4KV | LOW 6 | UNKNOWN | MB | UNKNOWN | UNKNOWN |  |  | SYSTEM | 2015-03-03 | merugusn |  | CONSOLIDATED | EL NIDO | METRO WEST | 2134740 | 1 | 2216898 | A | N | Y | 234 | -1 | I | 1950-01-01 |  | D |  | 14656303 | 14682163;14682164 |  |  |  | :00450 | 00450:00450 | main_exi_3_route_oh | CIRCUIT_BREAKER |  |  |  |  | -1.76 | 3 |  | 504449 |  | [MDSYS.SDO_GEOMETRY]
60907511 | 11279195 | EXISTING | LISTON | 10526 | CHASE | 5679 | D | NO | SCE | THREE | UNKNOWN | 12KV | LOW 2 | UNKNOWN | MB | UNKNOWN | UNKNOWN |  |  | SYSTEM | 2017-10-18 | krumwimg |  | CONSOLIDATED | MIRA LOMA | METRO EAST | 2170449 |  | 2213010 | S | N | N |  | -1 | I | 1988-08-01 |  | D |  | 11279202 | 59315362 |  |  |  | :10526 | 10526:10526 | main_exi_3_route_oh | CIRCUIT_BREAKER |  |  |  |  | -91.82 | 2 |  | 504449 |  | [MDSYS.SDO_GEOMETRY]
60907512 | 12119780 | EXISTING | MISSION | 12000 | SAN FERNANDO | 5550 | D | NO | SCE | THREE | UNKNOWN | 16KV | LOW 1 | UNKNOWN | MB | UNKNOWN | UNKNOWN |  |  | SYSTEM | 2013-12-13 | ankarlr |  | CONSOLIDATED | SAUGUS | NORTH COAST | 2172775 |  | 2214994 | A | N | N |  | -1 | I | 1939-06-01 |  | D |  | 12119790 | 12126804;12126805 |  |  |  | :12000 | 12000:12000 | main_exi_3_route_oh | CIRCUIT_BREAKER |  |  |  |  | -1.76 | 3 |  | 504449 |  | [MDSYS.SDO_GEOMETRY]
60907513 | 12128753 | EXISTING | MIST | 12011 | CAPITAN | 5372 | D | NO | SCE | THREE | UNKNOWN | 16KV | LOW 1 | UNKNOWN | MB | UNKNOWN | UNKNOWN |  |  | SYSTEM | 2013-11-02 | manthak |  | CONSOLIDATED | GOLETA | NORTH COAST | 2172776 |  | 2214850 | A | N |  |  | -1 | I | 1993-11-02 |  | D |  | 12128763 | 12142617;12142618 |  |  |  | :12011 | 12011:12011 | main_exi_3_route_oh | CIRCUIT_BREAKER |  |  |  |  | -1.7 | 5.5 |  | 504449 |  | [MDSYS.SDO_GEOMETRY]
60907514 | 12144395 | EXISTING | MOFFITT | 12040 | LEMON COVE | 5316 | D | NO | SCE | THREE | UNKNOWN | 12KV | LOW 1 | UNKNOWN | MB | UNKNOWN | UNKNOWN |  |  | SYSTEM | 2014-01-10 | merugusn |  | CONSOLIDATED | SAN JOAQUIN | SAN JOAQUIN | 2172940 |  | 2214756 | A | Y | N |  | -1 | I | 1946-08-01 |  | D |  | 12144402 | 12152540;12152541 |  |  |  | :12040 | 12040:12040 | main_exi_3_route_oh | CIRCUIT_BREAKER |  |  |  |  | -1.8 | 4 |  | 504449 |  | [MDSYS.SDO_GEOMETRY]
60907515 | 12153322 | EXISTING | MONACHE | 12083 | PORTERVILLE | 5323 | D | NO | SCE | THREE | UNKNOWN | 12KV | LOW 7 | UNKNOWN | MB | UNKNOWN | UNKNOWN |  |  | SYSTEM | 2014-02-24 | aminencn |  | CONSOLIDATED | SAN JOAQUIN | SAN JOAQUIN | 2186308 | 2 | 2212530 | S | N | N |  | -1 | I | 1987-12-01 |  | D |  | 12153332 | 12199574;12199575 |  |  |  | :12083 | 12083:12083 | main_exi_3_route_oh | CIRCUIT_BREAKER |  |  |  |  | -1.79 | 3 |  | 504449 |  | [MDSYS.SDO_GEOMETRY]
60907530 | 12173504 | EXISTING | ABBEY | 20 | BLISS | 5303 | D | NO | SCE | THREE | UNKNOWN | 12KV | LOW 4 | UNKNOWN | MB | UNKNOWN | UNKNOWN |  |  | SYSTEM | 2014-01-16 | cortezt |  | CONSOLIDATED | SAN JOAQUIN | SAN JOAQUIN | 2104018 |  | 2214726 | A | N | Y | 237 | -1 | I | 1950-01-01 |  | D |  | 12173514 | 12191118;12191119 |  |  |  | :00020 | 00020:00020 | main_exi_3_route_oh | CIRCUIT_BREAKER |  |  |  |  | -1.79 | 4 |  | 504449 |  | [MDSYS.SDO_GEOMETRY]
60907534 | 12192164 | EXISTING | ACCESS | 38 | TIMBERWINE | 2260 | D | NO | SCE | THREE | UNKNOWN | 12KV | LOW 2 | UNKNOWN | MB | UNKNOWN | UNKNOWN |  |  | SYSTEM | 2014-02-05 | simhadk |  | CONSOLIDATED | SAN JOAQUIN | RURALS | 2140855 |  | 2273234 | A | Y | N |  | -1 | I | 1987-05-01 |  | D |  | 12192174 | 12192189 |  |  |  | :00038 | 00038:00038 | main_exi_3_route_oh | CIRCUIT_BREAKER |  |  |  |  | -1.82 | 3 |  | 504449 |  | [MDSYS.SDO_GEOMETRY]
60907535 | 12192199 | EXISTING | ACALA | 40 | PIXLEY | 5321 | D | NO | SCE | THREE | UNKNOWN | 12KV | LOW 5 | UNKNOWN | MB | UNKNOWN | UNKNOWN |  |  | SYSTEM | 2014-01-06 | merugusn |  | CONSOLIDATED | SAN JOAQUIN | SAN JOAQUIN | 2129131 |  | 2219454 | A | N | Y | 227 | -1 | I | 1950-01-01 |  | D |  | 12192209 | 12214521;200930864 |  |  |  | :00040 | 00040:00040 | main_exi_3_route_oh | CIRCUIT_BREAKER |  |  |  |  | -1.78 | 3.5 |  | 504449 |  | [MDSYS.SDO_GEOMETRY]
60907536 | 12201295 | EXISTING | MONARCH | 12085 | ROYAL | 5580 | D | NO | SCE | THREE | UNKNOWN | 16KV | LOW 8 | UNKNOWN | MB | UNKNOWN | UNKNOWN |  |  | SYSTEM | 2014-03-03 | aminencn |  | CONSOLIDATED | MOORPARK | NORTH COAST | 2180682 | 1 | 2212820 | A | N | Y | 240 | -1 | I | 1990-04-25 |  | D |  | 12201305 | 12224443;12224444 |  |  |  | :12085 | 12085:12085 | main_exi_3_route_oh | CIRCUIT_BREAKER |  |  |  |  | -1.75 | 3 |  | 504449 |  | [MDSYS.SDO_GEOMETRY]
60907549 | 12215659 | EXISTING | ACE | 42 | GOLETA | 5055 | D | NO | SCE | THREE | UNKNOWN | 16KV | LOW 11 | UNKNOWN | MB | UNKNOWN | UNKNOWN |  |  | SYSTEM | 2013-10-30 | manthak |  | CONSOLIDATED | GOLETA | NORTH COAST | 2134372 |  | 2214136 | M | N | Y | 121 | -1 | I | 1963-11-01 |  | D |  | 12215669 | 12230161 |  |  |  | :00042 | 00042:00042 | main_exi_3_route_oh | CIRCUIT_BREAKER |  |  |  |  | -1.71 | 4.5 |  | 504449 |  | [MDSYS.SDO_GEOMETRY]
60907550 | 12231824 | EXISTING | ACADEMY | 45 | NEWBURY | 5557 | D | NO | SCE | THREE | UNKNOWN | 16KV | LOW 6 | UNKNOWN | MB | UNKNOWN | UNKNOWN |  |  | SYSTEM | 2014-03-11 | merugusn |  | CONSOLIDATED | MOORPARK | NORTH COAST | 2140858 | 2 | 2215006 | A | Y | N |  | -1 | I | 1962-07-01 |  | D |  | 12231834 | 12281421 |  |  |  | :00045 | 00045:00045 | main_exi_3_route_oh | CIRCUIT_BREAKER |  |  |  |  | -1.74 | 3 |  | 504449 |  | [MDSYS.SDO_GEOMETRY]
60907557 | 12234611 | EXISTING | MONROE | 12090 | WOODVILLE | 5333 | D | NO | SCE | THREE | UNKNOWN | 12KV | LOW 3 | UNKNOWN | MB | UNKNOWN | UNKNOWN |  |  | SYSTEM | 2014-01-10 | simhadk |  | CONSOLIDATED | SAN JOAQUIN | SAN JOAQUIN | 2177399 |  | 2219506 | S | N | Y | 104 | -1 | I | 1950-01-01 |  | D |  | 12234621 | 12246051 |  |  |  | :12090 | 12090:12090 | main_exi_3_route_oh | CIRCUIT_BREAKER |  |  |  |  | -1.79 | 4 |  | 504449 |  | [MDSYS.SDO_GEOMETRY]
60907559 | 12255640 | EXISTING | MONSON | 12100 | OAK GROVE | 5337 | D | NO | SCE | THREE | UNKNOWN | 12KV | LOW 8 | UNKNOWN | MB | UNKNOWN | UNKNOWN |  |  | SYSTEM | 2014-01-18 | merugusn |  | CONSOLIDATED | SAN JOAQUIN | SAN JOAQUIN | 2172945 | 1 | 2217124 | A | Y | N |  | -1 | I | 1950-01-01 |  | D |  | 12255650 | 12277293 |  |  |  | :12100 | 12100:12100 | main_exi_3_route_oh | CIRCUIT_BREAKER |  |  |  |  | -1.79 | 3 |  | 504449 |  | [MDSYS.SDO_GEOMETRY]
60907565 | 12272279 | EXISTING | LESLIE | 10403 | BEDFORD | 5245 | D | NO | SCE | THREE | UNKNOWN | 4KV | LOW 8 | UNKNOWN | MB | UNKNOWN | UNKNOWN |  |  | SYSTEM | 2015-04-03 | merugusn |  | CONSOLIDATED | EL NIDO | METRO WEST | 2174778 |  | 2214652 | A | N | Y |  | -1 | I | 1963-10-01 |  | D |  | 12272289 | 12275097 |  |  |  | :10403 | 10403:10403 | main_exi_3_route_oh | CIRCUIT_BREAKER |  |  |  |  | -1.76 | 3 |  | 504449 |  | [MDSYS.SDO_GEOMETRY]
60907566 | 12275500 | EXISTING | LIBERTY | 10430 | CUDAHY | 5714 | D | NO | SCE | THREE | UNKNOWN | 4KV | LOW 14 | UNKNOWN | MB | UNKNOWN | UNKNOWN |  |  | SYSTEM | 2017-10-05 | maxwelbw |  | CONSOLIDATED | LIGHTHIPE | METRO WEST | 2164452 | 3 | 2213060 | A | N | Y | 241 | -1 | I | 1950-01-01 |  | D |  | 12275510 | 12319601 |  |  |  | :10430 | 10430:10430 | main_exi_3_route_oh | CIRCUIT_BREAKER |  |  |  |  | -1.77 | 3 |  | 504449 |  | [MDSYS.SDO_GEOMETRY]
60907567 | 12278506 | EXISTING | MONTARA | 12112 | BARSTOW | 8110 | D | NO | SCE | THREE | UNKNOWN | 33KV | LOW 5 | UNKNOWN | MB | UNKNOWN | UNKNOWN |  |  | SYSTEM | 2017-08-14 | lantzmk |  | CONSOLIDATED | LUGO | RURALS | 2177401 |  | 2273806 | A | Y | N |  | -1 | I | 1950-01-01 |  | D |  | 12278510 | 12279414;12279415 |  |  |  | :12112 | 12112:12112 | main_exi_3_route_oh | CIRCUIT_BREAKER |  |  |  |  | -1.82 | 2 |  | 504449 |  | [MDSYS.SDO_GEOMETRY]
60907568 | 12283351 | EXISTING | ACROBAT | 50 | ANAVERDE | 5539 | D | NO | SCE | THREE | UNKNOWN | 12KV | LOW 1 | UNKNOWN | MB | UNKNOWN | UNKNOWN |  |  | SYSTEM | 2013-11-05 | bodduvh |  | CONSOLIDATED | VINCENT | NORTH COAST | 2134374 |  | 2219658 | A | Y | N |  | -1 | I | 1950-01-01 |  | D |  | 12283361 | 12331437;12331438 |  |  |  | :00050 | 00050:00050 | main_exi_3_route_oh | CIRCUIT_BREAKER |  |  |  |  | -1.78 | 3 |  | 504449 |  | [MDSYS.SDO_GEOMETRY]
60907569 | 12287424 | EXISTING | MONTGOMERY | 12131 | ROYAL | 5580 | D | NO | SCE | THREE | UNKNOWN | 16KV | LOW 2 | UNKNOWN | MB | UNKNOWN | UNKNOWN |  |  | SYSTEM | 2017-10-03 | moorerw |  | CONSOLIDATED | MOORPARK | NORTH COAST | 2180686 | 1 | 2212820 | A | N | Y | 240 | -1 | I | 1964-09-01 |  | D |  | 12287434 | 12380477 |  |  |  | :12131 | 12131:12131 | main_exi_3_route_oh | CIRCUIT_BREAKER |  |  |  |  | -1.75 | 3 |  | 504449 |  | [MDSYS.SDO_GEOMETRY]
60907570 | 12321585 | EXISTING | LIBERATOR | 10435 | SEPULVEDA | 5207 | D | NO | SCE | THREE | UNKNOWN | 16KV | LOW 9 | UNKNOWN | MB | UNKNOWN | UNKNOWN |  |  | SYSTEM | 2015-04-21 | simhadk |  | CONSOLIDATED | EL NIDO | METRO WEST | 2182364 | 1 | 2212248 | A | N | N |  | -1 | I | 1984-07-01 |  | D |  | 12321595 | 12341282;148247360 |  |  |  | :10435 | 10435:10435 | main_exi_3_route_oh | CIRCUIT_BREAKER |  |  |  |  | -1.76 | 3 |  | 504449 |  | [MDSYS.SDO_GEOMETRY]
60907576 | 12336418 | EXISTING | ADELANTO | 92 | VICTOR | 8049 | D | NO | SCE | THREE | UNKNOWN | 12KV | LOW 21 | UNKNOWN | MB | UNKNOWN | UNKNOWN |  |  | SYSTEM | 2014-03-05 | attadas |  | CONSOLIDATED | LUGO | DESERT | 2129136 |  | 2220516 | S | N | Y | 122 | -1 | I | 1950-01-01 |  | D |  | 12336425 | 12373519;12373520 |  |  |  | :00092 | 00092:00092 | main_exi_3_route_oh | CIRCUIT_BREAKER |  |  |  |  | -1.81 | 2 |  | 504449 |  | [MDSYS.SDO_GEOMETRY]
60907577 | 12341559 | EXISTING | LIDUMS | 10453 | INGLEWOOD | 5211 | D | NO | SCE | THREE | UNKNOWN | 4KV | LOW 12 | UNKNOWN | MB | UNKNOWN | UNKNOWN |  |  | SYSTEM | 2017-09-21 | beealdb |  | CONSOLIDATED | EL NIDO | METRO WEST | 2182618 |  | 2212266 | S | N | Y | 104 | -1 | I | 1962-12-01 |  | D |  | 12341569 | 12402852 |  |  |  | :10453 | 10453:10453 | main_exi_3_route_oh | CIRCUIT_BREAKER |  |  |  |  | -1.76 | 3 |  | 504449 |  | [MDSYS.SDO_GEOMETRY]
60907578 | 12358153 | EXISTING | ABANA | 15 | GREENING | 5791 | D | NO | SCE | THREE | UNKNOWN | 12KV | LOW 6 | UNKNOWN | MB | UNKNOWN | UNKNOWN |  |  | SYSTEM | 2014-12-16 | aminencn |  | CONSOLIDATED | LIGHTHIPE | METRO WEST | 2104017 |  | 2213198 | A | N | Y | 207 | -1 | I | 1982-06-01 |  | D |  | 12358163 | 12369608 |  |  |  | :00015 | 00015:00015 | main_exi_3_route_oh | CIRCUIT_BREAKER |  |  |  |  | -1.77 | 3 |  | 504449 |  | [MDSYS.SDO_GEOMETRY]
60907579 | 12369939 | EXISTING | ABERDEEN | 21 | BOVINE | 5788 | D | NO | SCE | THREE | UNKNOWN | 12KV | LOW 2 | UNKNOWN | MB | UNKNOWN | UNKNOWN |  |  | SYSTEM | 2014-11-24 | manthak |  | CONSOLIDATED | LIGHTHIPE | METRO WEST | 2140852 |  | 2213188 | A | N | N |  | -1 | I | 1967-12-01 |  | D |  | 12369949 | 12503840 |  |  |  | :00021 | 00021:00021 | main_exi_3_route_oh | CIRCUIT_BREAKER |  |  |  |  | -1.77 | 3 |  | 504449 |  | [MDSYS.SDO_GEOMETRY]
60907580 | 12382056 | EXISTING | MOONGLOW | 12159 | QUARTZ HILL | 5566 | D | NO | SCE | THREE | UNKNOWN | 12KV | LOW 2 | UNKNOWN | MB | UNKNOWN | UNKNOWN |  |  | SYSTEM | 2013-11-18 | simhadk |  | CONSOLIDATED | VINCENT | NORTH COAST | 2180688 |  | 2219714 | A | N | Y | 227 | -1 | I | 1971-07-01 |  | D |  | 12382066 | 12482688;12482689 |  |  |  | :12159 | 12159:12159 | main_exi_3_route_oh | CIRCUIT_BREAKER |  |  |  |  | -1.78 | 3 |  | 504449 |  | [MDSYS.SDO_GEOMETRY]
60907581 | 12384529 | EXISTING | AGNEW | 142 | RUSH CREEK | 2514 | H | NO | SCE | THREE | UNKNOWN | 4KV | LOW 2 | UNKNOWN | MB | UNKNOWN | UNKNOWN |  |  | SYSTEM | 2014-01-22 | manthak |  | CONSOLIDATED | LUGO | RURALS | 2129329 |  | 2273994 | A | N | N |  | -1 | I | 1950-01-01 |  | D |  | 12384539 | 12384771 |  |  |  | :00142 | 00142:00142 | main_exi_3_route_oh | CIRCUIT_BREAKER |  |  |  |  | -1.84 | 3 |  | 504449 |  | [MDSYS.SDO_GEOMETRY]
60907582 | 12384868 | EXISTING | AIRBUS | 171 | HELIJET | 5599 | C | NO | SCE | THREE | UNKNOWN | 12KV | LOW 4 | UNKNOWN | MB | UNKNOWN | UNKNOWN |  |  | SYSTEM | 2013-11-05 | manthak |  | CONSOLIDATED | VINCENT | NORTH COAST | 2131539 |  | 2217412 | A | Y | N |  | -1 | I | 1969-10-01 |  | D |  | 12384878 | 12405906 |  |  |  | :00171 | 00171:00171 | main_exi_3_route_oh | CIRCUIT_BREAKER |  |  |  |  | -1.78 | 3 |  | 504449 |  | [MDSYS.SDO_GEOMETRY]
60907583 | 12404665 | EXISTING | LILAC | 10458 | ROLLING HILLS | 5252 | D | NO | SCE | THREE | UNKNOWN | 4KV | LOW 10 | UNKNOWN | MB | UNKNOWN | UNKNOWN |  |  | SYSTEM | 2015-03-30 | punukos |  | CONSOLIDATED | EL NIDO | METRO WEST | 2182690 |  | 2219336 | S | N | Y | 103 | -1 | I | 1963-12-01 |  | D |  | 12404675 | 12430451;12430452 |  | 12428797 |  | :10458 | 10458:10458 | main_exi_3_route_oh | CIRCUIT_BREAKER |  |  |  |  | -1.76 | 3 |  | 504449 |  | [MDSYS.SDO_GEOMETRY]
60907584 | 12406225 | EXISTING | AIRPORT | 180 | LANCASTER | 5514 | D | NO | SCE | THREE | UNKNOWN | 12KV | LOW 2 | UNKNOWN | MB | UNKNOWN | UNKNOWN |  |  | SYSTEM | 2013-11-05 | manthak |  | CONSOLIDATED | VINCENT | NORTH COAST | 2129333 | 2 | 2212660 | S | N | N |  | -1 | I | 1950-01-01 |  | D |  | 12406235 | 12487327;12487328 |  |  |  | :00180 | 00180:00180 | main_exi_3_route_oh | CIRCUIT_BREAKER |  |  |  |  | -1.78 | 3 |  | 504449 |  | [MDSYS.SDO_GEOMETRY]
60907585 | 12471332 | EXISTING | LILY | 10460 | DAISY | 5766 | D | NO | SCE | THREE | UNKNOWN | 4KV | LOW 2 | UNKNOWN | MB | UNKNOWN | UNKNOWN |  |  | SYSTEM | 2015-01-08 | bodduvh |  | CONSOLIDATED | LIGHTHIPE | METRO WEST | 2182691 |  | 2213148 | A | N | Y |  | -1 | I | 1949-11-01 |  | D |  | 12471342 | 12473688 |  |  |  | :10460 | 10460:10460 | main_exi_3_route_oh | CIRCUIT_BREAKER |  |  |  |  | -1.76 | 3 |  | 504449 |  | [MDSYS.SDO_GEOMETRY]
60907586 | 12473956 | EXISTING | LIME | 10480 | LOCUST | 5735 | D | NO | SCE | THREE | UNKNOWN | 4KV | LOW 8 | UNKNOWN | MB | UNKNOWN | UNKNOWN |  |  | SYSTEM | 2015-02-28 | yallasv |  | CONSOLIDATED | LIGHTHIPE | METRO WEST | 2174963 |  | 2213106 | S | N | N |  | -1 | I | 2026-11-01 |  | D |  | 12473966 | 12525217 |  |  |  | :10480 | 10480:10480 | main_exi_3_route_oh | CIRCUIT_BREAKER |  |  |  |  | -1.76 | 3 |  | 504449 |  | [MDSYS.SDO_GEOMETRY]
60907589 | 12485765 | EXISTING | MORELAND | 12175 | SANTA SUSANA | 5532 | D | NO | SCE | THREE | UNKNOWN | 16KV | LOW 9 | UNKNOWN | MB | UNKNOWN | UNKNOWN |  |  | SYSTEM | 2014-01-02 | merugusn |  | CONSOLIDATED | SAUGUS | NORTH COAST | 2177760 | 3 | 2214960 | A | N | Y | 238 | -1 | I | 1984-06-01 |  | D |  | 12485775 | 12511931;12511932 |  |  |  | :12175 | 12175:12175 | main_exi_3_route_oh | CIRCUIT_BREAKER |  |  |  |  | -1.75 | 3 |  | 504449 |  | [MDSYS.SDO_GEOMETRY]
60907590 | 12489861 | EXISTING | ALAMAR | 210 | MODOC | 5520 | D | NO | SCE | THREE | UNKNOWN | 4KV | LOW 8 | UNKNOWN | MB | UNKNOWN | UNKNOWN |  |  | SYSTEM | 2013-11-13 | kotakr |  | CONSOLIDATED | GOLETA | NORTH COAST | 2129335 |  | 2214922 | A | Y | N |  | -1 | I | 1950-01-01 |  | D |  | 12489871 | 12492263 |  |  |  | :00210 | 00210:00210 | main_exi_3_route_oh | CIRCUIT_BREAKER |  |  |  |  | -1.71 | 3 |  | 504449 |  | [MDSYS.SDO_GEOMETRY]
60907594 | 12492519 | EXISTING | ADOLFO | 291 | CAMARILLO | 5517 | D | NO | SCE | THREE | UNKNOWN | 16KV | LOW 2 | UNKNOWN | MB | UNKNOWN | UNKNOWN |  |  | SYSTEM | 2013-11-30 | merugusn |  | CONSOLIDATED | SANTA CLARA | NORTH COAST | 2129529 |  | 2219612 | A | N | Y | 231 | -1 | I | 1982-11-01 |  | D |  | 12492529 | 12518818;12518819 |  |  |  | :00291 | 00291:00291 | main_exi_3_route_oh | CIRCUIT_BREAKER |  |  |  |  | -1.74 | 3 |  | 504449 |  | [MDSYS.SDO_GEOMETRY]
60907595 | 12520221 | EXISTING | ALFALFA | 300 | REDMAN | 5530 | D | NO | SCE | THREE | UNKNOWN | 12KV | LOW 2 | UNKNOWN | MB | UNKNOWN | UNKNOWN |  |  | SYSTEM | 2013-11-06 | punukos |  | CONSOLIDATED | VINCENT | NORTH COAST | 2141018 |  | 2212700 | A | N | Y | 241 | -1 | I | 1950-01-01 |  | D |  | 12520231 | 12538440;12538441 |  |  |  | :00300 | 00300:00300 | main_exi_3_route_oh | CIRCUIT_BREAKER |  |  |  |  | -1.79 | 7 |  | 504449 |  | [MDSYS.SDO_GEOMETRY]
60907596 | 12539375 | EXISTING | MORTON | 12210 | PORTERVILLE | 5323 | D | NO | SCE | THREE | UNKNOWN | 4KV | LOW 16 | UNKNOWN | MB | UNKNOWN | UNKNOWN |  |  | SYSTEM | 2014-01-10 | ramuj |  | CONSOLIDATED | SAN JOAQUIN | SAN JOAQUIN | 2172948 |  | 2219466 | A | N | Y | 208 | -1 | I | 1950-01-01 |  | D |  | 12539382 | 12556642 |  |  |  | :12210 | 12210:12210 | main_exi_3_route_oh | CIRCUIT_BREAKER |  |  |  |  | -1.79 | 3 |  | 504449 |  | [MDSYS.SDO_GEOMETRY]
60907597 | 12544947 | EXISTING | ABLE | 23 | CUDAHY | 5714 | D | NO | SCE | THREE | UNKNOWN | 4KV | LOW 13 | UNKNOWN | MB | UNKNOWN | UNKNOWN |  |  | SYSTEM | 2017-10-20 | maxwelbw |  | CONSOLIDATED | LIGHTHIPE | METRO WEST | 2129129 | 4 | 2213060 | A | N | Y | 241 | -1 | I | 1963-10-01 |  | D |  | 12544957 | 12562550 |  |  |  | :00023 | 00023:00023 | main_exi_3_route_oh | CIRCUIT_BREAKER |  |  |  |  | -1.77 | 3 |  | 504449 |  | [MDSYS.SDO_GEOMETRY]
60907598 | 12548531 | EXISTING | ALFREDO | 304 | SAN MIGUEL | 5577 | D | NO | SCE | THREE | UNKNOWN | 16KV | LOW 2 | UNKNOWN | MB | UNKNOWN | UNKNOWN |  |  | SYSTEM | 2013-11-24 | aminencn |  | CONSOLIDATED | SANTA CLARA | NORTH COAST | 2129531 | 2 | 2212814 | A | N | Y | 217 | -1 | I | 1986-07-01 |  | D |  | 12548541 | 12577266;12577267 |  |  |  | :00304 | 00304:00304 | main_exi_3_route_oh | CIRCUIT_BREAKER |  |  |  |  | -1.73 | 3 |  | 504449 |  | [MDSYS.SDO_GEOMETRY]
60907599 | 12554374 | EXISTING | LISA | 10515 | MOBILOIL | 5229 | C | NO | SCE | THREE | UNKNOWN | 12KV | LOW 17 | UNKNOWN | MB | UNKNOWN | UNKNOWN |  |  | SYSTEM | 2015-04-23 | merugusn |  | CONSOLIDATED | EL NIDO | METRO WEST | 2164456 | 1 | 2212312 | A | N | N |  | -1 | I | 1966-09-01 |  | D |  | 12554381 | 12554577 |  |  |  | :10515 | 10515:10515 | main_exi_3_route_oh | CIRCUIT_BREAKER |  |  |  |  | -1.76 | 2 |  | 504449 |  | [MDSYS.SDO_GEOMETRY]
60907600 | 12556993 | EXISTING | MT. GIVENS | 12317 | MT. GIVENS P.T. | 7547 | A | NO | SCE | THREE | UNKNOWN | 2.4KV | LOW 1 | UNKNOWN | MB | UNKNOWN | UNKNOWN |  |  | SYSTEM | 2014-01-24 | manthak |  | CONSOLIDATED | SAN JOAQUIN | RURALS | 2186382 |  | 2125706 | A | N | N |  | -1 | I | 1981-08-01 |  | D |  | 12557000 | 12557247 |  |  |  | :12317 | 12317:12317 | main_exi_3_route_oh | CIRCUIT_BREAKER |  |  |  |  | -1.82 | 7 |  | 504449 |  | [MDSYS.SDO_GEOMETRY]
60907604 | 12557353 | EXISTING | MULE CANYON | 12325 | YERMO | 8268 | D | NO | SCE | THREE | UNKNOWN | 12KV | LOW 2 | UNKNOWN | MB | UNKNOWN | UNKNOWN |  |  | SYSTEM | 2014-02-06 | manthak |  | CONSOLIDATED | LUGO | RURALS | 2186383 |  | 2218402 | A | N | Y | 229 | -1 | I | 1950-01-01 |  | D |  | 12557360 | 12680982;12680983 |  |  |  | :12325 | 12325:12325 | main_exi_3_route_oh | CIRCUIT_BREAKER |  |  |  |  | -1.83 | 3.5 |  | 504449 |  | [MDSYS.SDO_GEOMETRY]
60907607 | 12564174 | EXISTING | ABRI | 26 | NEPTUNE | 5781 | D | NO | SCE | THREE | UNKNOWN | 12KV | LOW 2 | UNKNOWN | MB | UNKNOWN | UNKNOWN |  |  | SYSTEM | 2015-03-02 | bessar |  | CONSOLIDATED | LIGHTHIPE | METRO WEST | 2140854 |  | 2220082 | A | N | Y | 223 | -1 | I | 1972-08-01 |  | D |  | 12564184 | 12644508;12644509 |  |  |  | :00026 | 00026:00026 | main_exi_3_route_oh | CIRCUIT_BREAKER |  |  |  |  | -1.76 | 3 |  | 504449 |  | [MDSYS.SDO_GEOMETRY]
60907608 | 12578258 | EXISTING | ALVARADO | 406 | GONZALES | 5587 | D | NO | SCE | THREE | UNKNOWN | 16KV | LOW 1 | UNKNOWN | MB | UNKNOWN | UNKNOWN |  |  | SYSTEM | 2013-11-25 | simhadk |  | CONSOLIDATED | SANTA CLARA | NORTH COAST | 2129701 |  | 2212826 | A | N | Y | 225 | -1 | I | 1970-02-01 |  | D |  | 12578268 | 12637687 |  |  |  | :00406 | 00406:00406 | main_exi_3_route_oh | CIRCUIT_BREAKER |  |  |  |  | -1.73 | 3 |  | 504449 |  | [MDSYS.SDO_GEOMETRY]
60907609 | 12635737 | EXISTING | LLEWELLYN | 10560 | MADRID | 5215 | D | NO | SCE | THREE | UNKNOWN | 4KV | LOW 4 | UNKNOWN | MB | UNKNOWN | UNKNOWN |  |  | SYSTEM | 2015-04-01 | manthak |  | CONSOLIDATED | EL NIDO | METRO WEST | 2176402 |  | 2212274 | A | N | Y |  | -1 | I | 1950-01-01 |  | D |  | 12635744 | 12657668 |  |  |  | :10560 | 10560:10560 | main_exi_3_route_oh | CIRCUIT_BREAKER |  |  |  |  | -1.76 | 3 |  | 504449 |  | [MDSYS.SDO_GEOMETRY]
60907610 | 12640040 | EXISTING | ALVORD | 407 | TIEFORT | 8047 | D | NO | SCE | THREE | UNKNOWN | 33KV | LOW 2 | UNKNOWN | MB | UNKNOWN | UNKNOWN |  |  | SYSTEM | 2017-01-06 | lantzmk |  | CONSOLIDATED | LUGO | RURALS | 2141389 |  | 2215834 | A | Y | N |  | -1 | I | 1966-05-01 |  | D |  | 12640044 | 12640681;12640682 |  |  |  | :00407 | 00407:00407 | main_exi_3_route_oh | CIRCUIT_BREAKER |  |  |  |  | -1.83 | 10 |  | 504449 |  | [MDSYS.SDO_GEOMETRY]
60907611 | 12658062 | EXISTING | LOBBY | 10577 | CORNUTA | 5723 | D | NO | SCE | THREE | UNKNOWN | 12KV | LOW 7 | UNKNOWN | MB | UNKNOWN | UNKNOWN |  |  | SYSTEM | 2015-03-03 | manthak |  | CONSOLIDATED | LIGHTHIPE | METRO WEST | 2176405 |  | 2215298 | A | N | Y | 229 | -1 | I | 1969-01-01 |  | D |  | 12658072 | 12793473;12793474 |  |  |  | :10577 | 10577:10577 | main_exi_3_route_oh | CIRCUIT_BREAKER |  |  |  |  | -1.77 | 3 |  | 504449 |  | [MDSYS.SDO_GEOMETRY]
60907612 | 12676495 | EXISTING | AMANDA | 412 | GONZALES | 5587 | D | NO | SCE | THREE | UNKNOWN | 16KV | LOW 2 | UNKNOWN | MB | UNKNOWN | UNKNOWN |  |  | SYSTEM | 2013-11-25 | punukos |  | CONSOLIDATED | SANTA CLARA | NORTH COAST | 2131721 |  | 2212826 | A | N | N |  | -1 | I | 1966-12-01 |  | D |  | 12676505 | 12711992;12711993 |  |  |  | :00412 | 00412:00412 | main_exi_3_route_oh | CIRCUIT_BREAKER |  |  |  |  | -1.73 | 3 |  | 504449 |  | [MDSYS.SDO_GEOMETRY]
60907618 | 12682256 | EXISTING | MUGU | 12340 | COLONIA | 5505 | D | NO | SCE | THREE | UNKNOWN | 16KV | LOW 1 | UNKNOWN | MB | UNKNOWN | UNKNOWN |  |  | SYSTEM | 2013-12-13 | bodduvh |  | CONSOLIDATED | SANTA CLARA | NORTH COAST | 2181729 |  | 2219578 | S | Y | N |  | -1 | I | 1950-01-01 |  | D |  | 12682263 | 12697430;127408043 |  |  |  | :12340 | 12340:12340 | main_exi_3_route_oh | CIRCUIT_BREAKER |  |  |  |  | -1.73 | 2.5 |  | 504449 |  | [MDSYS.SDO_GEOMETRY]
60907619 | 12693972 | EXISTING | ADA | 60 | BULLIS | 5756 | D | NO | SCE | THREE | UNKNOWN | 4KV | LOW 11 | UNKNOWN | MB | UNKNOWN | UNKNOWN |  |  | SYSTEM | 2017-12-07 | maxwelbw |  | CONSOLIDATED | LIGHTHIPE | METRO WEST | 2134375 | 4 | 2215368 | A | N | Y | 239 | -1 | I | 1950-01-01 |  | D |  | 12693982 | 12729443 |  |  |  | :00060 | 00060:00060 | main_exi_3_route_oh | CIRCUIT_BREAKER |  |  |  |  | -1.77 | 3 |  | 504449 |  | [MDSYS.SDO_GEOMETRY]
60907620 | 12704015 | EXISTING | MULHOLLAND | 12350 | CRATER | 5239 | D | NO | SCE | THREE | UNKNOWN | 16KV | LOW 4 | UNKNOWN | MB | UNKNOWN | UNKNOWN |  |  | SYSTEM | 2014-01-03 | merugusn |  | CONSOLIDATED | MOORPARK | NORTH COAST | 2173091 |  | 2214634 | A | Y | N |  | -1 | I | 1950-01-01 |  | D |  | 12704025 | 12773685;12773686 |  |  |  | :12350 | 12350:12350 | main_exi_3_route_oh | CIRCUIT_BREAKER |  |  |  |  | -1.75 | 3.5 |  | 504449 |  | [MDSYS.SDO_GEOMETRY]
60907621 | 12713464 | EXISTING | ANACAPA | 480 | SANTA BARBARA | 5531 | D | NO | SCE | THREE | UNKNOWN | 4KV | LOW 14 | UNKNOWN | MB | UNKNOWN | UNKNOWN |  |  | SYSTEM | 2013-10-30 | bessar |  | CONSOLIDATED | GOLETA | NORTH COAST | 2141965 |  | 2214956 | S | Y | N |  | -1 | I | 1950-01-01 |  | D |  | 12713474 | 12723336 |  |  |  | :00480 | 00480:00480 | main_exi_3_route_oh | CIRCUIT_BREAKER |  |  |  |  | -1.72 | 3 |  | 504449 |  | [MDSYS.SDO_GEOMETRY]
60907622 | 12723568 | EXISTING | ANACONDA | 484 | NORTH OAKS | 5542 | D | NO | SCE | THREE | UNKNOWN | 16KV | LOW 7 | UNKNOWN | MB | UNKNOWN | UNKNOWN |  |  | SYSTEM | 2013-11-25 | mannepl |  | CONSOLIDATED | SAUGUS | NORTH COAST | 2129705 |  | 2214980 | A | N | N |  | -1 | I | 1992-07-29 |  | D |  | 12723578 | 12806250;12806251 |  |  |  | :00484 | 00484:00484 | main_exi_3_route_oh | CIRCUIT_BREAKER |  |  |  |  | -1.76 | 3 |  | 504449 |  | [MDSYS.SDO_GEOMETRY]
60907629 | 12754696 | EXISTING | ADAK | 70 | YUKON | 5241 | D | NO | SCE | THREE | UNKNOWN | 16KV | LOW 4 | UNKNOWN | MB | UNKNOWN | UNKNOWN |  |  | SYSTEM | 2017-10-12 | maxwelbw |  |  | EL NIDO | METRO WEST | 2134376 | 3 | 2212348 | A | N | Y | 220 | -1 | I | 1950-01-01 |  | D |  | 12754706 | 12781452 |  |  |  | :00070 | 00070:00070 | main_exi_3_route_oh | CIRCUIT_BREAKER |  |  |  |  | -1.76 | 3 |  | 504449 |  | [MDSYS.SDO_GEOMETRY]
60907630 | 12766331 | EXISTING | TIN MINE | 17903 | EL SOBRANTE | 8159 | D | NO | SCE | THREE | UNKNOWN | 12KV | LOW 3 | UNKNOWN | MB | UNKNOWN | UNKNOWN |  |  | SYSTEM | 2017-11-30 | murilljl |  | 360 120 | MIRA LOMA | METRO EAST | 2188365 |  | 2220642 | A | N | Y | 208 | -1 | I | 1968-07-01 |  | D |  | 12766338 | 12769288;200940263 |  | 12768277 |  | :17903 | 17903:17903 | main_exi_3_route_oh | CIRCUIT_BREAKER |  |  |  |  | -1.8 | 3.5 |  | 504449 |  | [MDSYS.SDO_GEOMETRY]
60907631 | 12770078 | EXISTING | TITUS | 17912 | PEYTON | 5614 | D | NO | SCE | THREE | UNKNOWN | 12KV | LOW 11 | UNKNOWN | MB | UNKNOWN | UNKNOWN |  |  | SYSTEM | 2014-06-23 | aminencn |  | CONSOLIDATED | MIRA LOMA | METRO EAST | 2187117 | 2 | 2215106 | A | N | N |  | -1 | I | 1999-06-01 |  | D |  | 12770085 | 59364385 |  |  |  | :17912 | 17912:17912 | main_exi_3_route_oh | CIRCUIT_BREAKER |  |  |  |  | -1.79 | 2 |  | 504449 |  | [MDSYS.SDO_GEOMETRY]
60907632 | 12788671 | EXISTING | MUROC | 12370 | REDMAN | 5530 | D | NO | SCE | THREE | UNKNOWN | 12KV | LOW 4 | UNKNOWN | MB | UNKNOWN | UNKNOWN |  |  | SYSTEM | 2013-11-16 | kollir |  | CONSOLIDATED | VINCENT | NORTH COAST | 2186384 |  | 2212700 | A | N | N |  | -1 | I | 1950-01-01 |  | D |  | 12788681 | 12815321;12815322 |  |  |  | :12370 | 12370:12370 | main_exi_3_route_oh | CIRCUIT_BREAKER |  |  |  |  | -1.79 | 6 |  | 504449 |  | [MDSYS.SDO_GEOMETRY]
60907633 | 12797659 | EXISTING | ADAIR | 90 | SUNNYSIDE | 5785 | D | NO | SCE | THREE | UNKNOWN | 4KV | LOW 16 | UNKNOWN | MB | UNKNOWN | UNKNOWN |  |  | SYSTEM | 2017-10-18 | maxwelbw |  | CONSOLIDATED | LIGHTHIPE | METRO WEST | 2129135 | 3 | 2215432 | S | N | Y | 134 | -1 | I | 1949-06-01 |  | D |  | 12797669 | 12823880 |  |  |  | :00090 | 00090:00090 | main_exi_3_route_oh | CIRCUIT_BREAKER |  |  |  |  | -1.77 | 3 |  | 504449 |  | [MDSYS.SDO_GEOMETRY]
60907634 | 12807710 | EXISTING | ANAKIN | 494 | SHUTTLE | 5522 | D | NO | SCE | THREE | UNKNOWN | 12KV | LOW 7 | UNKNOWN | MB | UNKNOWN | UNKNOWN |  |  | SYSTEM | 2013-11-06 | simhadk |  | CONSOLIDATED | VINCENT | NORTH COAST | 2134743 |  | 2212678 | A | N | N |  | -1 | I | 2003-05-27 |  | D |  | 12807720 | 12863577;12863578 |  |  |  | :00494 | 00494:00494 | main_exi_3_route_oh | CIRCUIT_BREAKER |  |  |  |  | -1.78 | 5 |  | 504449 |  | [MDSYS.SDO_GEOMETRY]
60907640 | 12817585 | EXISTING | MUSEUM | 12400 | PIUTE | 5545 | D | NO | SCE | THREE | UNKNOWN | 12KV | LOW 3 | UNKNOWN | MB | UNKNOWN | UNKNOWN |  |  | SYSTEM | 2013-11-11 | bessar |  | CONSOLIDATED | VINCENT | NORTH COAST | 2177864 |  | 2219670 | A | N | Y | 239 | -1 | I | 1950-01-01 |  | D |  | 12834802 | 12856595;12856596 |  |  |  | :12400 | 12400:12400 | main_exi_3_route_oh | CIRCUIT_BREAKER |  |  |  |  | -1.79 | 3.5 |  | 504449 |  | [MDSYS.SDO_GEOMETRY]
60907641 | 12827527 | EXISTING | LOCAL | 10600 | BEVERLY | 5201 | D | NO | SCE | THREE | UNKNOWN | 16KV | LOW 14 | UNKNOWN | MB | UNKNOWN | UNKNOWN |  |  | SYSTEM | 2015-04-27 | bodduvh |  | CONSOLIDATED | EL NIDO | METRO WEST | 2176408 | 7 | 2216848 | S | N | Y | 133 | -1 | I | 1950-01-01 |  | D |  | 12827537 | 12866056;12866057 |  |  |  | :10600 | 10600:10600 | main_exi_3_route_oh | CIRCUIT_BREAKER |  |  |  |  | -1.76 | 2.5 |  | 504449 |  | [MDSYS.SDO_GEOMETRY]
60907642 | 12844324 | EXISTING | ADDIS | 91 | VICTORIA | 5232 | D | NO | SCE | THREE | UNKNOWN | 16KV | LOW 8 | UNKNOWN | MB | UNKNOWN | UNKNOWN |  |  | SYSTEM | 2015-03-05 | punukos |  | CONSOLIDATED | EL NIDO | METRO WEST | 2141009 | 3 | 2214608 | S | Y | N |  | -1 | I | 1966-11-01 |  | D |  | 12844334 | 12934255;12934256 |  |  |  | :00091 | 00091:00091 | main_exi_3_route_oh | CIRCUIT_BREAKER |  |  |  |  | -1.76 | 3 |  | 504449 |  | [MDSYS.SDO_GEOMETRY]
60907643 | 12859933 | EXISTING | MUSICK | 12410 | BIG CREEK 2 | 5302 | H | NO | SCE | THREE | UNKNOWN | 7KV | LOW 3 | UNKNOWN | MB | UNKNOWN | UNKNOWN |  |  | SYSTEM | 2014-01-24 | bodduvh |  | CONSOLIDATED | SAN JOAQUIN | RURALS | 2177865 |  | 2273947 | M | Y | N |  | -1 | I | 1950-01-01 |  | D |  | 12859940 | 12860025 |  |  |  | :12410 | 12410:12410 | main_exi_3_route_oh | CIRCUIT_BREAKER |  |  |  |  | -1.82 | 2.5 |  | 504449 |  | [MDSYS.SDO_GEOMETRY]
60907644 | 12860089 | EXISTING | MUSSEL | 12420 | HANFORD | 5310 | D | NO | SCE | THREE | UNKNOWN | 12KV | LOW 4 | UNKNOWN | MB | UNKNOWN | UNKNOWN |  |  | SYSTEM | 2014-01-15 | ramuj |  | CONSOLIDATED | SAN JOAQUIN | SAN JOAQUIN | 2177866 |  | 2219430 | A | Y | N |  | -1 | I | 1950-01-01 |  | D |  | 12860099 | 12968309;12968310 |  |  |  | :12420 | 12420:12420 | main_exi_3_route_oh | CIRCUIT_BREAKER |  |  |  |  | -1.79 | 3 |  | 504449 |  | [MDSYS.SDO_GEOMETRY]
60907645 | 12874140 | EXISTING | ANAPAMU | 500 | MODOC | 5520 | D | NO | SCE | THREE | UNKNOWN | 4KV | LOW 1 | UNKNOWN | MB | UNKNOWN | UNKNOWN |  |  | SYSTEM | 2013-11-01 | simhadk |  | CONSOLIDATED | GOLETA | NORTH COAST | 2141966 |  | 2214922 | A | Y | N |  | -1 | I | 1950-01-01 |  | D |  | 12874150 | 12877062 |  |  |  | :00500 | 00500:00500 | main_exi_3_route_oh | CIRCUIT_BREAKER |  |  |  |  | -1.71 | 3 |  | 504449 |  | [MDSYS.SDO_GEOMETRY]
60907646 | 12877363 | EXISTING | ANGUS | 560 | FILLMORE | 5510 | D | NO | SCE | THREE | UNKNOWN | 16KV | LOW 2 | UNKNOWN | MB | UNKNOWN | UNKNOWN |  |  | SYSTEM | 2013-11-27 | mannepl |  | CONSOLIDATED | SAUGUS | NORTH COAST | 2129871 |  | 2219592 | S | N | Y | 129 | -1 | I | 2021-07-01 |  | D |  | 12877373 | 12955954;12955955 |  |  |  | :00560 | 00560:00560 | main_exi_3_route_oh | CIRCUIT_BREAKER |  |  |  |  | -1.75 | 3 |  | 504449 |  | [MDSYS.SDO_GEOMETRY]
60907647 | 12897425 | EXISTING | LOCK | 10620 | LENNOX | 5213 | D | NO | SCE | THREE | UNKNOWN | 4KV | LOW 9 | UNKNOWN | MB | UNKNOWN | UNKNOWN |  |  | SYSTEM | 2015-04-08 | merugusn |  | CONSOLIDATED | EL NIDO | METRO WEST | 2170033 | 5 | 2216884 | A | N | Y | 208 | -1 | I | 1950-01-01 |  | D |  | 12897435 | 12911090;12911091 |  |  |  | :10620 | 10620:10620 | main_exi_3_route_oh | CIRCUIT_BREAKER |  |  |  |  | -1.76 | 3 |  | 504449 |  | [MDSYS.SDO_GEOMETRY]
60907648 | 12936618 | EXISTING | ADMIRAL | 94 | PICO | 5722 | D | NO | SCE | THREE | UNKNOWN | 12KV | LOW 14 | UNKNOWN | MB | UNKNOWN | UNKNOWN |  |  | SYSTEM | 2017-10-09 | maxwelbw |  | CONSOLIDATED | LIGHTHIPE | METRO WEST | 2134377 | 1 | 2219974 | S | N | N |  | -1 | I | 1985-02-01 |  | D |  | 12936628 | 13014085 |  |  |  | :00094 | 00094:00094 | main_exi_3_route_oh | CIRCUIT_BREAKER |  |  |  |  | -1.76 | 3 |  | 504449 |  | [MDSYS.SDO_GEOMETRY]
60907649 | 12939655 | EXISTING | LOFTUS | 10640 | CARMENITA | 5814 | D | NO | SCE | THREE | UNKNOWN | 12KV | LOW 5 | UNKNOWN | MB | UNKNOWN | UNKNOWN |  |  | SYSTEM | 2018-01-09 | maxwelbw |  | CONSOLIDATED | LIGHTHIPE | METRO WEST | 2170452 | 2 | 2217816 | S | N | Y | 107 | -1 | I | 1950-01-01 |  | D |  | 12939662 | 13002781 |  |  |  | :10640 | 10640:10640 | main_exi_3_route_oh | CIRCUIT_BREAKER |  |  |  |  | -1.77 | 3 |  | 504449 |  | [MDSYS.SDO_GEOMETRY]
60907655 | 12964477 | EXISTING | APPLETON | 649 | ROYAL | 5580 | D | NO | SCE | THREE | UNKNOWN | 16KV | LOW 3 | UNKNOWN | MB | UNKNOWN | UNKNOWN |  |  | SYSTEM | 2014-04-05 | yallasv |  | CONSOLIDATED | MOORPARK | NORTH COAST | 2142330 | 1 | 2212820 | A | N | Y | 240 | -1 | I | 1972-05-01 |  | D |  | 12964487 | 12997588;12997589 |  |  |  | :00649 | 00649:00649 | main_exi_3_route_oh | CIRCUIT_BREAKER |  |  |  |  | -1.75 | 3 |  | 504449 |  | [MDSYS.SDO_GEOMETRY]
60907656 | 12970519 | EXISTING | MUSTANG | 12425 | ISABELLA | 5347 | D | NO | SCE | THREE | UNKNOWN | 12KV | LOW 3 | UNKNOWN | MB | UNKNOWN | UNKNOWN |  |  | SYSTEM | 2014-02-18 | kollir |  | CONSOLIDATED | SAN JOAQUIN | RURALS | 2181733 |  | 2217138 | A | N | N |  | -1 | I | 1966-06-01 |  | D |  | 12970529 | 13084735;147951272 |  |  |  | :12425 | 12425:12425 | main_exi_3_route_oh | CIRCUIT_BREAKER |  |  |  |  | -1.79 | 5 |  | 504449 |  | [MDSYS.SDO_GEOMETRY]
60907657 | 13004066 | EXISTING | TICKET | 10653 | STADIUM | 5796 | D | NO | SCE | THREE | UNKNOWN | 12KV | LOW 1 | UNKNOWN | MB | UNKNOWN | UNKNOWN |  |  | SYSTEM | 2017-10-11 | maxwelbw |  | CONSOLIDATED | LIGHTHIPE | METRO WEST | 2176589 | 4 | 2213204 | S | Y | N |  | -1 | I | 1969-03-01 |  | D |  | 13004076 | 13123321 |  |  |  | :10653 | 10653:10653 | main_exi_3_route_oh | CIRCUIT_BREAKER |  |  |  |  | -1.77 | 3 |  | 504449 |  | [MDSYS.SDO_GEOMETRY]
60907658 | 13015967 | EXISTING | ARLENE | 705 | SOLEMINT | 5560 | D | NO | SCE | THREE | UNKNOWN | 16KV | LOW 3 | UNKNOWN | MB | UNKNOWN | UNKNOWN |  |  | SYSTEM | 2013-11-26 | mannepl |  |  | SAUGUS | NORTH COAST | 2142335 |  | 2219702 | A | N | Y | 205 | -1 | I | 1964-06-01 |  | D |  | 13015977 | 13042541;13042542 |  |  |  | :00705 | 00705:00705 | main_exi_3_route_oh | CIRCUIT_BREAKER |  |  |  |  | -1.77 | 3 |  | 504449 |  | [MDSYS.SDO_GEOMETRY]
60907659 | 13044595 | EXISTING | ARMOUR | 750 | MONTECITO | 5524 | D | NO | SCE | THREE | UNKNOWN | 4KV | LOW 2 | UNKNOWN | MB | UNKNOWN | UNKNOWN |  |  | SYSTEM | 2013-10-30 | bodduvh |  | CONSOLIDATED | GOLETA | NORTH COAST | 2135467 |  | 2212684 | A | Y | N |  | -1 | I | 1950-01-01 |  | D |  | 13044605 | 13079803;13079804 |  |  |  | :00750 | 00750:00750 | main_exi_3_route_oh | CIRCUIT_BREAKER |  |  |  |  | -1.72 | 3 |  | 504449 |  | [MDSYS.SDO_GEOMETRY]
60907660 | 13055315 | EXISTING | ADRIATIC | 110 | LARDER | 5745 | D | NO | SCE | THREE | UNKNOWN | 4KV | LOW 1 | UNKNOWN | MB | UNKNOWN | UNKNOWN |  |  | SYSTEM | 2014-11-24 | simhadk |  | CONSOLIDATED | LIGHTHIPE | METRO WEST | 2134559 |  | 2213118 | A | N | N |  | -1 | I | 1946-04-01 |  | D |  | 13055325 | 13092278;13092279 |  |  |  | :00110 | 00110:00110 | main_exi_3_route_oh | CIRCUIT_BREAKER |  |  |  |  | -1.76 | 3 |  | 504449 |  | [MDSYS.SDO_GEOMETRY]
60907661 | 13081032 | EXISTING | ARNEILL | 760 | COLONIA | 5505 | D | NO | SCE | THREE | UNKNOWN | 16KV | LOW 2 | UNKNOWN | MB | UNKNOWN | UNKNOWN |  |  | SYSTEM | 2013-11-25 | kallurr |  | CONSOLIDATED | SANTA CLARA | NORTH COAST | 2135468 |  | 2219578 | S | Y | N |  | -1 | I | 1950-01-01 |  | D |  | 13081042 | 13114273;13114274 |  |  |  | :00760 | 00760:00760 | main_exi_3_route_oh | CIRCUIT_BREAKER |  |  |  |  | -1.73 | 3 |  | 504449 |  | [MDSYS.SDO_GEOMETRY]
60907662 | 13086764 | EXISTING | NASA | 12507 | SHUTTLE | 5522 | D | NO | SCE | THREE | UNKNOWN | 12KV | LOW 2 | UNKNOWN | MB | UNKNOWN | UNKNOWN |  |  | SYSTEM | 2013-12-24 | manthak |  | CONSOLIDATED | VINCENT | NORTH COAST | 2173097 |  | 2212678 | A | N | N |  | -1 | I | 1989-04-01 |  | D |  | 13086774 | 13183969;13183970 |  |  |  | :12507 | 12507:12507 | main_exi_3_route_oh | CIRCUIT_BREAKER |  |  |  |  | -1.78 | 4 |  | 504449 |  | [MDSYS.SDO_GEOMETRY]
60907669 | 13115122 | EXISTING | ASSEMBLY | 810 | OASIS | 5548 | D | NO | SCE | THREE | UNKNOWN | 12KV | LOW 5 | UNKNOWN | MB | UNKNOWN | UNKNOWN |  |  | SYSTEM | 2013-11-07 | bodduvh |  | CONSOLIDATED | VINCENT | NORTH COAST | 2130212 |  | 2214990 | A | N | Y | 221 | -1 | I | 1950-01-01 |  | D |  | 13115132 | 13172715;13172716 |  |  |  | :00810 | 00810:00810 | main_exi_3_route_oh | CIRCUIT_BREAKER |  |  |  |  | -1.78 | 3.5 |  | 504449 |  | [MDSYS.SDO_GEOMETRY]
60907670 | 13125965 | EXISTING | LOMBARD | 10668 | MOVIE | 5798 | D | NO | SCE | THREE | UNKNOWN | 16KV | LOW 1 | UNKNOWN | MB | UNKNOWN | UNKNOWN |  |  | SYSTEM | 2015-04-21 | bessar |  | CONSOLIDATED | EL NIDO | METRO WEST | 2176591 |  | 2215464 | S | Y | N |  | -1 | I | 1987-06-19 |  | D |  | 13125975 | 13182396 |  |  |  | :10668 | 10668:10668 | main_exi_3_route_oh | CIRCUIT_BREAKER |  |  |  |  | -1.76 | 3 |  | 504449 |  | [MDSYS.SDO_GEOMETRY]
60907671 | 13129595 | EXISTING | AFTON | 112 | CHERRY | 5797 | D | NO | SCE | THREE | UNKNOWN | 12KV | LOW 5 | UNKNOWN | MB | UNKNOWN | UNKNOWN |  |  | SYSTEM | 2014-11-24 | rajendrs |  | CONSOLIDATED | LIGHTHIPE | METRO WEST | 2131376 |  | 2217778 | A | Y | N |  | -1 | I | 1987-08-01 |  | D |  | 13129605 | 13165427 |  |  |  | :00112 | 00112:00112 | main_exi_3_route_oh | CIRCUIT_BREAKER |  |  |  |  | -1.76 | 3 |  | 504449 |  | [MDSYS.SDO_GEOMETRY]
60907672 | 13165704 | EXISTING | AGNES | 140 | BULLIS | 5756 | D | NO | SCE | THREE | UNKNOWN | 4KV | LOW 12 | UNKNOWN | MB | UNKNOWN | UNKNOWN |  |  | SYSTEM | 2015-02-03 | bodduvh |  | CONSOLIDATED | LIGHTHIPE | METRO WEST | 2141010 | 3 | 2215368 | A | N | Y | 239 | -1 | I | 1950-01-01 |  | D |  | 13165714 | 13169191 |  |  |  | :00140 | 00140:00140 | main_exi_3_route_oh | CIRCUIT_BREAKER |  |  |  |  | 96.68 | 3 |  | 504449 |  | [MDSYS.SDO_GEOMETRY]
60907673 | 13169495 | EXISTING | AGRA | 160 | LAGUNA BELL | 5074 | D | NO | SCE | THREE | UNKNOWN | 16KV | LOW 21 | UNKNOWN | MB | UNKNOWN | UNKNOWN |  |  | SYSTEM | 2018-01-03 | maxwelbw |  | CONSOLIDATED | LIGHTHIPE | METRO WEST | 2141012 | 5 | 2216554 | M | N | N |  | -1 | I | 1950-01-01 |  | D |  | 13169505 | 13334502 |  |  |  | :00160 | 00160:00160 | main_exi_3_route_oh | CIRCUIT_BREAKER |  |  |  |  | -1.77 | 3 |  | 504449 |  | [MDSYS.SDO_GEOMETRY]
60907674 | 13186077 | EXISTING | NASSAU | 12523 | VICTOR | 8049 | D | NO | SCE | THREE | UNKNOWN | 12KV | LOW 18 | UNKNOWN | MB | UNKNOWN | UNKNOWN |  |  | SYSTEM | 2014-03-21 | bodduvh |  | CONSOLIDATED | LUGO | DESERT | 2173279 |  | 2220516 | S | N | Y | 122 | -1 | I | 1973-02-01 |  | D |  | 13186087 | 13344114;13344115 |  |  |  | :12523 | 12523:12523 | main_exi_3_route_oh | CIRCUIT_BREAKER |  |  |  |  | -1.81 | 2 |  | 504449 |  | [MDSYS.SDO_GEOMETRY]
60907675 | 13221306 | EXISTING | ASTOR | 814 | VICTOR | 8049 | D | NO | SCE | THREE | UNKNOWN | 12KV | LOW 20 | UNKNOWN | MB | UNKNOWN | UNKNOWN |  |  | SYSTEM | 2014-05-15 | bessar |  | CONSOLIDATED | LUGO | DESERT | 2142520 |  | 2220516 | S | N | Y | 122 | -1 | I | 1950-01-01 |  | D |  | 13221313 | 13310420;13310421 |  |  |  | :00814 | 00814:00814 | main_exi_3_route_oh | CIRCUIT_BREAKER |  |  |  |  | -1.81 | 2 |  | 504449 |  | [MDSYS.SDO_GEOMETRY]
60907681 | 13252977 | EXISTING | LOMITA | 10680 | ROLLING HILLS | 5252 | D | NO | SCE | THREE | UNKNOWN | 16KV | LOW 3 | UNKNOWN | MB | UNKNOWN | UNKNOWN |  |  | SYSTEM | 2015-05-08 | attadas |  |  | EL NIDO | METRO WEST | 2182698 |  | 2216994 | S | Y | N |  | -1 | I | 1950-01-01 |  | D |  | 13252987 | 13324385 |  |  |  | :10680 | 10680:10680 | main_exi_3_route_oh | CIRCUIT_BREAKER |  |  |  |  | -1.76 | 3 |  | 504449 |  | [MDSYS.SDO_GEOMETRY]
60907682 | 13317788 | EXISTING | ATMORE | 840 | WAKEFIELD | 5579 | D | NO | SCE | THREE | UNKNOWN | 16KV | LOW 5 | UNKNOWN | MB | UNKNOWN | UNKNOWN |  |  | SYSTEM | 2013-11-26 | ramuj |  | CONSOLIDATED | SANTA CLARA | NORTH COAST | 2135849 |  | 2219736 | A | N | N |  | -1 | I | 1965-06-01 |  | D |  | 13317798 | 13366256 |  |  |  | :00840 | 00840:00840 | main_exi_3_route_oh | CIRCUIT_BREAKER |  |  |  |  | -1.74 | 2 |  | 504449 |  | [MDSYS.SDO_GEOMETRY]
60907683 | 13326205 | EXISTING | LONGHORN | 10689 | BOVINE | 5788 | D | NO | SCE | THREE | UNKNOWN | 12KV | LOW 4 | UNKNOWN | MB | UNKNOWN | UNKNOWN |  |  | SYSTEM | 2015-03-05 | bessar |  |  | LIGHTHIPE | METRO WEST | 2170458 |  | 2213188 | A | N | Y | 249 | -1 | I | 1968-07-01 |  | D |  | 13326215 | 13442378;13442379 |  |  |  | :10689 | 10689:10689 | main_exi_3_route_oh | CIRCUIT_BREAKER |  |  |  |  | -1.77 | 2 |  | 504449 |  | [MDSYS.SDO_GEOMETRY]
60907686 | 13336324 | EXISTING | AHOY | 168 | PICO | 5722 | D | NO | SCE | THREE | UNKNOWN | 12KV | LOW 18 | UNKNOWN | MB | UNKNOWN | UNKNOWN |  |  | SYSTEM | 2015-01-28 | bondigc |  | CONSOLIDATED | LIGHTHIPE | METRO WEST | 2131378 | 2 | 2219974 | S | Y | N |  | -1 | I | 1970-10-01 |  | D |  | 13336334 | 13362111 |  |  |  | :00168 | 00168:00168 | main_exi_3_route_oh | CIRCUIT_BREAKER |  |  |  |  | -1.76 | 3 |  | 504449 |  | [MDSYS.SDO_GEOMETRY]
60907690 | 13355602 | EXISTING | NAUMANN | 12540 | LEVY | 5552 | D | NO | SCE | THREE | UNKNOWN | 16KV | LOW 4 | UNKNOWN | MB | UNKNOWN | UNKNOWN |  |  | SYSTEM | 2013-12-13 | kallurr |  | CONSOLIDATED | SANTA CLARA | NORTH COAST | 2173280 |  | 2217318 | A | Y | N |  | -1 | I | 1950-01-01 |  | D |  | 13355612 | 13485454;13485455 |  |  |  | :12540 | 12540:12540 | main_exi_3_route_oh | CIRCUIT_BREAKER |  |  |  |  | -1.73 | 3 |  | 504449 |  | [MDSYS.SDO_GEOMETRY]
60907691 | 13381022 | EXISTING | AURORA | 870 | TULARE | 5328 | D | NO | SCE | THREE | UNKNOWN | 12KV | LOW 9 | UNKNOWN | MB | UNKNOWN | UNKNOWN |  |  | SYSTEM | 2014-01-27 | bodduvh |  | CONSOLIDATED | SAN JOAQUIN | SAN JOAQUIN | 2130218 |  | 2212542 | A | Y | N |  | -1 | I | 1950-01-01 |  | D |  | 13381032 | 13458224;13458225 |  |  |  | :00870 | 00870:00870 | main_exi_3_route_oh | CIRCUIT_BREAKER |  |  |  |  | -1.79 | 2 |  | 504449 |  | [MDSYS.SDO_GEOMETRY]
60907692 | 13406673 | EXISTING | AIR | 169 | MOBILOIL | 5229 | C | NO | SCE | THREE | UNKNOWN | 12KV | LOW 34 | UNKNOWN | MB | UNKNOWN | UNKNOWN |  |  | SYSTEM | 2015-04-17 | amathis |  | CONSOLIDATED | EL NIDO | METRO WEST | 2134562 | 1 | 2212312 | A | Y | N |  | -1 | I | 1966-05-01 |  | D |  | 13406680 | 13406762 |  |  |  | :00169 | 00169:00169 | main_exi_3_route_oh | CIRCUIT_BREAKER |  |  |  |  | -1.76 | 2 |  | 504449 |  | [MDSYS.SDO_GEOMETRY]
60907693 | 13407132 | EXISTING | AIRCRAFT | 170 | MARINE | 5217 | D | NO | SCE | THREE | UNKNOWN | 16KV | LOW 7 | UNKNOWN | MB | UNKNOWN | UNKNOWN |  |  | SYSTEM | 2015-04-08 | kallurr |  | CONSOLIDATED | EL NIDO | METRO WEST | 2134563 |  | 2219240 | S | N | Y | 137 | -1 | I | 1965-03-01 |  | D |  | 13407139 | 13407740 |  |  |  | :00170 | 00170:00170 | main_exi_3_route_oh | CIRCUIT_BREAKER |  |  |  |  | -1.76 | 3 |  | 504449 |  | [MDSYS.SDO_GEOMETRY]
60907694 | 13436038 | EXISTING | ALAMEDA | 220 | IMPERIAL | 5772 | D | NO | SCE | THREE | UNKNOWN | 12KV | LOW 4 | UNKNOWN | MB | UNKNOWN | UNKNOWN |  |  | SYSTEM | 2015-01-16 | krumwimg |  |  | LIGHTHIPE | METRO WEST | 2141016 |  | 2217728 | S | Y | N |  | -1 | I | 1950-01-01 |  | D |  | 13436048 | 13482283 |  |  |  | :00220 | 00220:00220 | main_exi_3_route_oh | CIRCUIT_BREAKER |  |  |  |  | -1.77 | 3 |  | 504449 |  | [MDSYS.SDO_GEOMETRY]
60907695 | 13456553 | EXISTING | LOOP | 10700 | STATE STREET | 5755 | D | NO | SCE | THREE | UNKNOWN | 12KV | LOW 5 | UNKNOWN | MB | UNKNOWN | UNKNOWN |  |  | SYSTEM | 2015-03-18 | bondigc |  | CONSOLIDATED | LIGHTHIPE | METRO WEST | 2170649 |  | 2220040 | M | Y | N |  | -1 | I | 1950-01-01 |  | D |  | 13456563 | 13531765;13531766 |  |  |  | :10700 | 10700:10700 | main_exi_3_route_oh | CIRCUIT_BREAKER |  |  |  |  | -1.76 | 3 |  | 504449 |  | [MDSYS.SDO_GEOMETRY]
60907699 | 13460677 | EXISTING | AUTUMN | 879 | SKILAND | 2611 | D | NO | SCE | THREE | UNKNOWN | 12KV | LOW 1 | UNKNOWN | MB | UNKNOWN | UNKNOWN |  |  | SYSTEM | 2014-03-08 | aminencn |  | CONSOLIDATED | LUGO | RURALS | 2130400 |  | 2273798 | A | N | Y | 239 | -1 | I | 1972-11-01 |  | D |  | 13460687 | 13508438 |  |  |  | :00879 | 00879:00879 | main_exi_3_route_oh | CIRCUIT_BREAKER |  |  |  |  | -1.83 | 3 |  | 504449 |  | [MDSYS.SDO_GEOMETRY]
60907702 | 13500779 | EXISTING | NEARGATE | 12564 | NEWHALL | 5576 | D | NO | SCE | THREE | UNKNOWN | 16KV | LOW 5 | UNKNOWN | MB | UNKNOWN | UNKNOWN |  |  | SYSTEM | 2013-12-14 | aminencn |  | CONSOLIDATED | SAUGUS | NORTH COAST | 2173857 | 4 | 2217376 | A | N | Y | 223 | -1 | I | 1971-03-01 |  | D |  | 13500789 | 13586963;13586964 |  |  |  | :12564 | 12564:12564 | main_exi_3_route_oh | CIRCUIT_BREAKER |  |  |  |  | -1.76 | 3 |  | 504449 |  | [MDSYS.SDO_GEOMETRY]
60907703 | 13514451 | EXISTING | ALAMO | 230 | SEABRIGHT | 5790 | D | NO | SCE | THREE | UNKNOWN | 12KV | LOW 8 | UNKNOWN | MB | UNKNOWN | UNKNOWN |  |  | SYSTEM | 2015-02-23 | bessar |  | CONSOLIDATED | LIGHTHIPE | METRO WEST | 2129336 |  | 2217772 | S | Y | N |  | -1 | I | 1951-05-01 |  | D |  | 13514461 | 13539999 |  |  |  | :00230 | 00230:00230 | main_exi_3_route_oh | CIRCUIT_BREAKER |  |  |  |  | -1.76 | 3 |  | 504449 |  | [MDSYS.SDO_GEOMETRY]
60907706 | 13520707 | EXISTING | BADWATER | 975 | BADWATER P.T. | 7054 | A | NO | SCE | THREE | UNKNOWN | 12KV | LOW 1 | UNKNOWN | MB | UNKNOWN | UNKNOWN |  |  | SYSTEM | 2014-01-22 | bodduvh |  | CONSOLIDATED | ELDORADO | RURALS | 2132860 |  | 2122461 | A | Y | N |  | -1 | I | 1971-12-01 |  | D |  | 13520714 | 13527733;13527734 |  |  |  | :00975 | 00975:00975 | main_exi_3_route_oh | CIRCUIT_BREAKER |  |  |  |  | -1.83 | 4 |  | 504449 |  | [MDSYS.SDO_GEOMETRY]
60907707 | 13528287 | EXISTING | BALCOM | 990 | FILLMORE | 5510 | D | NO | SCE | THREE | UNKNOWN | 16KV | LOW 3 | UNKNOWN | MB | UNKNOWN | UNKNOWN |  |  | SYSTEM | 2013-11-26 | ankarlr |  | CONSOLIDATED | SAUGUS | NORTH COAST | 2136051 |  | 2219592 | S | N | Y | 129 | -1 | I | 2021-07-01 |  | D |  | 13528297 | 13599761;13599762 |  |  |  | :00990 | 00990:00990 | main_exi_3_route_oh | CIRCUIT_BREAKER |  |  |  |  | -1.75 | 3.5 |  | 504449 |  | [MDSYS.SDO_GEOMETRY]
60907708 | 13540339 | EXISTING | ALASKA | 240 | YUKON | 5241 | D | NO | SCE | THREE | UNKNOWN | 16KV | LOW 3 | UNKNOWN | MB | UNKNOWN | UNKNOWN |  |  | SYSTEM | 2015-04-28 | bondigc |  |  | EL NIDO | METRO WEST | 2131542 | 4 | 2212348 | A | N | Y | 228 | -1 | I | 1950-01-01 |  | D |  | 13540349 | 13637233 |  |  |  | :00240 | 00240:00240 | main_exi_3_route_oh | CIRCUIT_BREAKER |  |  |  |  | -1.76 | 3 |  | 504449 |  | [MDSYS.SDO_GEOMETRY]
60907714 | 13578686 | EXISTING | LOQUAT | 10708 | TORRANCE | 5269 | D | NO | SCE | THREE | UNKNOWN | 16KV | LOW 1 | UNKNOWN | MB | UNKNOWN | UNKNOWN |  |  | SYSTEM | 2015-05-01 | amathis |  | CONSOLIDATED | EL NIDO | METRO WEST | 2170650 | 1 | 2212418 | S | N | Y | 121 | -1 | I | 1963-10-01 |  | D |  | 13578696 | 13652521;13652522 |  |  |  | :10708 | 10708:10708 | main_exi_3_route_oh | CIRCUIT_BREAKER |  |  |  |  | -1.76 | 3 |  | 504449 |  | [MDSYS.SDO_GEOMETRY]
60907715 | 13589734 | EXISTING | NERO | 12616 | HASKELL | 5594 | D | NO | SCE | THREE | UNKNOWN | 16KV | LOW 3 | UNKNOWN | MB | UNKNOWN | UNKNOWN |  |  | SYSTEM | 2013-12-09 | manthak |  | CONSOLIDATED | SAUGUS | NORTH COAST | 2181814 |  | 2217404 | A | Y | N |  | -1 | I | 1980-06-01 |  | D |  | 13589744 | 13758089;13758090 |  | 13688683 |  | :12616 | 12616:12616 | main_exi_3_route_oh | CIRCUIT_BREAKER |  |  |  |  | -1.76 | 3 |  | 504449 |  | [MDSYS.SDO_GEOMETRY]
60907716 | 13607035 | EXISTING | BALL | 1030 | LAUREL | 5315 | D | NO | SCE | THREE | UNKNOWN | 12KV | LOW 4 | UNKNOWN | MB | UNKNOWN | UNKNOWN |  |  | SYSTEM | 2014-02-26 | merugusn |  | CONSOLIDATED | SAN JOAQUIN | SAN JOAQUIN | 2143265 |  | 2212502 | A | N | Y | 223 | -1 | I | 2025-01-01 |  | D |  | 13607045 | 13648609 |  |  |  | :01030 | 01030:01030 | main_exi_3_route_oh | CIRCUIT_BREAKER |  |  |  |  | -1.79 | 6 |  | 504449 |  | [MDSYS.SDO_GEOMETRY]
60907717 | 13650080 | EXISTING | BALSAM | 1053 | HESPERIA | 8087 | D | NO | SCE | THREE | UNKNOWN | 12KV | LOW 4 | UNKNOWN | MB | UNKNOWN | UNKNOWN |  |  | SYSTEM | 2014-03-25 | kallurr |  | CONSOLIDATED | LUGO | DESERT | 2143429 |  | 2218228 | A | N | Y | 206 | -1 | I | 1969-10-01 |  | D |  |  | 13711711;13711712 |  |  |  | :01053 | 01053:01053 | main_exi_3_route_oh | CIRCUIT_BREAKER |  |  |  |  | -1.81 | 2 |  | 504449 |  | [MDSYS.SDO_GEOMETRY]
60907718 | 13670496 | EXISTING | LORETA | 10717 | NAPLES | 5740 | D | NO | SCE | THREE | UNKNOWN | 4KV | LOW 5 | UNKNOWN | MB | UNKNOWN | UNKNOWN |  |  | SYSTEM | 2017-10-09 | maxwelbw |  | CONSOLIDATED | LIGHTHIPE | METRO WEST | 2182773 |  | 2220020 | A | N | Y | 239 | -1 | I | 1960-02-01 |  | D |  | 13670503 | 13695481 |  |  |  | :10717 | 10717:10717 | main_exi_3_route_oh | CIRCUIT_BREAKER |  |  |  |  | -117.56 | 3 |  | 504449 |  | [MDSYS.SDO_GEOMETRY]
60907719 | 13674246 | EXISTING | ALBACORE | 245 | EL NIDO | 5023 | D | NO | SCE | THREE | UNKNOWN | 16KV | LOW 13 | UNKNOWN | MB | UNKNOWN | UNKNOWN |  |  | SYSTEM | 2015-03-03 | bessar |  |  | EL NIDO | METRO WEST | 2131543 | 6 | 2218582 | A | N | Y | 207 | -1 | I | 1961-10-01 |  | D |  | 13674256 | 13763332 |  |  |  | :00245 | 00245:00245 | main_exi_3_route_oh | CIRCUIT_BREAKER |  |  |  |  | -1.76 | 3 |  | 504449 |  | [MDSYS.SDO_GEOMETRY]
60907720 | 13713759 | EXISTING | BANTA | 1073 | LEE VINING | 2561 | H | NO | SCE | THREE | UNKNOWN | 2.4KV | LOW 3 | UNKNOWN | MB | UNKNOWN | UNKNOWN |  |  | SYSTEM | 2014-01-22 | aminencn |  | CONSOLIDATED | LUGO | RURALS | 2136557 |  | 2274045 | A | N | N |  | -1 | I | 1950-01-01 |  | D |  | 13713769 | 13715933 |  | 147909891 |  | :01073 | 01073:01073 | main_exi_3_route_oh | CIRCUIT_BREAKER |  |  |  |  | -1.84 | 3 |  | 504449 |  | [MDSYS.SDO_GEOMETRY]
60907726 | 13716192 | EXISTING | BARD | 1090 | BARD P.T. | 7058 | A | NO | SCE | THREE | UNKNOWN | 4KV | LOW 1 | UNKNOWN | MB | UNKNOWN | UNKNOWN |  |  | SYSTEM | 2013-12-01 | merugusn |  | CONSOLIDATED | SANTA CLARA | NORTH COAST | 2130599 |  | 2121090 | N | N | N |  | -1 | I | 1998-12-01 |  | D |  | 13716199 | 13739498;13739499 |  |  |  | :01090 | 01090:01090 | main_exi_3_route_oh | CIRCUIT_BREAKER |  |  |  |  | -1.73 | 2 |  | 504449 |  | [MDSYS.SDO_GEOMETRY]
60907727 | 13727042 | EXISTING | LUCIA | 10774 | BROADWAY | 5768 | D | NO | SCE | THREE | UNKNOWN | 12KV | LOW 1 | UNKNOWN | MB | UNKNOWN | UNKNOWN |  |  | SYSTEM | 2015-03-10 | manthak |  |  | LIGHTHIPE | METRO WEST | 2170246 |  | 2220056 | A | N | Y | 224 | -1 | I | 1965-08-01 |  | D |  | 13727052 | 13744579 |  |  |  | :10774 | 10774:10774 | main_exi_3_route_oh | CIRCUIT_BREAKER |  |  |  |  | -1.77 | 3 |  | 504449 |  | [MDSYS.SDO_GEOMETRY]
60907728 | 13745191 | EXISTING | BAROID | 1096 | GALE | 8283 | D | NO | SCE | THREE | UNKNOWN | 33KV | LOW 2 | UNKNOWN | MB | UNKNOWN | UNKNOWN |  |  | SYSTEM | 2014-03-28 | bessar |  | CONSOLIDATED | LUGO | RURALS | 2130601 |  | 2216094 | A | N | N |  | -1 | I | 1970-09-01 |  | D |  | 13745198 | 13747768;13747769 |  |  |  | :01096 | 01096:01096 | main_exi_3_route_oh | CIRCUIT_BREAKER |  |  |  |  | -1.83 | 2 |  | 504449 |  | [MDSYS.SDO_GEOMETRY]
60907729 | 13759462 | EXISTING | NEVCAL | 12635 | GEORGE A.F.B. | 8149 | B | NO | SCE | THREE | UNKNOWN | 4KV | LOW 1 | UNKNOWN | MB | UNKNOWN | UNKNOWN |  |  | SYSTEM | 2014-02-19 | yallasv |  | CONSOLIDATED | LUGO | DESERT | 2178501 |  | 2220632 | A | Y | N |  | -1 | I | 1950-01-01 |  | D |  | 13759466 | 13759787 |  |  |  | :12635 | 12635:12635 | main_exi_3_route_oh | CIRCUIT_BREAKER |  |  |  |  | -1.81 | 2.5 |  | 504449 |  | [MDSYS.SDO_GEOMETRY]
60907730 | 13759965 | EXISTING | NEWMAN | 12670 | OCTOL | 5320 | D | NO | SCE | THREE | UNKNOWN | 12KV | LOW 5 | UNKNOWN | MB | UNKNOWN | UNKNOWN |  |  | SYSTEM | 2014-03-24 | kallurr |  | CONSOLIDATED | SAN JOAQUIN | SAN JOAQUIN | 2186466 |  | 2214766 | A | N | Y | 224 | -1 | I | 1930-04-01 |  | D |  | 13759975 | 13799764;13799765 |  |  |  | :12670 | 12670:12670 | main_exi_3_route_oh | CIRCUIT_BREAKER |  |  |  |  | 88.47 | 5.5 |  | 504449 |  | [MDSYS.SDO_GEOMETRY]
60907731 | 13775368 | EXISTING | BARRINGTON | 1170 | FILLMORE | 5510 | D | NO | SCE | THREE | UNKNOWN | 16KV | LOW 5 | UNKNOWN | MB | UNKNOWN | UNKNOWN |  |  | SYSTEM | 2013-11-26 | aminencn |  | CONSOLIDATED | SAUGUS | NORTH COAST | 2133017 |  | 2219592 | S | N | Y | 129 | -1 | I | 1950-01-01 |  | D |  | 13775378 | 13818478;13818479 |  |  |  | :01170 | 01170:01170 | main_exi_3_route_oh | CIRCUIT_BREAKER |  |  |  |  | -1.75 | 3 |  | 504449 |  | [MDSYS.SDO_GEOMETRY]
60907737 | 13786109 | EXISTING | LUCKMAN | 10777 | BEVERLY | 5201 | D | NO | SCE | THREE | UNKNOWN | 16KV | LOW 3 | UNKNOWN | MB | UNKNOWN | UNKNOWN |  |  | SYSTEM | 2015-04-09 | bessar |  | CONSOLIDATED | EL NIDO | METRO WEST | 2182849 | 4 | 2216848 | S | N | Y |  | -1 | I | 1964-11-01 |  | D |  | 13786119 | 13808509;13808510 |  |  |  | :10777 | 10777:10777 | main_exi_3_route_oh | CIRCUIT_BREAKER |  |  |  |  | -1.76 | 3 |  | 504449 |  | [MDSYS.SDO_GEOMETRY]
60907738 | 13790900 | EXISTING | ALBATROSS | 247 | SANTA MONICA | 5231 | D | NO | SCE | THREE | UNKNOWN | 16KV | LOW 2 | UNKNOWN | MB | UNKNOWN | UNKNOWN |  |  | SYSTEM | 2017-10-19 | maxwelbw |  |  | EL NIDO | METRO WEST | 2131544 |  | 2212322 | S | Y | N |  | -1 | I | 1965-09-01 |  | D |  | 13790910 | 13834711 |  |  |  | :00247 | 00247:00247 | main_exi_3_route_oh | CIRCUIT_BREAKER |  |  |  |  | -1.75 | 3 |  | 504449 |  | [MDSYS.SDO_GEOMETRY]
60907739 | 13800582 | EXISTING | NICKERSON | 12690 | RECTOR | 5033 | D | NO | SCE | THREE | UNKNOWN | 12KV | LOW 12 | UNKNOWN | MB | UNKNOWN | UNKNOWN |  |  | SYSTEM | 2014-04-08 | simhadk |  | CONSOLIDATED | SAN JOAQUIN | SAN JOAQUIN | 2178504 |  | 2216322 | M | Y | N |  | -1 | I | 1965-06-01 |  | D |  | 13800592 | 13959298;13959299 |  |  |  | :12690 | 12690:12690 | main_exi_3_route_oh | CIRCUIT_BREAKER |  |  |  |  | -1.79 | 5 |  | 504449 |  | [MDSYS.SDO_GEOMETRY]
60907740 | 13827657 | EXISTING | BASE | 1191 | GEORGE A.F.B. | 8149 | B | NO | SCE | THREE | UNKNOWN | 4KV | LOW 2 | UNKNOWN | MB | UNKNOWN | UNKNOWN |  |  | SYSTEM | 2014-02-28 | aminencn |  | CONSOLIDATED | LUGO | DESERT | 2133170 |  | 2220632 | A | Y | N |  | -1 | I | 1950-01-01 |  | D |  | 13827664 | 13870605;13870606 |  |  |  | :01191 | 01191:01191 | main_exi_3_route_oh | CIRCUIT_BREAKER |  |  |  |  | -14.19 | 2 |  | 504449 |  | [MDSYS.SDO_GEOMETRY]
60907741 | 13836008 | EXISTING | FIR | 10780 | LYNWOOD | 5731 | D | NO | SCE | THREE | UNKNOWN | 4KV | LOW 2 | UNKNOWN | MB | UNKNOWN | UNKNOWN |  |  | SYSTEM | 2015-02-02 | bondigc |  | CONSOLIDATED | LIGHTHIPE | METRO WEST | 2182850 | 1 | 2219998 | A | N | Y | 215 | -1 | I | 1967-03-01 |  | D |  | 13836018 | 13857219 |  |  |  | :10780 | 10780:10780 | main_exi_3_route_oh | CIRCUIT_BREAKER |  |  |  |  | -1.77 | 3 |  | 504449 |  | [MDSYS.SDO_GEOMETRY]
60907742 | 13859587 | EXISTING | LURAY | 10810 | OLDFIELD | 5744 | D | NO | SCE | THREE | UNKNOWN | 4KV | LOW 6 | UNKNOWN | MB | UNKNOWN | UNKNOWN |  |  | SYSTEM | 2017-10-06 | maxwelbw |  | CONSOLIDATED | LIGHTHIPE | METRO WEST | 2182855 |  | 2217672 | A | N | Y |  | -1 | I | 1951-06-01 |  | D |  | 13859597 | 13896925 |  |  |  | :10810 | 10810:10810 | main_exi_3_route_oh | CIRCUIT_BREAKER |  |  |  |  | -1.77 | 3 |  | 504449 |  | [MDSYS.SDO_GEOMETRY]
60907744 | 13864895 | EXISTING | ALBURTIS | 248 | PASSONS | 5893 | D | NO | SCE | THREE | UNKNOWN | 12KV | LOW 3 | UNKNOWN | MB | UNKNOWN | UNKNOWN |  |  | SYSTEM | 2015-01-12 | merugusn |  | CONSOLIDATED | LIGHTHIPE | METRO WEST | 2131545 |  | 2217998 | A | N | Y | 218 | -1 | I | 1969-09-01 |  | D |  | 13864905 | 13931266 |  |  |  | :00248 | 00248:00248 | main_exi_3_route_oh | CIRCUIT_BREAKER |  |  |  |  | -1.77 | 3 |  | 504449 |  | [MDSYS.SDO_GEOMETRY]
60907748 | 13873820 | EXISTING | BATH | 1220 | SANTA BARBARA | 5531 | D | NO | SCE | THREE | UNKNOWN | 4KV | LOW 11 | UNKNOWN | MB | UNKNOWN | UNKNOWN |  |  | SYSTEM | 2013-11-07 | mannepl |  | CONSOLIDATED | GOLETA | NORTH COAST | 2130607 |  | 2214956 | S | N | Y | 124 | -1 | I | 1950-01-01 |  | D |  | 13873830 | 13888222 |  |  |  | :01220 | 01220:01220 | main_exi_3_route_oh | CIRCUIT_BREAKER |  |  |  |  | -1.72 | 3 |  | 504449 |  | [MDSYS.SDO_GEOMETRY]
60907750 | 13888604 | EXISTING | BEARDSLEY | 1330 | COLONIA | 5505 | D | NO | SCE | THREE | UNKNOWN | 16KV | LOW 6 | UNKNOWN | MB | UNKNOWN | UNKNOWN |  |  | SYSTEM | 2013-11-26 | attadas |  | CONSOLIDATED | SANTA CLARA | NORTH COAST | 2143593 |  | 2219578 | S | Y | N |  | -1 | I | 1950-01-01 |  | D |  | 13888608 | 13939206 |  |  |  | :01330 | 01330:01330 | main_exi_3_route_oh | CIRCUIT_BREAKER |  |  |  |  | -1.73 | 4 |  | 504449 |  | [MDSYS.SDO_GEOMETRY]
60907751 | 13899251 | EXISTING | LUTHER | 10820 | BIXBY | 5707 | D | NO | SCE | THREE | UNKNOWN | 4KV | LOW 2 | UNKNOWN | MB | UNKNOWN | UNKNOWN |  |  | SYSTEM | 2015-01-27 | bondigc |  | CONSOLIDATED | LIGHTHIPE | METRO WEST | 2170247 |  | 2215270 | A | N | Y |  | -1 | I | 2024-10-01 |  | D |  | 13899261 | 13928284 |  |  |  | :10820 | 10820:10820 | main_exi_3_route_oh | CIRCUIT_BREAKER |  |  |  |  | -1.76 | 3 |  | 504449 |  | [MDSYS.SDO_GEOMETRY]
60907754 | 13928690 | EXISTING | LUXOR | 10830 | IMPERIAL | 5772 | D | NO | SCE | THREE | UNKNOWN | 12KV | LOW 2 | UNKNOWN | MB | UNKNOWN | UNKNOWN |  |  | SYSTEM | 2015-01-19 | aminencn |  | CONSOLIDATED | LIGHTHIPE | METRO WEST | 2176596 |  | 2217728 | S | N | Y | 135 | -1 | I | 1950-01-01 |  | D |  | 13928700 | 14011766;14011767 |  |  |  | :10830 | 10830:10830 | main_exi_3_route_oh | CIRCUIT_BREAKER |  |  |  |  | -1.77 | 3 |  | 504449 |  | [MDSYS.SDO_GEOMETRY]
60907758 | 13933127 | EXISTING | ALCOA | 250 | RANDOLPH | 5739 | D | NO | SCE | THREE | UNKNOWN | 16KV | LOW 7 | UNKNOWN | MB | UNKNOWN | UNKNOWN |  |  | SYSTEM | 2015-05-22 | bessar |  | CONSOLIDATED | LIGHTHIPE | METRO WEST | 2131546 | 1 | 2217662 | S | Y | N |  | -1 | I | 1950-01-01 |  | D |  | 13933137 | 13994953;13994954 |  |  |  | :00250 | 00250:00250 | main_exi_3_route_oh | CIRCUIT_BREAKER |  |  |  |  | -1.77 | 3 |  | 504449 |  | [MDSYS.SDO_GEOMETRY]
60907760 | 13941695 | EXISTING | ANTON | 1344 | MOORPARK | 5056 | D | NO | SCE | THREE | UNKNOWN | 16KV | LOW 13 | UNKNOWN | MB | UNKNOWN | UNKNOWN |  |  | SYSTEM | 2013-12-21 | merugusn |  | CONSOLIDATED | MOORPARK | NORTH COAST | 2133173 |  | 2211770 | M | N | N |  | -1 | I | 2003-04-01 |  | D |  | 13941705 | 13991062;13991063 |  |  |  | :01344 | 01344:01344 | main_exi_3_route_oh | CIRCUIT_BREAKER |  |  |  |  | -1.74 | 4 |  | 504449 |  | [MDSYS.SDO_GEOMETRY]
60907761 | 13974898 | EXISTING | NICHOLAS | 12700 | TAPIA | 5277 | D | NO | SCE | THREE | UNKNOWN | 16KV | LOW 2 | UNKNOWN | MB | UNKNOWN | UNKNOWN |  |  | SYSTEM | 2014-01-02 | manthak |  | CONSOLIDATED | MOORPARK | NORTH COAST | 2181817 |  | 2212436 | A | N | Y | 222 | -1 | I | 1950-01-01 |  | D |  | 13974908 | 14008980;14008981 |  |  |  | :12700 | 12700:12700 | main_exi_3_route_oh | CIRCUIT_BREAKER |  |  |  |  | -1.75 | 3 |  | 504449 |  | [MDSYS.SDO_GEOMETRY]
60907767 | 13992885 | EXISTING | BEATTIE | 1350 | PORTERVILLE | 5323 | D | NO | SCE | THREE | UNKNOWN | 12KV | LOW 11 | UNKNOWN | MB | UNKNOWN | UNKNOWN |  |  | SYSTEM | 2014-01-06 | yallasv |  | CONSOLIDATED | SAN JOAQUIN | SAN JOAQUIN | 2130795 | 1 | 2212530 | A | N | Y | 212 | -1 | I | 1950-01-01 |  | D |  | 13992895 | 14018919;14018920 |  |  |  | :01350 | 01350:01350 | main_exi_3_route_oh | CIRCUIT_BREAKER |  |  |  |  | -1.79 | 3 |  | 504449 |  | [MDSYS.SDO_GEOMETRY]
60907768 | 13997952 | EXISTING | ALBANY | 260 | RANDOLPH | 5739 | D | NO | SCE | THREE | UNKNOWN | 16KV | LOW 1 | UNKNOWN | MB | UNKNOWN | UNKNOWN |  |  | SYSTEM | 2017-11-28 | maxwelbw |  | CONSOLIDATED | LIGHTHIPE | METRO WEST | 2131547 | 2 | 2217662 | S | Y | N |  | -1 | I | 1950-01-01 |  | D |  | 13997962 | 14125535 |  |  |  | :00260 | 00260:00260 | main_exi_3_route_oh | CIRCUIT_BREAKER |  |  |  |  | -1.98 | 3 |  | 504449 |  | [MDSYS.SDO_GEOMETRY]
60907769 | 14010113 | EXISTING | NIDEVER | 12705 | NIDEVER P.T. | 7576 | A | NO | SCE | THREE | UNKNOWN | 2.4KV | LOW 1 | UNKNOWN | MB | UNKNOWN | UNKNOWN |  |  | SYSTEM | 2013-10-30 | manthak |  | CONSOLIDATED | GOLETA | NORTH COAST | 2178506 |  | 2124910 | N | N | N |  | -1 | I | 1950-01-01 |  | D |  | 14010123 | 14011241 |  |  |  | :12705 | 12705:12705 | main_exi_3_route_oh | CIRCUIT_BREAKER |  |  |  |  | -1.72 | 3 |  | 504449 |  | [MDSYS.SDO_GEOMETRY]
60907770 | 14013751 | EXISTING | LYNDORA | 10840 | LYNWOOD | 5731 | D | NO | SCE | THREE | UNKNOWN | 4KV | LOW 1 | UNKNOWN | MB | UNKNOWN | UNKNOWN |  |  | SYSTEM | 2015-02-13 | bodduvh |  | CONSOLIDATED | LIGHTHIPE | METRO WEST | 2171681 | 2 | 2219998 | A | N | Y | 215 | -1 | I | 1950-01-01 |  | D |  | 14013761 | 14032442 |  |  |  | :10840 | 10840:10840 | main_exi_3_route_oh | CIRCUIT_BREAKER |  |  |  |  | -1.77 | 3 |  | 504449 |  | [MDSYS.SDO_GEOMETRY]
60907771 | 14019716 | EXISTING | MORGANSTEIN | 1354 | MOORPARK | 5056 | D | NO | SCE | THREE | UNKNOWN | 16KV | LOW 18 | UNKNOWN | MB | UNKNOWN | UNKNOWN |  |  | SYSTEM | 2014-01-03 | aminencn |  | CONSOLIDATED | MOORPARK | NORTH COAST | 2133174 |  | 2211770 | M | N | N |  | -1 | I | 2000-07-10 |  | D |  | 14019726 | 14156565;14156566 |  |  |  | :01354 | 01354:01354 | main_exi_3_route_oh | CIRCUIT_BREAKER |  |  |  |  | -1.74 | 4 |  | 504449 |  | [MDSYS.SDO_GEOMETRY]
60907772 | 14024333 | EXISTING | NIGHTHAWK | 12711 | LOCKHEED | 5568 | D | NO | SCE | THREE | UNKNOWN | 16KV | LOW 2 | UNKNOWN | MB | UNKNOWN | UNKNOWN |  |  | SYSTEM | 2013-12-11 | manthak |  | CONSOLIDATED | SAUGUS | NORTH COAST | 2178507 |  | 2217354 |  |  |  |  | -1 | I | 1997-04-28 |  | D |  | 14024343 | 14121381;14121382 |  |  |  | :12711 | 12711:12711 | main_exi_3_route_oh | CIRCUIT_BREAKER |  |  |  |  | -1.76 | 3 |  | 504449 |  | [MDSYS.SDO_GEOMETRY]
60907773 | 14086842 | EXISTING | MAAS | 10860 | CUDAHY | 5714 | D | NO | SCE | THREE | UNKNOWN | 4KV | LOW 11 | UNKNOWN | MB | UNKNOWN | UNKNOWN |  |  | SYSTEM | 2017-09-29 | maxwelbw |  | CONSOLIDATED | LIGHTHIPE | METRO WEST | 2176791 | 4 | 2213060 | A | N | Y | 241 | -1 | I | 1972-09-01 |  | D |  | 14086852 | 14107758 |  |  |  | :10860 | 10860:10860 | main_exi_3_route_oh | CIRCUIT_BREAKER |  |  |  |  | -1.77 | 3 |  | 504449 |  | [MDSYS.SDO_GEOMETRY]
60907774 | 14109250 | EXISTING | MADERA | 10880 | WALTERIA | 5233 | D | NO | SCE | THREE | UNKNOWN | 4KV | LOW 7 | UNKNOWN | MB | UNKNOWN | UNKNOWN |  |  | SYSTEM | 2015-03-30 | kallurr |  | CONSOLIDATED | EL NIDO | METRO WEST | 2176797 | 4 | 2216944 | A | N | Y | 212 | -1 | I | 1968-03-01 |  | D |  | 14109260 | 14166001;14166002 |  |  |  | :10880 | 10880:10880 | main_exi_3_route_oh | CIRCUIT_BREAKER |  |  |  |  | -1.76 | 3 |  | 504449 |  | [MDSYS.SDO_GEOMETRY]
60907775 | 14135875 | EXISTING | NIPTON | 12722 | MOUNTAIN PASS | 8030 | D | NO | SCE | THREE | UNKNOWN | 33KV | LOW 1 | UNKNOWN | MB | UNKNOWN | UNKNOWN |  |  | SYSTEM | 2014-03-11 | simhadk |  | CONSOLIDATED | ELDORADO | RURALS | 2187295 |  | 2215782 | A | N | N |  | -1 | I | 1968-05-01 |  | D |  | 14135885 | 14138900;14138901 |  |  |  | :12722 | 12722:12722 | main_exi_3_route_oh | CIRCUIT_BREAKER |  |  |  |  | -1.86 | 7 |  | 504449 |  | [MDSYS.SDO_GEOMETRY]
60907781 | 14148948 | EXISTING | ALBERTA | 270 | BREWSTER | 5710 | D | NO | SCE | THREE | UNKNOWN | 4KV | LOW 1 | UNKNOWN | MB | UNKNOWN | UNKNOWN |  |  | SYSTEM | 2015-03-09 | simhadk |  | CONSOLIDATED | LIGHTHIPE | METRO WEST | 2131548 |  | 2213044 | A | N | Y | 233 | -1 | I | 1950-01-01 |  | D |  | 14148952 | 14176381 |  |  |  | :00270 | 00270:00270 | main_exi_3_route_oh | CIRCUIT_BREAKER |  |  |  |  | -1.77 | 2 |  | 504449 |  | [MDSYS.SDO_GEOMETRY]
60907782 | 14158461 | EXISTING | NISQUALLY | 12734 | VICTORVILLE | 8260 | D | NO | SCE | THREE | UNKNOWN | 33KV | LOW 3 | UNKNOWN | MB | UNKNOWN | UNKNOWN |  |  | SYSTEM | 2014-03-19 | simhadk |  | CONSOLIDATED | LUGO | DESERT | 2174024 |  | 2273829 | A | N | Y |  | -1 | I | 1968-05-01 |  | D |  | 14158468 | 14159700;14159701 |  |  |  | :12734 | 12734:12734 | main_exi_3_route_oh | CIRCUIT_BREAKER |  |  |  |  | -1.81 | 3 |  | 504449 |  | [MDSYS.SDO_GEOMETRY]
60907783 | 14163155 | EXISTING | BEAVER | 1360 | WHEATLAND | 5348 | D | NO | SCE | THREE | UNKNOWN | 12KV | LOW 1 | UNKNOWN | MB | UNKNOWN | UNKNOWN |  |  | SYSTEM | 2014-01-06 | kollir |  | CONSOLIDATED | SAN JOAQUIN | SAN JOAQUIN | 2130796 |  | 2219524 | A | N | Y | 233 | -1 | I | 1950-01-01 |  | D |  | 14163165 | 14182680 |  |  |  | :01360 | 01360:01360 | main_exi_3_route_oh | CIRCUIT_BREAKER |  |  |  |  | -1.78 | 6 |  | 504449 |  | [MDSYS.SDO_GEOMETRY]
60907784 | 14167275 | EXISTING | MADISON | 10890 | COLORADO | 5242 | D | NO | SCE | THREE | UNKNOWN | 16KV | LOW 5 | UNKNOWN | MB | UNKNOWN | UNKNOWN |  |  | SYSTEM | 2015-05-01 | attadas |  | CONSOLIDATED | EL NIDO | METRO WEST | 2176798 |  | 2214646 | S | N | N |  | -1 | I | 1950-01-01 |  | D |  | 14167285 | 14190912 |  |  |  | :10890 | 10890:10890 | main_exi_3_route_oh | CIRCUIT_BREAKER |  |  |  |  | -1.76 | 3 |  | 504449 |  | [MDSYS.SDO_GEOMETRY]
60907785 | 14177535 | EXISTING | ALDEN | 280 | BEVERLY | 5201 | D | NO | SCE | THREE | UNKNOWN | 4KV | LOW 24 | UNKNOWN | MB | UNKNOWN | UNKNOWN |  |  | SYSTEM | 2015-03-31 | simhadk |  | CONSOLIDATED | MESA | METRO WEST | 2131719 | 3 | 2219196 | A | N | Y | 228 | -1 | I | 1950-01-01 |  | D |  | 14177545 | 14227339;164250597 |  |  |  | :00280 | 00280:00280 | main_exi_3_route_oh | CIRCUIT_BREAKER |  |  |  |  | -1.76 | 3 |  | 504449 |  | [MDSYS.SDO_GEOMETRY]
60907786 | 14185603 | EXISTING | NOAKES | 12750 | WOODVILLE | 5333 | D | NO | SCE | THREE | UNKNOWN | 12KV | LOW 6 | UNKNOWN | MB | UNKNOWN | UNKNOWN |  |  | SYSTEM | 2014-01-11 | merugusn |  | CONSOLIDATED | SAN JOAQUIN | SAN JOAQUIN | 2174025 |  | 2219506 | S | N | Y | 104 | -1 | I | 1950-01-01 |  | D |  | 14185613 | 14203406 |  |  |  | :12750 | 12750:12750 | main_exi_3_route_oh | CIRCUIT_BREAKER |  |  |  |  | -1.79 | 4 |  | 504449 |  | [MDSYS.SDO_GEOMETRY]
60907788 | 14196828 | EXISTING | BEECHERS | 1374 | KRAMER | 5042 | D | NO | SCE | THREE | UNKNOWN | 2.4KV | LOW 13 | UNKNOWN | MB | UNKNOWN | UNKNOWN |  |  | SYSTEM | 2014-01-22 | attadas |  | CONSOLIDATED | LUGO | RURALS | 2133175 |  | 2211686 | A | N | N |  | -1 | I | 1950-01-01 |  | D |  | 14196838 | 14197868 |  |  |  | :01374 | 01374:01374 | main_exi_3_route_oh | CIRCUIT_BREAKER |  |  |  |  | -1.81 | 3 |  | 504449 |  | [MDSYS.SDO_GEOMETRY]
60907793 | 14197947 | EXISTING | BELPAC | 1434 | NEWBURY | 5557 | D | NO | SCE | THREE | UNKNOWN | 16KV | LOW 2 | UNKNOWN | MB | UNKNOWN | UNKNOWN |  |  | SYSTEM | 2014-01-01 | attadas |  | CONSOLIDATED | MOORPARK | NORTH COAST | 2136881 | 2 | 2215006 | A | N | Y | 204 | -1 | I | 1968-10-01 |  | D |  | 14197957 | 14299513;14299514 |  |  |  | :01434 | 01434:01434 | main_exi_3_route_oh | CIRCUIT_BREAKER |  |  |  |  | -1.74 | 3.5 |  | 504449 |  | [MDSYS.SDO_GEOMETRY]
60907794 | 14204025 | EXISTING | NOBLE | 12753 | NOBLE P.T. | 7575 | A | NO | SCE | THREE | UNKNOWN | 12KV | LOW 1 | UNKNOWN | MB | UNKNOWN | UNKNOWN |  |  | SYSTEM | 2014-01-24 | bodduvh |  | CONSOLIDATED | LUGO | RURALS | 2187298 |  | 2125182 | N | N | Y | 232 | -1 | I | 1967-07-01 |  | D |  | 14204035 | 14204207 |  |  |  | :12753 | 12753:12753 | main_exi_3_route_oh | CIRCUIT_BREAKER |  |  |  |  | -1.83 | 12 |  | 504449 |  | [MDSYS.SDO_GEOMETRY]
60907795 | 14204352 | EXISTING | NOGAL | 12772 | NOGAL P.T. | 7585 | A | NO | SCE | THREE | UNKNOWN | 4KV | LOW 1 | UNKNOWN | MB | UNKNOWN | UNKNOWN |  |  | SYSTEM | 2013-10-31 | aminencn |  | CONSOLIDATED | GOLETA | NORTH COAST | 2174027 |  | 2124929 | N | N | Y | 209 | -1 | I | 1989-05-01 |  | D |  | 14204362 | 14220234 |  |  |  | :12772 | 12772:12772 | main_exi_3_route_oh | CIRCUIT_BREAKER |  |  |  |  | -1.71 | 2.5 |  | 504449 |  | [MDSYS.SDO_GEOMETRY]
60907796 | 14215255 | EXISTING | MAGNETIC | 10923 | BEDFORD | 5245 | D | NO | SCE | THREE | UNKNOWN | 4KV | LOW 3 | UNKNOWN | MB | UNKNOWN | UNKNOWN |  |  | SYSTEM | 2015-03-30 | amathis |  | CONSOLIDATED | EL NIDO | METRO WEST | 2177956 |  | 2214652 | A | N | Y |  | -1 | I | 1967-06-01 |  | D |  | 14215265 | 14248098 |  |  |  | :10923 | 10923:10923 | main_exi_3_route_oh | CIRCUIT_BREAKER |  |  |  |  | -1.76 | 3 |  | 504449 |  | [MDSYS.SDO_GEOMETRY]
60907797 | 14220415 | EXISTING | NORDIC | 12798 | SKILAND | 2611 | D | NO | SCE | THREE | UNKNOWN | 12KV | LOW 3 | UNKNOWN | MB | UNKNOWN | UNKNOWN |  |  | SYSTEM | 2014-02-14 | bodduvh |  | CONSOLIDATED | LUGO | RURALS | 2174209 |  | 2273798 | A | N | Y | 239 | -1 | I | 1986-12-01 |  | D |  | 14220425 | 14290815 |  |  |  | :12798 | 12798:12798 | main_exi_3_route_oh | CIRCUIT_BREAKER |  |  |  |  | -1.83 | 3 |  | 504449 |  | [MDSYS.SDO_GEOMETRY]
60907803 | 14248360 | EXISTING | MAJOR | 10980 | PALOS VERDES | 5223 | D | NO | SCE | THREE | UNKNOWN | 4KV | LOW 3 | UNKNOWN | MB | UNKNOWN | UNKNOWN |  |  | SYSTEM | 2015-04-07 | bessar |  | CONSOLIDATED | EL NIDO | METRO WEST | 2184974 |  | 2212294 | A | N | Y |  | -1 | I | 1950-01-01 |  | D |  | 14248367 | 14279025 |  | 150084122 |  | :10980 | 10980:10980 | main_exi_3_route_oh | CIRCUIT_BREAKER |  |  |  |  | -1.76 | 3 |  | 504449 |  | [MDSYS.SDO_GEOMETRY]
60907804 | 14261368 | EXISTING | ALLA | 320 | CULVER | 5204 | D | NO | SCE | THREE | UNKNOWN | 16KV | LOW 4 | UNKNOWN | MB | UNKNOWN | UNKNOWN |  |  | SYSTEM | 2015-03-03 | punukos |  | CONSOLIDATED | EL NIDO | METRO WEST | 2141209 | 1 | 2214532 | S | Y | N |  | -1 | I | 1950-01-01 |  | D |  | 14261378 | 14284484 |  |  |  | :00320 | 00320:00320 | main_exi_3_route_oh | CIRCUIT_BREAKER |  |  |  |  | -1.76 | 3 |  | 504449 |  | [MDSYS.SDO_GEOMETRY]
60907805 | 14279515 | EXISTING | MALAGA COVE | 11000 | PALOS VERDES | 5223 | D | NO | SCE | THREE | UNKNOWN | 4KV | LOW 4 | UNKNOWN | MB | UNKNOWN | UNKNOWN |  |  | SYSTEM | 2017-09-22 | maxwelbw |  | CONSOLIDATED | EL NIDO | METRO WEST | 2184976 |  | 2212294 | A | Y | Y |  | -1 | I | 1950-01-01 |  | D |  | 14279522 | 14309545 |  | 14308474 |  | :11000 | 11000:11000 | main_exi_3_route_oh | CIRCUIT_BREAKER |  |  |  |  | -1.76 | 3 |  | 504449 |  | [MDSYS.SDO_GEOMETRY]
60907806 | 14292769 | EXISTING | OAK CREEK | 12950 | ROSAMOND | 5541 | D | NO | SCE | THREE | UNKNOWN | 12KV | LOW 1 | UNKNOWN | MB | UNKNOWN | UNKNOWN |  |  | SYSTEM | 2013-11-12 | bessar |  | CONSOLIDATED | VINCENT | NORTH COAST | 2174215 |  | 2217298 | S | N | Y | 129 | -1 | I | 1950-01-01 |  | D |  | 14292779 | 14314483;14314484 |  |  |  | :12950 | 12950:12950 | main_exi_3_route_oh | CIRCUIT_BREAKER |  |  |  |  | -1.78 | 6 |  | 504449 |  | [MDSYS.SDO_GEOMETRY]
60907807 | 14306099 | EXISTING | ALLRED | 333 | LAKEWOOD | 5733 | D | NO | SCE | THREE | UNKNOWN | 4KV | LOW 6 | UNKNOWN | MB | UNKNOWN | UNKNOWN |  |  | SYSTEM | 2014-11-24 | kallurr |  | CONSOLIDATED | LIGHTHIPE | METRO WEST | 2141212 | 1 | 2215320 | A | N | Y | 237 | -1 | I | 1959-12-01 |  | D |  | 14306109 | 14354071;14354072 |  |  |  | :00333 | 00333:00333 | main_exi_3_route_oh | CIRCUIT_BREAKER |  |  |  |  | -1.77 | 3 |  | 504449 |  | [MDSYS.SDO_GEOMETRY]
60907808 | 14311742 | EXISTING | MALDEN | 11010 | VAIL | 5175 | D | NO | SCE | THREE | UNKNOWN | 16KV | LOW 7 | UNKNOWN | MB | UNKNOWN | UNKNOWN |  |  | SYSTEM | 2017-10-10 | beealdb |  |  | LIGHTHIPE | METRO WEST | 2170654 | 2 | 2216804 | S | Y | N |  | -1 | I | 1957-06-01 |  | D |  | 14311752 | 14456614 |  |  |  | :11010 | 11010:11010 | main_exi_3_route_oh | CIRCUIT_BREAKER |  |  |  |  | -1.77 | 3 |  | 504449 |  | [MDSYS.SDO_GEOMETRY]
60907983 | 15189331 | EXISTING | PACKWOOD | 13505 | RECTOR | 5033 | D | NO | SCE | THREE | UNKNOWN | 12KV | LOW 15 | UNKNOWN | MB | UNKNOWN | UNKNOWN |  |  | SYSTEM | 2014-02-03 | kallurr |  | CONSOLIDATED | SAN JOAQUIN | SAN JOAQUIN | 2182615 |  | 2216322 | M | Y | N | 125 | -1 | I | 1980-06-01 |  | D |  | 15189341 | 15273548 |  |  |  | :13505 | 13505:13505 | main_exi_3_route_oh | CIRCUIT_BREAKER |  |  |  |  | -1.79 | 3 |  | 504449 |  | [MDSYS.SDO_GEOMETRY]
60907988 | 15275633 | EXISTING | BOOSTER | 1960 | LINDSAY | 5317 | D | NO | SCE | THREE | UNKNOWN | 12KV | LOW 5 | UNKNOWN | MB | UNKNOWN | UNKNOWN |  |  | SYSTEM | 2014-01-06 | bodduvh |  | CONSOLIDATED | SAN JOAQUIN | SAN JOAQUIN | 2146094 |  | 2219444 | S | N | Y | 122 | -1 | I | 1950-01-01 |  | D |  | 15275643 | 15292518;15292519 |  |  |  | :01960 | 01960:01960 | main_exi_3_route_oh | CIRCUIT_BREAKER |  |  |  |  | -1.79 | 3 |  | 504449 |  | [MDSYS.SDO_GEOMETRY]
60907991 | 15278238 | EXISTING | ARDIS | 690 | WOODRUFF | 5777 | D | NO | SCE | THREE | UNKNOWN | 4KV | LOW 2 | UNKNOWN | MB | UNKNOWN | UNKNOWN |  |  | SYSTEM | 2015-01-16 | kallurr |  | CONSOLIDATED | LIGHTHIPE | METRO WEST | 2130053 |  | 2215410 | A | N | Y | 230 | -1 | I | 1950-01-01 |  | D |  | 15278248 | 15300209 |  |  |  | :00690 | 00690:00690 | main_exi_3_route_oh | CIRCUIT_BREAKER |  |  |  |  | -1.77 | 3 |  | 504449 |  | [MDSYS.SDO_GEOMETRY]
60908004 | 15288093 | EXISTING | PADDY | 13508 | PALMDALE | 5564 | D | NO | SCE | THREE | UNKNOWN | 12KV | LOW 3 | UNKNOWN | MB | UNKNOWN | UNKNOWN |  |  | SYSTEM | 2013-11-18 | bodduvh |  | CONSOLIDATED | VINCENT | NORTH COAST | 2178910 | 1 | 2212778 | A | N | N |  | -1 | I | 1989-05-01 |  | D |  | 15288103 | 15381395;15381396 |  |  |  | :13508 | 13508:13508 | main_exi_3_route_oh | CIRCUIT_BREAKER |  |  |  |  | -1.78 | 3 |  | 504449 |  | [MDSYS.SDO_GEOMETRY]
60908005 | 15293678 | EXISTING | BORCHARD | 1972 | NEWBURY | 5557 | D | NO | SCE | THREE | UNKNOWN | 16KV | LOW 8 | UNKNOWN | MB | UNKNOWN | UNKNOWN |  |  | SYSTEM | 2013-12-23 | attadas |  | CONSOLIDATED | MOORPARK | NORTH COAST | 2146095 | 2 | 2215006 | A | Y | N |  | -1 | I | 1962-07-01 |  | D |  | 15293682 | 15367415;15367416 |  |  |  | :01972 | 01972:01972 | main_exi_3_route_oh | CIRCUIT_BREAKER |  |  |  |  | -1.74 | 3 |  | 504449 |  | [MDSYS.SDO_GEOMETRY]
60908012 | 15298251 | EXISTING | MARS | 11260 | BOWL | 5708 | D | NO | SCE | THREE | UNKNOWN | 12KV | LOW 3 | UNKNOWN | MB | UNKNOWN | UNKNOWN |  |  | SYSTEM | 2015-03-02 | bessar |  |  | LIGHTHIPE | METRO WEST | 2178108 |  | 2213042 | S | N | Y | 120 | -1 | I | 1950-02-01 |  | D |  | 15298261 | 15351452;15351453 |  |  |  | :11260 | 11260:11260 | main_exi_3_route_oh | CIRCUIT_BREAKER |  |  |  |  | -1.77 | 3 |  | 504449 |  | [MDSYS.SDO_GEOMETRY]
60908013 | 15301813 | EXISTING | ARDMORE | 691 | CALDEN | 5750 | D | NO | SCE | THREE | UNKNOWN | 16KV | LOW 5 | UNKNOWN | MB | UNKNOWN | UNKNOWN |  |  | SYSTEM | 2015-01-13 | kallurr |  |  | LIGHTHIPE | METRO WEST | 2130054 |  | 2217678 | A | Y | N |  | -1 | I | 1966-07-01 |  | D |  | 15301823 | 15412407 |  |  |  | :00691 | 00691:00691 | main_exi_3_route_oh | CIRCUIT_BREAKER |  |  |  |  | -1.77 | 3 |  | 504449 |  | [MDSYS.SDO_GEOMETRY]
60908020 | 15379004 | EXISTING | TATANKA | 2031 | TATANKA P.T. | 7093 | A | NO | SCE | THREE | UNKNOWN | 4KV | LOW 1 | UNKNOWN | MB | UNKNOWN | UNKNOWN |  |  | SYSTEM | 2013-10-31 | kotakr |  | CONSOLIDATED | GOLETA | NORTH COAST | 2146282 |  | 2121174 | N | N | N |  | -1 | I | 2001-09-13 |  | D |  | 15379011 | 15392409 |  |  |  | :02031 | 02031:02031 | main_exi_3_route_oh | CIRCUIT_BREAKER |  |  |  |  | -1.72 | 2.5 |  | 504449 |  | [MDSYS.SDO_GEOMETRY]
60908021 | 15384922 | EXISTING | PADRE | 13510 | SANTA BARBARA | 5531 | D | NO | SCE | THREE | UNKNOWN | 16KV | LOW 1 | UNKNOWN | MB | UNKNOWN | UNKNOWN |  |  | SYSTEM | 2013-10-30 | kotakr |  | CONSOLIDATED | GOLETA | NORTH COAST | 2178911 |  | 2212706 | S | Y | N |  | -1 | I | 1950-01-01 |  | D |  | 15384932 | 15441685 |  |  |  | :13510 | 13510:13510 | main_exi_3_route_oh | CIRCUIT_BREAKER |  |  |  |  | -1.72 | 3 |  | 504449 |  | [MDSYS.SDO_GEOMETRY]
60908028 | 15387566 | EXISTING | MARSHALL | 11280 | MARINE | 5217 | D | NO | SCE | THREE | UNKNOWN | 16KV | LOW 6 | UNKNOWN | MB | UNKNOWN | UNKNOWN |  |  | SYSTEM | 2015-04-13 | merugusn |  | CONSOLIDATED | EL NIDO | METRO WEST | 2178180 |  | 2219240 | S | N | Y | 137 | -1 | I | 1950-01-01 |  | D |  | 15387576 | 15811450 |  |  |  | :11280 | 11280:11280 | main_exi_3_route_oh | CIRCUIT_BREAKER |  |  |  |  | -1.76 | 3 |  | 504449 |  | [MDSYS.SDO_GEOMETRY]
60908029 | 15392668 | EXISTING | BOUQUET | 2035 | SOLEMINT | 5560 | D | NO | SCE | THREE | UNKNOWN | 16KV | LOW 4 | UNKNOWN | MB | UNKNOWN | UNKNOWN |  |  | SYSTEM | 2013-11-28 | mannepl |  | CONSOLIDATED | SAUGUS | NORTH COAST | 2146283 |  | 2219702 | A | N | N |  | -1 | I | 1966-06-01 |  | D |  | 15392675 | 15423792;15423793 |  |  |  | :02035 | 02035:02035 | main_exi_3_route_oh | CIRCUIT_BREAKER |  |  |  |  | -1.77 | 3.5 |  | 504449 |  | [MDSYS.SDO_GEOMETRY]
60908030 | 15414392 | EXISTING | ARGONNE | 695 | BROADWAY | 5768 | D | NO | SCE | THREE | UNKNOWN | 12KV | LOW 6 | UNKNOWN | MB | UNKNOWN | UNKNOWN |  |  | SYSTEM | 2017-07-20 | lantzmk |  | CONSOLIDATED | LIGHTHIPE | METRO WEST | 2130057 |  | 2220056 | A | N | Y | 224 | -1 | I | 1965-08-01 |  | D |  | 15414402 | 15461211;15461212 |  |  |  | :00695 | 00695:00695 | main_exi_3_route_oh | CIRCUIT_BREAKER |  |  |  |  | -1.77 | 3 |  | 504449 |  | [MDSYS.SDO_GEOMETRY]
60908031 | 15429366 | EXISTING | BOWEN | 2040 | STRATHMORE | 5325 | D | NO | SCE | THREE | UNKNOWN | 12KV | LOW 2 | UNKNOWN | MB | UNKNOWN | UNKNOWN |  |  | SYSTEM | 2014-01-07 | kallurr |  | CONSOLIDATED | SAN JOAQUIN | SAN JOAQUIN | 2137914 |  | 2217102 | S | N | Y | 130 | -1 | I | 1950-01-01 |  | D |  | 15429373 | 15450280;15450281 |  |  |  | :02040 | 02040:02040 | main_exi_3_route_oh | CIRCUIT_BREAKER |  |  |  |  | -1.79 | 3 |  | 504449 |  | [MDSYS.SDO_GEOMETRY]
60908032 | 15443171 | EXISTING | PAGO | 13513 | GAVIOTA | 5572 | D | NO | SCE | THREE | UNKNOWN | 16KV | LOW 2 | UNKNOWN | MB | UNKNOWN | UNKNOWN |  |  | SYSTEM | 2017-02-25 | lantzmk |  | CONSOLIDATED | GOLETA | NORTH COAST | 2178912 |  | 2219726 | A | N | N |  | -1 | I | 1987-06-01 |  | D |  | 15443181 | 15443203;70696568 |  |  |  | :13513 | 13513:13513 | main_exi_3_route_oh | CIRCUIT_BREAKER |  |  |  |  | -1.7 | 3 |  | 504449 |  | [MDSYS.SDO_GEOMETRY]
60908033 | 15443213 | EXISTING | PAHRUMP | 13517 | VALLEY ELECT. ASSOC. | 4051 | F | NO | SCE | THREE | UNKNOWN | 25KV | LOW 2 | UNKNOWN | MB | UNKNOWN | UNKNOWN |  |  | SYSTEM | 2017-08-14 | lantzmk |  | CONSOLIDATED | ELDORADO | RURALS | 2178913 |  | 2274086 | N | N | N |  | -1 | I | 1950-01-01 |  | D |  | 15443223 | 15444005 |  |  |  | :13517 | 13517:13517 | main_exi_3_route_oh | CIRCUIT_BREAKER |  |  |  |  | -1.83 | 3 |  | 504449 |  | [MDSYS.SDO_GEOMETRY]
60908093 | 15841703 | EXISTING | PATIO | 13787 | TORTILLA | 8037 | D | NO | SCE | THREE | UNKNOWN | 12KV | LOW 5 | UNKNOWN | MB | UNKNOWN | UNKNOWN |  |  | SYSTEM | 2014-02-05 | simhadk |  | CONSOLIDATED | LUGO | RURALS | 2179305 |  | 2213542 | S | N | Y | 140 | -1 | I | 1970-05-01 |  | D |  | 15841710 | 15897050;15897051 |  |  |  | :13787 | 13787:13787 | main_exi_3_route_oh | CIRCUIT_BREAKER |  |  |  |  | -1.82 | 2 |  | 504449 |  | [MDSYS.SDO_GEOMETRY]
60908094 | 15859983 | EXISTING | BUCKNER | 2362 | ROYAL | 5580 | D | NO | SCE | THREE | UNKNOWN | 16KV | LOW 6 | UNKNOWN | MB | UNKNOWN | UNKNOWN |  |  | SYSTEM | 2013-12-23 | merugusn |  | CONSOLIDATED | MOORPARK | NORTH COAST | 2134173 | 2 | 2212820 | A | N | N |  | -1 | I | 2003-08-13 |  | D |  | 15859990 | 15926220;15926221 |  |  |  | :02362 | 02362:02362 | main_exi_3_route_oh | CIRCUIT_BREAKER |  |  |  |  | -1.75 | 4 |  | 504449 |  | [MDSYS.SDO_GEOMETRY]
60908095 | 15884535 | EXISTING | MARTY | 11301 | SOMERSET | 5754 | D | NO | SCE | THREE | UNKNOWN | 12KV | LOW 3 | UNKNOWN | MB | UNKNOWN | UNKNOWN |  |  | SYSTEM | 2015-02-23 | simhadk |  | CONSOLIDATED | LIGHTHIPE | METRO WEST | 2172058 |  | 2215356 | S | N | Y | 123 | -1 | I | 1986-07-01 |  | D |  | 15884545 | 15966332 |  |  |  | :11301 | 11301:11301 | main_exi_3_route_oh | CIRCUIT_BREAKER |  |  |  |  | -1.77 | 3 |  | 504449 |  | [MDSYS.SDO_GEOMETRY]
60908096 | 15900145 | EXISTING | PATRICIA | 13791 | OJAI | 5526 | D | NO | SCE | THREE | UNKNOWN | 16KV | LOW 1 | UNKNOWN | MB | UNKNOWN | UNKNOWN |  |  | SYSTEM | 2014-01-31 | attadas |  | CONSOLIDATED | SANTA CLARA | NORTH COAST | 2184549 |  | 2219632 | A | N | Y | 205 | -1 | I | 1967-06-01 |  | D |  | 15900155 | 15988408;15988409 |  |  |  | :13791 | 13791:13791 | main_exi_3_route_oh | CIRCUIT_BREAKER |  |  |  |  | -1.73 | 3 |  | 504449 |  | [MDSYS.SDO_GEOMETRY]
60908097 | 15932355 | EXISTING | BUCKTHORN | 2367 | HESPERIA | 8087 | D | NO | SCE | THREE | UNKNOWN | 12KV | LOW 5 | UNKNOWN | MB | UNKNOWN | UNKNOWN |  |  | SYSTEM | 2014-02-21 | simhadk |  | CONSOLIDATED | LUGO | DESERT | 2135098 |  | 2218228 | N | N | Y | 206 | -1 | I | 1983-12-01 |  | D |  | 15932362 | 15947830;15947831 |  |  |  | :02367 | 02367:02367 | main_exi_3_route_oh | CIRCUIT_BREAKER |  |  |  |  | -1.81 | 2 |  | 504449 |  | [MDSYS.SDO_GEOMETRY]
60908098 | 15958358 | EXISTING | BUDD | 2370 | PIXLEY | 5321 | D | NO | SCE | THREE | UNKNOWN | 12KV | LOW 3 | UNKNOWN | MB | UNKNOWN | UNKNOWN |  |  | SYSTEM | 2014-01-07 | simhadk |  | CONSOLIDATED | SAN JOAQUIN | SAN JOAQUIN | 2135269 |  | 2219454 | A | N | Y | 227 | -1 | I | 1950-01-01 |  | D |  | 15958368 | 15986021 |  |  |  | :02370 | 02370:02370 | main_exi_3_route_oh | CIRCUIT_BREAKER |  |  |  |  | -1.78 | 5.5 |  | 504449 |  | [MDSYS.SDO_GEOMETRY]
60908099 | 15980784 | EXISTING | MAR VISTA | 11310 | CULVER | 5204 | D | NO | SCE | THREE | UNKNOWN | 16KV | LOW 2 | UNKNOWN | MB | UNKNOWN | UNKNOWN |  |  | SYSTEM | 2018-01-09 | maxwelbw |  | CONSOLIDATED | EL NIDO | METRO WEST | 2172260 | 1 | 2214532 | S | N | Y | 128 | -1 | I | 1950-01-01 |  | D |  | 15980794 | 16023547 |  |  |  | :11310 | 11310:11310 | main_exi_3_route_oh | CIRCUIT_BREAKER |  |  |  |  | -1.76 | 3 |  | 504449 |  | [MDSYS.SDO_GEOMETRY]
60908100 | 15991618 | EXISTING | BUFFER | 2390 | CHATSWORTH | 5555 | D | NO | SCE | THREE | UNKNOWN | 16KV | LOW 1 | UNKNOWN | MB | UNKNOWN | UNKNOWN |  |  | SYSTEM | 2013-12-24 | simhadk |  | CONSOLIDATED | SAUGUS | NORTH COAST | 2139241 | 2 | 2217324 | A | N | Y | 235 | -1 | I | 1992-06-09 |  | D |  | 15991625 | 16038592;16038593 |  |  |  | :02390 | 02390:02390 | main_exi_3_route_oh | CIRCUIT_BREAKER |  |  |  |  | -1.75 | 3 |  | 504449 |  | [MDSYS.SDO_GEOMETRY]
60908106 | 16008048 | EXISTING | PATRIOT | 13795 | NEWBURY | 5557 | D | NO | SCE | THREE | UNKNOWN | 16KV | LOW 4 | UNKNOWN | MB | UNKNOWN | UNKNOWN |  |  | SYSTEM | 2014-01-03 | bodduvh |  | CONSOLIDATED | MOORPARK | NORTH COAST | 2179098 | 1 | 2215006 | A | N | N |  | -1 | I | 1993-04-20 |  | D |  | 16008058 | 16035278;16035279 |  |  |  | :13795 | 13795:13795 | main_exi_3_route_oh | CIRCUIT_BREAKER |  |  |  |  | -1.74 | 3 |  | 504449 |  | [MDSYS.SDO_GEOMETRY]
60908107 | 16020432 | EXISTING | ASPEN | 805 | TORRANCE | 5269 | D | NO | SCE | THREE | UNKNOWN | 16KV | LOW 3 | UNKNOWN | MB | UNKNOWN | UNKNOWN |  |  | SYSTEM | 2017-10-19 | beealdb |  |  | EL NIDO | METRO WEST | 2135656 | 1 | 2212418 | S | N | Y | 121 | -1 | I | 1963-10-01 |  | D |  | 16020442 | 16099444 |  |  |  | :00805 | 00805:00805 | main_exi_3_route_oh | CIRCUIT_BREAKER |  |  |  |  | -1.76 | 3 |  | 504449 |  | [MDSYS.SDO_GEOMETRY]
60908108 | 16035874 | EXISTING | PAWLEY | 13820 | THREE RIVERS | 5350 | D | NO | SCE | THREE | UNKNOWN | 12KV | LOW 2 | UNKNOWN | MB | UNKNOWN | UNKNOWN |  |  | SYSTEM | 2014-04-08 | yallasv |  | CONSOLIDATED | SAN JOAQUIN | SAN JOAQUIN | 2184552 |  | 2214830 | A | Y | N |  | -1 | I | 1956-11-01 |  | D |  | 16035884 | 16131693;16131694 |  |  |  | :13820 | 13820:13820 | main_exi_3_route_oh | CIRCUIT_BREAKER |  |  |  |  | -1.8 | 3 |  | 504449 |  | [MDSYS.SDO_GEOMETRY]
60908109 | 16052149 | EXISTING | BUG | 2403 | GALE | 8283 | D | NO | SCE | THREE | UNKNOWN | 33KV | LOW 3 | UNKNOWN | MB | UNKNOWN | UNKNOWN |  |  | SYSTEM | 2014-03-26 | inneswm |  | CONSOLIDATED | LUGO | RURALS | 2134176 |  | 2216094 | A | Y | N |  | -1 | I | 1950-01-01 |  | D |  | 16052156 | 16053696;16053697 |  |  |  | :02403 | 02403:02403 | main_exi_3_route_oh | CIRCUIT_BREAKER |  |  |  |  | -102.33 | 2 |  | 504449 |  | [MDSYS.SDO_GEOMETRY]
60908110 | 16060227 | EXISTING | BURR | 2490 | LINDSAY | 5317 | D | NO | SCE | THREE | UNKNOWN | 12KV | LOW 2 | UNKNOWN | MB | UNKNOWN | UNKNOWN |  |  | SYSTEM | 2014-01-07 | manthak |  | CONSOLIDATED | SAN JOAQUIN | SAN JOAQUIN | 2138253 |  | 2219444 | S | Y | N |  | -1 | I | 1950-01-01 |  | D |  | 16060237 | 16119618;16119619 |  |  |  | :02490 | 02490:02490 | main_exi_3_route_oh | CIRCUIT_BREAKER |  |  |  |  | 19.88 | 3 |  | 504449 |  | [MDSYS.SDO_GEOMETRY]
60908034 | 15444015 | EXISTING | PAIGE | 13520 | TULARE | 5328 | D | NO | SCE | THREE | UNKNOWN | 12KV | LOW 3 | UNKNOWN | MB | UNKNOWN | UNKNOWN |  |  | SYSTEM | 2014-01-11 | manthak |  | CONSOLIDATED | SAN JOAQUIN | SAN JOAQUIN | 2178914 |  | 2212542 | A | Y | N |  | -1 | I | 1950-01-01 |  | D |  | 15444025 | 15469500 |  |  |  | :13520 | 13520:13520 | main_exi_3_route_oh | CIRCUIT_BREAKER |  |  |  |  | -1.79 | 2 |  | 504449 |  | [MDSYS.SDO_GEOMETRY]
60908035 | 15451758 | EXISTING | BOWMAN | 2046 | DOWNS | 8137 | D | NO | SCE | THREE | UNKNOWN | 12KV | LOW 3 | UNKNOWN | MB | UNKNOWN | UNKNOWN |  |  | SYSTEM | 2014-05-08 | aminencn |  | CONSOLIDATED | LUGO | RURALS | 2137916 |  | 17994938 | A | Y | N |  | -1 | I | 1980-06-01 |  | D |  | 15451768 | 15524771;15524772 |  |  |  | :02046 | 02046:02046 | main_exi_3_route_oh | CIRCUIT_BREAKER |  |  |  |  | -1.81 | 2 |  | 504449 |  | [MDSYS.SDO_GEOMETRY]
60908036 | 15470491 | EXISTING | PAINTED CAVE | 13530 | PAINTED CAVE P.T. | 7654 | A | NO | SCE | THREE | UNKNOWN | 2.4KV | LOW 1 | UNKNOWN | MB | UNKNOWN | UNKNOWN |  |  | SYSTEM | 2013-10-31 | kotakr |  | CONSOLIDATED | GOLETA | NORTH COAST | 2189773 |  | 2125260 | A | Y | N |  | -1 | I | 1950-01-01 |  | D |  | 15470495 | 15484748 |  |  |  | :13530 | 13530:13530 | main_exi_3_route_oh | CIRCUIT_BREAKER |  |  |  |  | -1.71 | 3 |  | 504449 |  | [MDSYS.SDO_GEOMETRY]
60908037 | 15484884 | EXISTING | PAINT | 13538 | PALMDALE | 5564 | D | NO | SCE | THREE | UNKNOWN | 12KV | LOW 7 | UNKNOWN | MB | UNKNOWN | UNKNOWN |  |  | SYSTEM | 2013-11-18 | mannepl |  | CONSOLIDATED | VINCENT | NORTH COAST | 2189774 | 2 | 2212778 | A | N | N |  | -1 | I | 1989-05-01 |  | D |  | 15484894 | 15538871;15538872 |  |  |  | :13538 | 13538:13538 | main_exi_3_route_oh | CIRCUIT_BREAKER |  |  |  |  | -1.78 | 3 |  | 504449 |  | [MDSYS.SDO_GEOMETRY]
60908038 | 15490508 | EXISTING | ARIZONA | 700 | SEPULVEDA | 5207 | D | NO | SCE | THREE | UNKNOWN | 4KV | LOW 13 | UNKNOWN | MB | UNKNOWN | UNKNOWN |  |  | SYSTEM | 2015-03-27 | bessar |  |  | EL NIDO | METRO WEST | 2130209 | 2 | 2212246 | A | N | Y | 240 | -1 | I | 1950-01-01 |  | D |  | 15490512 | 15507268;15507269 |  |  |  | :00700 | 00700:00700 | main_exi_3_route_oh | CIRCUIT_BREAKER |  |  |  |  | -1.76 | 2 |  | 504449 |  | [MDSYS.SDO_GEOMETRY]
60908045 | 15508251 | EXISTING | ARNETT | 770 | IMPERIAL | 5772 | D | NO | SCE | THREE | UNKNOWN | 12KV | LOW 7 | UNKNOWN | MB | UNKNOWN | UNKNOWN |  |  | SYSTEM | 2014-11-24 | bessar |  | CONSOLIDATED | LIGHTHIPE | METRO WEST | 2135650 |  | 2217728 | S | Y | N |  | -1 | I | 1955-08-01 |  | D |  | 15508261 | 15573386 |  |  |  | :00770 | 00770:00770 | main_exi_3_route_oh | CIRCUIT_BREAKER |  |  |  |  | -1.77 | 3 |  | 504449 |  | [MDSYS.SDO_GEOMETRY]
60908046 | 15532199 | EXISTING | BOXCAR | 2048 | GOLDTOWN | 5511 | D | NO | SCE | THREE | UNKNOWN | 12KV | LOW 3 | UNKNOWN | MB | UNKNOWN | UNKNOWN |  |  | SYSTEM | 2014-02-03 | manthak |  | CONSOLIDATED | VINCENT | RURALS | 2132237 |  | 2219596 | A | Y | N |  | -1 | I | 1971-06-01 |  | D |  | 15532209 | 15567368;15567369 |  |  |  | :02048 | 02048:02048 | main_exi_3_route_oh | CIRCUIT_BREAKER |  |  |  |  | -1.79 | 3 |  | 504449 |  | [MDSYS.SDO_GEOMETRY]
60908052 | 15550644 | EXISTING | PAMPAS | 13612 | POTRERO | 5597 | D | NO | SCE | THREE | UNKNOWN | 16KV | LOW 9 | UNKNOWN | MB | UNKNOWN | UNKNOWN |  |  | SYSTEM | 2013-12-31 | mannepl |  | CONSOLIDATED | MOORPARK | NORTH COAST | 2178917 | 3 | 2219760 | A | N | Y | 242 | -1 | I | 1969-11-01 |  | D |  | 15550654 | 15610280;15610281 |  |  |  | :13612 | 13612:13612 | main_exi_3_route_oh | CIRCUIT_BREAKER |  |  |  |  | -1.74 | 3 |  | 504449 |  | [MDSYS.SDO_GEOMETRY]
60908053 | 15575312 | EXISTING | BRAGDON | 2132 | HARVARD | 8161 | D | NO | SCE | THREE | UNKNOWN | 12KV | LOW 1 | UNKNOWN | MB | UNKNOWN | UNKNOWN |  |  | SYSTEM | 2014-03-10 | bodduvh |  | CONSOLIDATED | LUGO | RURALS | 2133857 |  | 2213698 | A | N | Y | 221 | -1 | I | 1950-01-01 |  | D |  | 15575319 | 15603379;15603380 |  |  |  | :02132 | 02132:02132 | main_exi_3_route_oh | CIRCUIT_BREAKER |  |  |  |  | -1.83 | 9 |  | 504449 |  | [MDSYS.SDO_GEOMETRY]
60908054 | 15597530 | EXISTING | ARTISANO | 780 | LA FRESA | 5021 | D | NO | SCE | THREE | UNKNOWN | 16KV | LOW 23 | UNKNOWN | MB | UNKNOWN | UNKNOWN |  |  | SYSTEM | 2017-10-02 | beealdb |  |  | EL NIDO | METRO WEST | 2135651 | 5 | 2211620 | M | N | Y | 119 | -1 | I | 1950-01-01 |  | D |  | 15597540 | 15619503 |  |  |  | :00780 | 00780:00780 | main_exi_3_route_oh | CIRCUIT_BREAKER |  |  |  |  | -1.76 | 3 |  | 504449 |  | [MDSYS.SDO_GEOMETRY]
60908055 | 15606129 | EXISTING | BRAND | 2140 | SANTA SUSANA | 5532 | D | NO | SCE | THREE | UNKNOWN | 16KV | LOW 3 | UNKNOWN | MB | UNKNOWN | UNKNOWN |  |  | SYSTEM | 2014-01-06 | merugusn |  | CONSOLIDATED | SAUGUS | NORTH COAST | 2137917 | 2 | 2214960 | A | N | Y | 238 | -1 | I | 1963-06-01 |  | D |  | 15606139 | 15641863;15641864 |  |  |  | :02140 | 02140:02140 | main_exi_3_route_oh | CIRCUIT_BREAKER |  |  |  |  | -1.75 | 3 |  | 504449 |  | [MDSYS.SDO_GEOMETRY]
60908061 | 15611383 | EXISTING | PANCHO | 13618 | CAMARILLO | 5517 | D | NO | SCE | THREE | UNKNOWN | 16KV | LOW 1 | UNKNOWN | MB | UNKNOWN | UNKNOWN |  |  | SYSTEM | 2013-12-16 | mannepl |  | CONSOLIDATED | SANTA CLARA | NORTH COAST | 2178918 |  | 2219612 | A | Y | N |  | -1 | I | 1982-10-01 |  | D |  | 15611393 | 15647193;15647194 |  |  |  | :13618 | 13618:13618 | main_exi_3_route_oh | CIRCUIT_BREAKER |  |  |  |  | -1.74 | 3 |  | 504449 |  | [MDSYS.SDO_GEOMETRY]
60908062 | 15638179 | EXISTING | ARVANA | 784 | VICTORIA | 5232 | D | NO | SCE | THREE | UNKNOWN | 16KV | LOW 4 | UNKNOWN | MB | UNKNOWN | UNKNOWN |  |  | SYSTEM | 2015-04-28 | kallurr |  |  | EL NIDO | METRO WEST | 2132532 | 4 | 2214608 | S | N | Y | 122 | -1 | I | 1950-01-01 |  | D |  | 15638189 | 15712243 |  |  |  | :00784 | 00784:00784 | main_exi_3_route_oh | CIRCUIT_BREAKER |  |  |  |  | -1.76 | 3 |  | 504449 |  | [MDSYS.SDO_GEOMETRY]
60908063 | 15665184 | EXISTING | PAPPAS | 13655 | RANDSBURG | 8031 | D | NO | SCE | THREE | UNKNOWN | 33KV | LOW 1 | UNKNOWN | MB | UNKNOWN | UNKNOWN |  |  | SYSTEM | 2014-02-11 | manthak |  | CONSOLIDATED | LUGO | RURALS | 2189855 |  | 2220452 | A | N | Y | 211 | -1 | I | 1950-01-01 |  | D |  | 15665194 | 15665984 |  |  |  | :13655 | 13655:13655 | main_exi_3_route_oh | CIRCUIT_BREAKER |  |  |  |  | -1.81 | 11 |  | 504449 |  | [MDSYS.SDO_GEOMETRY]
60908064 | 15666165 | EXISTING | PAR | 13656 | PAR P.T. | 7650 | A | NO | SCE | THREE | UNKNOWN | 2.4KV | LOW 1 | UNKNOWN | MB | UNKNOWN | UNKNOWN |  |  | SYSTEM | 2013-11-01 | kotakr |  | CONSOLIDATED | GOLETA | NORTH COAST | 2179248 |  | 2126794 | N | Y | N |  | -1 | I | 1971-08-01 |  | D |  | 15666175 | 15666464 |  |  |  | :13656 | 13656:13656 | main_exi_3_route_oh | CIRCUIT_BREAKER |  |  |  |  | -1.71 | 3 |  | 504449 |  | [MDSYS.SDO_GEOMETRY]
60908065 | 15666549 | EXISTING | PARADISE | 13658 | VALDEZ | 5236 | D | NO | SCE | THREE | UNKNOWN | 16KV | LOW 6 | UNKNOWN | MB | UNKNOWN | UNKNOWN |  |  | SYSTEM | 2014-01-03 | manthak |  | CONSOLIDATED | MOORPARK | NORTH COAST | 2179299 | 4 | 2212338 | A | N | Y | 233 | -1 | I | 1968-02-01 |  | D |  | 15666559 | 15733728;15733729 |  |  |  | :13658 | 13658:13658 | main_exi_3_route_oh | CIRCUIT_BREAKER |  |  |  |  | -1.75 | 3 |  | 504449 |  | [MDSYS.SDO_GEOMETRY]
60908066 | 15669209 | EXISTING | BRAEMER | 2185 | PLAYA | 5565 | D | NO | SCE | THREE | UNKNOWN | 4KV | LOW 2 | UNKNOWN | MB | UNKNOWN | UNKNOWN |  |  | SYSTEM | 2013-10-31 | bessar |  | CONSOLIDATED | GOLETA | NORTH COAST | 2134915 |  | 2212780 | A | Y | N |  | -1 | I | 1950-01-01 |  | D |  | 15669219 | 15675606 |  |  |  | :02185 | 02185:02185 | main_exi_3_route_oh | CIRCUIT_BREAKER |  |  |  |  | -1.71 | 2.5 |  | 504449 |  | [MDSYS.SDO_GEOMETRY]
60908072 | 15675934 | EXISTING | BRENNAN | 2191 | MOORPARK | 5056 | D | NO | SCE | THREE | UNKNOWN | 16KV | LOW 14 | UNKNOWN | MB | UNKNOWN | UNKNOWN |  |  | SYSTEM | 2013-12-23 | kallurr |  | CONSOLIDATED | MOORPARK | NORTH COAST | 2134918 |  | 2211770 | M | N | N |  | -1 | I | 1988-06-01 |  | D |  | 15675944 | 15710638;15710640 |  |  |  | :02191 | 02191:02191 | main_exi_3_route_oh | CIRCUIT_BREAKER |  |  |  |  | -1.74 | 3 |  | 504449 |  | [MDSYS.SDO_GEOMETRY]
60908073 | 15721053 | EXISTING | BROOME | 2310 | COLONIA | 5505 | D | NO | SCE | THREE | UNKNOWN | 16KV | LOW 7 | UNKNOWN | MB | UNKNOWN | UNKNOWN |  |  | SYSTEM | 2017-03-30 | lantzmk |  | CONSOLIDATED | SANTA CLARA | NORTH COAST | 2134169 |  | 2219578 | S | N | Y | 118 | -1 | I | 1950-01-01 |  | D |  | 15721057 | 15721164;177370928 |  |  |  | :02310 | 02310:02310 | main_exi_3_route_oh | CIRCUIT_BREAKER |  |  |  |  | -1.73 | 3 |  | 504449 |  | [MDSYS.SDO_GEOMETRY]
60908074 | 15721231 | EXISTING | BROWN | 2315 | BROWN P.T. | 7088 | A | NO | SCE | THREE | UNKNOWN | 4KV | LOW 1 | UNKNOWN | MB | UNKNOWN | UNKNOWN |  |  | SYSTEM | 2014-01-22 | bodduvh |  | CONSOLIDATED | ELDORADO | RURALS | 2135091 |  | 2121641 | N | N | N |  | -1 | I | 1963-04-01 |  | D |  | 15721241 | 15722289;15722290 |  |  |  | :02315 | 02315:02315 | main_exi_3_route_oh | CIRCUIT_BREAKER |  |  |  |  | -1.84 | 2.5 |  | 504449 |  | [MDSYS.SDO_GEOMETRY]
60908075 | 15722885 | EXISTING | BRUCITE | 2319 | VICTOR | 8049 | D | NO | SCE | THREE | UNKNOWN | 12KV | LOW 16 | UNKNOWN | MB | UNKNOWN | UNKNOWN |  |  | SYSTEM | 2014-03-23 | garciacm |  | CONSOLIDATED | LUGO | DESERT | 2134171 |  | 2220516 | A | N | N |  | -1 | I | 1993-12-10 |  | D |  | 15722892 | 15773667;15773668 |  |  |  | :02319 | 02319:02319 | main_exi_3_route_oh | CIRCUIT_BREAKER |  |  |  |  | -1.81 | 2 |  | 504449 |  | [MDSYS.SDO_GEOMETRY]
60908076 | 15730985 | EXISTING | ASHLAND | 800 | PEARL | 5224 | D | NO | SCE | THREE | UNKNOWN | 4KV | LOW 1 | UNKNOWN | MB | UNKNOWN | UNKNOWN |  |  | SYSTEM | 2018-01-09 | maxwelbw |  | CONSOLIDATED | EL NIDO | METRO WEST | 2132533 |  | 2212296 | A | N | Y |  | -1 | I | 1950-01-01 |  | D |  | 15730995 | 16017923 |  |  |  | :00800 | 00800:00800 | main_exi_3_route_oh | CIRCUIT_BREAKER |  |  |  |  | -1.76 | 3 |  | 504449 |  | [MDSYS.SDO_GEOMETRY]
60908077 | 15735263 | EXISTING | PARKMORE | 13713 | VALDEZ | 5236 | D | NO | SCE | THREE | UNKNOWN | 16KV | LOW 4 | UNKNOWN | MB | UNKNOWN | UNKNOWN |  |  | SYSTEM | 2014-01-02 | merugusn |  | CONSOLIDATED | MOORPARK | NORTH COAST | 2184483 | 4 | 2212338 | A | N | Y | 233 | -1 | I | 1992-05-07 |  | D |  | 15735273 | 15808425;15808426 |  |  |  | :13713 | 13713:13713 | main_exi_3_route_oh | CIRCUIT_BREAKER |  |  |  |  | -1.75 | 3.5 |  | 504449 |  | [MDSYS.SDO_GEOMETRY]
60908083 | 15777191 | EXISTING | BUCKAROO | 2355 | GONZALES | 5587 | D | NO | SCE | THREE | UNKNOWN | 16KV | LOW 4 | UNKNOWN | MB | UNKNOWN | UNKNOWN |  |  | SYSTEM | 2013-11-28 | aminencn |  | CONSOLIDATED | SANTA CLARA | NORTH COAST | 2135095 |  | 2212826 | A | N | N |  | -1 | I | 1950-01-01 |  | D |  | 15777201 | 15792606;15792607 |  |  |  | :02355 | 02355:02355 | main_exi_3_route_oh | CIRCUIT_BREAKER |  |  |  |  | -1.73 | 3 |  | 504449 |  | [MDSYS.SDO_GEOMETRY]
60908084 | 15798117 | EXISTING | BUCKHORN | 2360 | FILLMORE | 5510 | D | NO | SCE | THREE | UNKNOWN | 16KV | LOW 1 | UNKNOWN | MB | UNKNOWN | UNKNOWN |  |  | SYSTEM | 2013-12-04 | attadas |  | CONSOLIDATED | SAUGUS | NORTH COAST | 2135096 |  | 2219592 | S | Y | N |  | -1 | I | 1950-01-01 |  | D |  | 15798127 | 15849146;15849147 |  |  |  | :02360 | 02360:02360 | main_exi_3_route_oh | CIRCUIT_BREAKER |  |  |  |  | -1.75 | 3 |  | 504449 |  | [MDSYS.SDO_GEOMETRY]
60908085 | 15819253 | EXISTING | PASCOE | 13760 | GREENHORN | 5339 | D | NO | SCE | THREE | UNKNOWN | 2.4KV | LOW 1 | UNKNOWN | MB | UNKNOWN | UNKNOWN |  |  | SYSTEM | 2014-01-24 | attadas |  | CONSOLIDATED | SAN JOAQUIN | RURALS | 2190306 |  | 2214810 | A | N | N |  | -1 | I | 1948-06-01 |  | D |  | 15819263 | 15841161;15841162 |  |  |  | :13760 | 13760:13760 | main_exi_3_route_oh | CIRCUIT_BREAKER |  |  |  |  | -1.79 | 3 |  | 504449 |  | [MDSYS.SDO_GEOMETRY]
60908092 | 15837595 | EXISTING | MARTIN | 11300 | DAVIDSON CITY | 5779 | D | NO | SCE | THREE | UNKNOWN | 4KV | LOW 2 | UNKNOWN | MB | UNKNOWN | UNKNOWN |  |  | SYSTEM | 2014-12-01 | aminencn |  | CONSOLIDATED | LIGHTHIPE | METRO WEST | 2172057 |  | 2217738 | A | N | Y |  | -1 | I | 1949-03-01 |  | D |  | 15837605 | 15856450;15856451 |  |  |  | :11300 | 11300:11300 | main_exi_3_route_oh | CIRCUIT_BREAKER |  |  |  |  | -1.76 | 3 |  | 504449 |  | [MDSYS.SDO_GEOMETRY]
60907853 | 14665422 | EXISTING | BLACKSTONE | 1744 | LIBERTY | 5312 | D | NO | SCE | THREE | UNKNOWN | 12KV | LOW 7 | UNKNOWN | MB | UNKNOWN | UNKNOWN |  |  | SYSTEM | 2014-01-07 | mannepl |  | CONSOLIDATED | SAN JOAQUIN | SAN JOAQUIN | 2137052 |  | 2212500 | A | N | Y | 220 | -1 | I | 1968-06-01 |  | D |  | 14665432 | 14715143;14715144 |  |  |  | :01744 | 01744:01744 | main_exi_3_route_oh | CIRCUIT_BREAKER |  |  |  |  | -1.79 | 5.5 |  | 504449 |  | [MDSYS.SDO_GEOMETRY]
60907854 | 14683734 | EXISTING | AMOS | 470 | SOMERSET | 5754 | D | NO | SCE | THREE | UNKNOWN | 4KV | LOW 7 | UNKNOWN | MB | UNKNOWN | UNKNOWN |  |  | SYSTEM | 2015-01-27 | attadas |  | CONSOLIDATED | LIGHTHIPE | METRO WEST | 2131727 | 3 | 2217696 | S | N | Y | 138 | -1 | I | 1950-01-01 |  | D |  | 14683744 | 14705553 |  |  |  | :00470 | 00470:00470 | main_exi_3_route_oh | CIRCUIT_BREAKER |  |  |  |  | -1.77 | 3 |  | 504449 |  | [MDSYS.SDO_GEOMETRY]
60907860 | 14705836 | EXISTING | ANCHOR | 514 | NEPTUNE | 5781 | D | NO | SCE | THREE | UNKNOWN | 4KV | LOW 14 | UNKNOWN | MB | UNKNOWN | UNKNOWN |  |  | SYSTEM | 2017-09-22 | maxwelbw |  | CONSOLIDATED | LIGHTHIPE | METRO WEST | 2141967 | 5 | 2213180 | A | N | Y | 227 | -1 | I | 1962-09-01 |  | D |  | 14705846 | 14735199 |  |  |  | :00514 | 00514:00514 | main_exi_3_route_oh | CIRCUIT_BREAKER |  |  |  |  | -1.76 | 3 |  | 504449 |  | [MDSYS.SDO_GEOMETRY]
60907861 | 14718572 | EXISTING | MAPES | 11156 | ERIC | 5783 | D | NO | SCE | THREE | UNKNOWN | 12KV | LOW 5 | UNKNOWN | MB | UNKNOWN | UNKNOWN |  |  | SYSTEM | 2015-03-10 | bessar |  | CONSOLIDATED | LIGHTHIPE | METRO WEST | 2170879 | 1 | 2213182 | A | N | Y | 210 | -1 | I | 1980-06-01 |  | D |  | 14718582 | 14814266 |  |  |  | :11156 | 11156:11156 | main_exi_3_route_oh | CIRCUIT_BREAKER |  |  |  |  | -1.77 | 3 |  | 504449 |  | [MDSYS.SDO_GEOMETRY]
60907862 | 14724781 | EXISTING | BLACKBIRD | 1747 | LOCKHEED | 5568 | D | NO | SCE | THREE | UNKNOWN | 16KV | LOW 4 | UNKNOWN | MB | UNKNOWN | UNKNOWN |  |  | SYSTEM | 2013-11-27 | simhadk |  | CONSOLIDATED | SAUGUS | NORTH COAST | 2133563 |  | 2217354 |  |  |  |  | -1 | I | 1997-04-28 |  | D |  | 14724791 | 14792296;14792297 |  | 14779735 |  | :01747 | 01747:01747 | main_exi_3_route_oh | CIRCUIT_BREAKER |  |  |  |  | -1.76 | 4 |  | 504449 |  | [MDSYS.SDO_GEOMETRY]
60907863 | 14769025 | EXISTING | ANCHORAGE | 516 | YUKON | 5241 | D | NO | SCE | THREE | UNKNOWN | 16KV | LOW 1 | UNKNOWN | MB | UNKNOWN | UNKNOWN |  |  | SYSTEM | 2015-04-08 | attadas |  | CONSOLIDATED | EL NIDO | METRO WEST | 2129708 | 3 | 2212348 | A | N | Y | 228 | -1 | I | 1968-11-01 |  | D |  | 14769035 | 14769625 |  |  |  | :00516 | 00516:00516 | main_exi_3_route_oh | CIRCUIT_BREAKER |  |  |  |  | -1.76 | 3 |  | 504449 |  | [MDSYS.SDO_GEOMETRY]
60907864 | 14769662 | EXISTING | ANDRUS | 540 | NAOMI | 5780 | D | NO | SCE | THREE | UNKNOWN | 4KV | LOW 1 | UNKNOWN | MB | UNKNOWN | UNKNOWN |  |  | SYSTEM | 2017-11-22 | maxwelbw |  | CONSOLIDATED | LIGHTHIPE | METRO WEST | 2142142 |  | 2220078 | A | N | Y | 209 | -1 | I | 1947-12-01 |  | D |  | 14769672 | 14795290 |  |  |  | :00540 | 00540:00540 | main_exi_3_route_oh | CIRCUIT_BREAKER |  |  |  |  | -1.76 | 3 |  | 504449 |  | [MDSYS.SDO_GEOMETRY]
60907865 | 14797820 | EXISTING | BLANCA | 1770 | COLUMBINE | 5336 | D | NO | SCE | THREE | UNKNOWN | 12KV | LOW 4 | UNKNOWN | MB | UNKNOWN | UNKNOWN |  |  | SYSTEM | 2014-01-06 | manthak |  | CONSOLIDATED | SAN JOAQUIN | SAN JOAQUIN | 2131883 |  | 2212556 | A | N | Y | 228 | -1 | I | 1949-02-01 |  | D |  | 14797830 | 14815471;14815472 |  |  |  | :01770 | 01770:01770 | main_exi_3_route_oh | CIRCUIT_BREAKER |  |  |  |  | -1.78 | 6 |  | 504449 |  | [MDSYS.SDO_GEOMETRY]
60907866 | 14805976 | EXISTING | ANGELINA | 550 | VICTORIA | 5232 | D | NO | SCE | THREE | UNKNOWN | 16KV | LOW 2 | UNKNOWN | MB | UNKNOWN | UNKNOWN |  |  | SYSTEM | 2017-12-14 | maxwelbw |  | CONSOLIDATED | EL NIDO | METRO WEST | 2129870 | 4 | 2214608 | S | Y | N |  | -1 | I | 1950-01-01 |  | D |  | 14805986 | 14875266 |  |  |  | :00550 | 00550:00550 | main_exi_3_route_oh | CIRCUIT_BREAKER |  |  |  |  | -1.76 | 3 |  | 504449 |  | [MDSYS.SDO_GEOMETRY]
60907867 | 14816124 | EXISTING | BLEDSOE | 1805 | NEENACH | 5556 | D | NO | SCE | THREE | UNKNOWN | 12KV | LOW 1 | UNKNOWN | MB | UNKNOWN | UNKNOWN |  |  | SYSTEM | 2013-11-07 | kotakr |  | CONSOLIDATED | VINCENT | NORTH COAST | 2131888 |  | 2215002 | A | N | Y | 206 | -1 | I | 1967-05-01 |  | D |  | 14816134 | 14836575;14836576 |  |  |  | :01805 | 01805:01805 | main_exi_3_route_oh | CIRCUIT_BREAKER |  |  |  |  | -1.77 | 6 |  | 504449 |  | [MDSYS.SDO_GEOMETRY]
60907873 | 14822179 | EXISTING | ORMAN | 13265 | INYOKERN TOWN | 8170 | D | NO | SCE | THREE | UNKNOWN | 4.8KV | LOW 2 | UNKNOWN | MB | UNKNOWN | UNKNOWN |  |  | SYSTEM | 2014-02-05 | simhadk |  | CONSOLIDATED | LUGO | RURALS | 2178756 |  | 2220660 | A | Y | N |  | -1 | I | 1950-01-01 |  | D |  | 14822189 | 14822596 |  |  |  | :13265 | 13265:13265 | main_exi_3_route_oh | CIRCUIT_BREAKER |  |  |  |  | -1.8 | 3 |  | 504449 |  | [MDSYS.SDO_GEOMETRY]
60907874 | 14822705 | EXISTING | OSNER | 13310 | DELANO | 5305 | D | NO | SCE | THREE | UNKNOWN | 12KV | LOW 6 | UNKNOWN | MB | UNKNOWN | UNKNOWN |  |  | SYSTEM | 2014-02-28 | kallurr |  | CONSOLIDATED | SAN JOAQUIN | SAN JOAQUIN | 2179001 |  | 2219412 | S | N | Y | 102 | -1 | I | 1950-01-01 |  | D |  | 14822715 | 14908259;196325237 |  |  |  | :13310 | 13310:13310 | main_exi_3_route_oh | CIRCUIT_BREAKER |  |  |  |  | -1.78 | 3 |  | 504449 |  | [MDSYS.SDO_GEOMETRY]
60907881 | 14829087 | EXISTING | MAPLEWOOD | 11160 | SOMERSET | 5754 | D | NO | SCE | THREE | UNKNOWN | 12KV | LOW 2 | UNKNOWN | MB | UNKNOWN | UNKNOWN |  |  | SYSTEM | 2017-11-15 | beealdb |  |  | LIGHTHIPE | METRO WEST | 2185052 |  | 2215356 | S | N | Y | 123 | -1 | I | 1950-01-01 |  | D |  | 14829097 | 14915967 |  |  |  | :11160 | 11160:11160 | main_exi_3_route_oh | CIRCUIT_BREAKER |  |  |  |  | -1.77 | 3 |  | 504449 |  | [MDSYS.SDO_GEOMETRY]
60907882 | 14839019 | EXISTING | BLINKER | 1810 | PIXLEY | 5321 | D | NO | SCE | THREE | UNKNOWN | 12KV | LOW 2 | UNKNOWN | MB | UNKNOWN | UNKNOWN |  |  | SYSTEM | 2014-01-07 | manthak |  | CONSOLIDATED | SAN JOAQUIN | SAN JOAQUIN | 2133699 |  | 2219454 | A | N | Y | 227 | -1 | I | 1950-01-01 |  | D |  | 14839029 | 14866248;14866249 |  |  |  | :01810 | 01810:01810 | main_exi_3_route_oh | CIRCUIT_BREAKER |  |  |  |  | -1.78 | 5.5 |  | 504449 |  | [MDSYS.SDO_GEOMETRY]
60907889 | 14866910 | EXISTING | BLUE RIDGE | 1842 | BLUE RIDGE P.T. | 7073 | A | NO | SCE | THREE | UNKNOWN | 2.4KV | LOW 1 | UNKNOWN | MB | UNKNOWN | UNKNOWN |  |  | SYSTEM | 2014-02-12 | bessar |  | CONSOLIDATED | LUGO | DESERT | 2137730 |  | 2121995 | A | N | Y | 239 | -1 | I | 1950-01-01 |  | D |  | 14866917 | 14867772 |  | 14867510 |  | :01842 | 01842:01842 | main_exi_3_route_oh | CIRCUIT_BREAKER |  |  |  |  | -1.79 | 4 |  | 504449 |  | [MDSYS.SDO_GEOMETRY]
60907890 | 14867932 | EXISTING | BOA | 1848 | NORTH OAKS | 5542 | D | NO | SCE | THREE | UNKNOWN | 16KV | LOW 5 | UNKNOWN | MB | UNKNOWN | UNKNOWN |  |  | SYSTEM | 2013-11-27 | punukos |  | CONSOLIDATED | SAUGUS | NORTH COAST | 2146089 |  | 2214980 | A | N | N | 210 | -1 | I | 1971-07-01 |  | D |  | 14867942 | 14924550;14924551 |  |  |  | :01848 | 01848:01848 | main_exi_3_route_oh | CIRCUIT_BREAKER |  |  |  |  | -1.76 | 3 |  | 504449 |  | [MDSYS.SDO_GEOMETRY]
60907891 | 14877201 | EXISTING | ANTWERP | 590 | ATHENS | 5727 | D | NO | SCE | THREE | UNKNOWN | 4KV | LOW 4 | UNKNOWN | MB | UNKNOWN | UNKNOWN |  |  | SYSTEM | 2015-01-20 | simhadk |  | CONSOLIDATED | LIGHTHIPE | METRO WEST | 2142146 |  | 2217628 | A | N | N |  | -1 | I | 1950-01-01 |  | D |  | 14877211 | 14897591 |  |  |  | :00590 | 00590:00590 | main_exi_3_route_oh | CIRCUIT_BREAKER |  |  |  |  | -1.76 | 3 |  | 504449 |  | [MDSYS.SDO_GEOMETRY]
60907892 | 14897796 | EXISTING | ANZA | 600 | LENNOX | 5213 | D | NO | SCE | THREE | UNKNOWN | 4KV | LOW 6 | UNKNOWN | MB | UNKNOWN | UNKNOWN |  |  | SYSTEM | 2015-03-27 | attadas |  | CONSOLIDATED | EL NIDO | METRO WEST | 2129876 | 6 | 2216884 | A | N | Y | 208 | -1 | I | 1950-01-01 |  | D |  | 14897806 | 14943191 |  |  |  | :00600 | 00600:00600 | main_exi_3_route_oh | CIRCUIT_BREAKER |  |  |  |  | -1.76 | 3 |  | 504449 |  | [MDSYS.SDO_GEOMETRY]
60907893 | 14917867 | EXISTING | OUTPOST | 13355 | VICTOR | 8049 | D | NO | SCE | THREE | UNKNOWN | 12KV | LOW 17 | UNKNOWN | MB | UNKNOWN | UNKNOWN |  |  | SYSTEM | 2014-03-28 | bodduvh |  | CONSOLIDATED | LUGO | DESERT | 2182535 |  | 2220516 | S | N | Y | 122 | -1 | I | 1950-01-01 |  | D |  | 14917877 | 15014446;15014447 |  |  |  | :13355 | 13355:13355 | main_exi_3_route_oh | CIRCUIT_BREAKER |  |  |  |  | -91.62 | 2 |  | 504449 |  | [MDSYS.SDO_GEOMETRY]
60907894 | 14925800 | EXISTING | BOBCAT | 1850 | WHEATLAND | 5348 | D | NO | SCE | THREE | UNKNOWN | 12KV | LOW 3 | UNKNOWN | MB | UNKNOWN | UNKNOWN |  |  | SYSTEM | 2014-01-07 | ramuj |  | CONSOLIDATED | SAN JOAQUIN | SAN JOAQUIN | 2137733 |  | 2219524 | A | N | Y | 233 | -1 | I | 1950-01-01 |  | D |  | 14925810 | 14952947;14952948 |  |  |  | :01850 | 01850:01850 | main_exi_3_route_oh | CIRCUIT_BREAKER |  |  |  |  | -1.78 | 4 |  | 504449 |  | [MDSYS.SDO_GEOMETRY]
60907901 | 14926429 | EXISTING | MARCELLINA | 11180 | MADRID | 5215 | D | NO | SCE | THREE | UNKNOWN | 4KV | LOW 3 | UNKNOWN | MB | UNKNOWN | UNKNOWN |  |  | SYSTEM | 2015-03-26 | bessar |  | CONSOLIDATED | EL NIDO | METRO WEST | 2170882 |  | 2212274 | A | N | Y |  | -1 | I | 1950-01-01 |  | D |  | 14926436 | 14927820 |  |  |  | :11180 | 11180:11180 | main_exi_3_route_oh | CIRCUIT_BREAKER |  |  |  |  | -1.76 | 3 |  | 504449 |  | [MDSYS.SDO_GEOMETRY]
60907902 | 14928094 | EXISTING | MARGARET | 11204 | FELTON | 5244 | D | NO | SCE | THREE | UNKNOWN | 16KV | LOW 5 | UNKNOWN | MB | UNKNOWN | UNKNOWN |  |  | SYSTEM | 2017-09-22 | maxwelbw |  |  | EL NIDO | METRO WEST | 2170885 |  | 2219316 | A | N | N |  | -1 | I | 1987-03-01 |  | D |  | 14928104 | 15037965 |  |  |  | :11204 | 11204:11204 | main_exi_3_route_oh | CIRCUIT_BREAKER |  |  |  |  | -1.76 | 3 |  | 504449 |  | [MDSYS.SDO_GEOMETRY]
60907909 | 14943492 | EXISTING | ANZAC | 610 | ATHENS | 5727 | D | NO | SCE | THREE | UNKNOWN | 4KV | LOW 2 | UNKNOWN | MB | UNKNOWN | UNKNOWN |  |  | SYSTEM | 2015-01-20 | aminencn |  | CONSOLIDATED | LIGHTHIPE | METRO WEST | 2142147 |  | 2217628 | A | N | N |  | -1 | I | 1950-01-01 |  | D |  | 14943502 | 14960683 |  |  |  | :00610 | 00610:00610 | main_exi_3_route_oh | CIRCUIT_BREAKER |  |  |  |  | -1.76 | 3 |  | 504449 |  | [MDSYS.SDO_GEOMETRY]
60907910 | 14953876 | EXISTING | BOBSLED | 1855 | SKILAND | 2611 | D | NO | SCE | THREE | UNKNOWN | 12KV | LOW 4 | UNKNOWN | MB | UNKNOWN | UNKNOWN |  |  | SYSTEM | 2014-04-28 | bessar |  | CONSOLIDATED | LUGO | RURALS | 2133704 |  | 2273798 | A | N | Y | 239 | -1 | I | 1975-11-01 |  | D |  | 14953886 | 15000739 |  |  |  | :01855 | 01855:01855 | main_exi_3_route_oh | CIRCUIT_BREAKER |  |  |  |  | -1.83 | 3 |  | 504449 |  | [MDSYS.SDO_GEOMETRY]
60907917 | 14960996 | EXISTING | APEX | 630 | LAGUNA BELL | 5074 | D | NO | SCE | THREE | UNKNOWN | 16KV | LOW 23 | UNKNOWN | MB | UNKNOWN | UNKNOWN |  |  | SYSTEM | 2015-02-28 | merugusn |  | CONSOLIDATED | LIGHTHIPE | METRO WEST | 2142329 | 5 | 2216554 | M | N | Y | 107 | -1 | I | 1950-01-01 |  | D |  | 14961006 | 14992301;14992302 |  |  |  | :00630 | 00630:00630 | main_exi_3_route_oh | CIRCUIT_BREAKER |  |  |  |  | -1.77 | 3 |  | 504449 |  | [MDSYS.SDO_GEOMETRY]
60907918 | 14993872 | EXISTING | APPIAN | 640 | NAPLES | 5740 | D | NO | SCE | THREE | UNKNOWN | 4KV | LOW 4 | UNKNOWN | MB | UNKNOWN | UNKNOWN |  |  | SYSTEM | 2014-11-26 | kallurr |  | CONSOLIDATED | LIGHTHIPE | METRO WEST | 2130050 |  | 2220020 | A | N | Y | 239 | -1 | I | 1960-03-01 |  | D |  | 14993882 | 15023572;15023573 |  |  |  | :00640 | 00640:00640 | main_exi_3_route_oh | CIRCUIT_BREAKER |  |  |  |  | 88.22 | 3 |  | 504449 |  | [MDSYS.SDO_GEOMETRY]
60907925 | 15002057 | EXISTING | BOISE | 1876 | SAVAGE | 8020 | D | NO | SCE | THREE | UNKNOWN | 12KV | LOW 7 | UNKNOWN | MB | UNKNOWN | UNKNOWN |  |  | SYSTEM | 2014-04-25 | aminencn |  | CONSOLIDATED | LUGO | DESERT | 2137737 | 1 | 2220412 | A | N | Y | 228 | -1 | I | 1980-06-01 |  | D |  | 15002064 | 15044528;15044529 |  |  |  | :01876 | 01876:01876 | main_exi_3_route_oh | CIRCUIT_BREAKER |  |  |  |  | -1.81 | 2 |  | 504449 |  | [MDSYS.SDO_GEOMETRY]
60907933 | 15039205 | EXISTING | MARINA | 11214 | MARINA P.T. | 7511 | A | NO | SCE | THREE | UNKNOWN | 4KV | LOW 1 | UNKNOWN | MB | UNKNOWN | UNKNOWN |  |  | SYSTEM | 2015-01-14 | kallurr |  | CONSOLIDATED | LIGHTHIPE | METRO WEST | 2178100 |  | 2124849 | N | N | N |  | -1 | I | 1976-03-01 |  | D |  | 15039215 | 15040307 |  |  |  | :11214 | 11214:11214 | main_exi_3_route_oh | CIRCUIT_BREAKER |  |  |  |  | -1.77 | 3 |  | 504449 |  | [MDSYS.SDO_GEOMETRY]
60907934 | 15040608 | EXISTING | MARKET | 11220 | OLDFIELD | 5744 | D | NO | SCE | THREE | UNKNOWN | 4KV | LOW 5 | UNKNOWN | MB | UNKNOWN | UNKNOWN |  |  | SYSTEM | 2017-10-09 | maxwelbw |  | CONSOLIDATED | LIGHTHIPE | METRO WEST | 2178102 |  | 2217672 | A | N | Y |  | -1 | I | 1948-04-01 |  | D |  | 15040618 | 15075505 |  |  |  | :11220 | 11220:11220 | main_exi_3_route_oh | CIRCUIT_BREAKER |  |  |  |  | -1.77 | 3 |  | 504449 |  | [MDSYS.SDO_GEOMETRY]
60907935 | 15046720 | EXISTING | OVERALL | 13365 | CALCITY | 8132 | D | NO | SCE | THREE | UNKNOWN | 12KV | LOW 2 | UNKNOWN | MB | UNKNOWN | UNKNOWN |  |  | SYSTEM | 2014-04-01 | simhadk |  | CONSOLIDATED | LUGO | RURALS | 2178832 | 2 | 2213674 | A | Y | N |  | -1 | I | 1975-12-01 |  | D |  | 15046730 | 15177820;15177821 |  |  |  | :13365 | 13365:13365 | main_exi_3_route_oh | CIRCUIT_BREAKER |  |  |  |  | -1.79 | 8.5 |  | 504449 |  | [MDSYS.SDO_GEOMETRY]
60907942 | 15055134 | EXISTING | BONANZA | 1898 | KERNVILLE | 5356 | D | NO | SCE | THREE | UNKNOWN | 12KV | LOW 2 | UNKNOWN | MB | UNKNOWN | UNKNOWN |  |  | SYSTEM | 2014-02-04 | simhadk |  | CONSOLIDATED | SAN JOAQUIN | RURALS | 2132075 |  | 2219534 | A | N | N |  | -1 | I | 1966-06-01 |  | D |  | 15055144 | 15119695;15119696 |  |  |  | :01898 | 01898:01898 | main_exi_3_route_oh | CIRCUIT_BREAKER |  |  |  |  | -3.21 | 3 |  | 504449 |  | [MDSYS.SDO_GEOMETRY]
60907943 | 15059212 | EXISTING | APRICOT | 660 | FERNWOOD | 5749 | D | NO | SCE | THREE | UNKNOWN | 16KV | LOW 3 | UNKNOWN | MB | UNKNOWN | UNKNOWN |  |  | SYSTEM | 2018-01-09 | maxwelbw |  | CONSOLIDATED | LIGHTHIPE | METRO WEST | 2130052 |  | 2217676 | S | Y | N |  | -1 | I | 1951-10-01 |  | D |  | 15059222 | 15126537 |  |  |  | :00660 | 00660:00660 | main_exi_3_route_oh | CIRCUIT_BREAKER |  |  |  |  | -1.77 | 3 |  | 504449 |  | [MDSYS.SDO_GEOMETRY]
60907956 | 15116814 | EXISTING | MARLAND | 11250 | HATHAWAY | 5726 | D | NO | SCE | THREE | UNKNOWN | 12KV | LOW 2 | UNKNOWN | MB | UNKNOWN | UNKNOWN |  |  | SYSTEM | 2015-02-02 | attadas |  | CONSOLIDATED | LIGHTHIPE | METRO WEST | 2185140 |  | 2217626 | S | Y | N |  | -1 | I | 1950-01-01 |  | D |  | 15116824 | 15171128;15171129 |  |  |  | :11250 | 11250:11250 | main_exi_3_route_oh | CIRCUIT_BREAKER |  |  |  |  | -1.77 | 3 |  | 504449 |  | [MDSYS.SDO_GEOMETRY]
60907957 | 15123090 | EXISTING | BONNELL | 1910 | TOPANGA | 5243 | D | NO | SCE | THREE | UNKNOWN | 4KV | LOW 2 | UNKNOWN | MB | UNKNOWN | UNKNOWN |  |  | SYSTEM | 2013-12-23 | kollir |  | CONSOLIDATED | MOORPARK | NORTH COAST | 2132077 |  | 2219310 | A | N | Y |  | -1 | I | 1965-06-01 |  | D |  | 15123097 | 15134764;15134765 |  |  |  | :01910 | 01910:01910 | main_exi_3_route_oh | CIRCUIT_BREAKER |  |  |  |  | -1.75 | 3 |  | 504449 |  | [MDSYS.SDO_GEOMETRY]
60907964 | 15129460 | EXISTING | LIMONITE | 10485 | CALECTRIC | 8042 | D | NO | SCE | THREE | UNKNOWN | 33KV | LOW 2 | UNKNOWN | MB | UNKNOWN | UNKNOWN |  |  | SYSTEM | 2014-03-19 | aminencn |  | CONSOLIDATED | VISTA | DESERT | 2169826 |  | 2218150 | A | N | Y | 101 | -1 | I | 1950-01-01 |  | D |  | 15129470 | 15130768;15130769 |  |  |  | :10485 | 10485:10485 | main_exi_3_route_oh | CIRCUIT_BREAKER |  |  |  |  | -1.81 | 3 |  | 504449 |  | [MDSYS.SDO_GEOMETRY]
60907965 | 15135564 | EXISTING | BOOK | 1945 | TORTILLA | 8037 | D | NO | SCE | THREE | UNKNOWN | 33KV | LOW 2 | UNKNOWN | MB | UNKNOWN | UNKNOWN |  |  | SYSTEM | 2017-08-14 | lantzmk |  | CONSOLIDATED | LUGO | RURALS | 2146092 |  | 2215806 | S | Y | N |  | -1 | I | 1950-01-01 |  | D |  | 15135571 | 15145212;152823439 |  |  |  | :01945 | 01945:01945 | main_exi_3_route_oh | CIRCUIT_BREAKER |  |  |  |  | -1.82 | 2 |  | 504449 |  | [MDSYS.SDO_GEOMETRY]
60907966 | 15149558 | EXISTING | BOONE | 1950 | COLUMBINE | 5336 | D | NO | SCE | THREE | UNKNOWN | 12KV | LOW 1 | UNKNOWN | MB | UNKNOWN | UNKNOWN |  |  | SYSTEM | 2014-01-06 | simhadk |  | CONSOLIDATED | SAN JOAQUIN | SAN JOAQUIN | 2146093 |  | 2212556 | A | N | Y | 228 | -1 | I | 1948-04-01 |  | D |  | 15149568 | 15159478;15159479 |  |  |  | :01950 | 01950:01950 | main_exi_3_route_oh | CIRCUIT_BREAKER |  |  |  |  | -1.78 | 5.5 |  | 504449 |  | [MDSYS.SDO_GEOMETRY]
60907967 | 15160146 | EXISTING | BOOTLEGGER | 1954 | ACTON | 5365 | D | NO | SCE | THREE | UNKNOWN | 12KV | LOW 1 | UNKNOWN | MB | UNKNOWN | UNKNOWN |  |  | SYSTEM | 2013-11-07 | kotakr |  | CONSOLIDATED | VINCENT | NORTH COAST | 2133851 |  | 2212594 | A | N | N |  | -1 | I | 1995-11-30 |  | D |  | 15160153 | 15266474;15266475 |  |  |  | :01954 | 01954:01954 | main_exi_3_route_oh | CIRCUIT_BREAKER |  |  |  |  | -1.78 | 4.5 |  | 504449 |  | [MDSYS.SDO_GEOMETRY]
60907974 | 15162798 | EXISTING | ARBORVITAE | 670 | INGLEWOOD | 5211 | D | NO | SCE | THREE | UNKNOWN | 4KV | LOW 15 | UNKNOWN | MB | UNKNOWN | UNKNOWN |  |  | SYSTEM | 2015-03-31 | amathis |  | CONSOLIDATED | EL NIDO | METRO WEST | 2134746 |  | 2212266 | S | N | Y | 114 | -1 | I | 1950-01-01 |  | D |  | 15162808 | 15184208;15184209 |  |  |  | :00670 | 00670:00670 | main_exi_3_route_oh | CIRCUIT_BREAKER |  |  |  |  | -1.76 | 3 |  | 504449 |  | [MDSYS.SDO_GEOMETRY]
60907976 | 15174349 | EXISTING | MARLENE | 11252 | CULVER | 5204 | D | NO | SCE | THREE | UNKNOWN | 16KV | LOW 8 | UNKNOWN | MB | UNKNOWN | UNKNOWN |  |  | SYSTEM | 2015-04-28 | attadas |  | CONSOLIDATED | EL NIDO | METRO WEST | 2185141 | 2 | 2214532 | S | N | Y | 128 | -1 | I | 1967-02-01 |  | D |  | 15174359 | 15263673;15263674 |  | 15261279 |  | :11252 | 11252:11252 | main_exi_3_route_oh | CIRCUIT_BREAKER |  |  |  |  | -1.76 | 3 |  | 504449 |  | [MDSYS.SDO_GEOMETRY]
60907982 | 15186331 | EXISTING | ARCTURUS | 675 | BLUFF COVE | 5266 | D | NO | SCE | THREE | UNKNOWN | 4KV | LOW 1 | UNKNOWN | MB | UNKNOWN | UNKNOWN |  |  | SYSTEM | 2015-03-24 | bodduvh |  | CONSOLIDATED | EL NIDO | METRO WEST | 2134909 |  | 2214680 | A | N | Y |  | -1 | I | 1961-11-01 |  | D |  | 15186341 | 15253056 |  |  |  | :00675 | 00675:00675 | main_exi_3_route_oh | CIRCUIT_BREAKER |  |  |  |  | -1.75 | 3 |  | 504449 |  | [MDSYS.SDO_GEOMETRY]
60908224 | 17325018 | EXISTING | MEDIO | 11590 | BIXBY | 5707 | D | NO | SCE | THREE | UNKNOWN | 4KV | LOW 1 | UNKNOWN | MB | UNKNOWN | UNKNOWN |  |  | SYSTEM | 2015-01-06 | merugusn |  | CONSOLIDATED | LIGHTHIPE | METRO WEST | 2180019 |  | 2215270 | A | N | Y |  | -1 | I | 2024-10-01 |  | D |  | 17325028 | 17339781 |  |  |  | :11590 | 11590:11590 | main_exi_3_route_oh | CIRCUIT_BREAKER |  |  |  |  | -1.76 | 2.5 |  | 504449 |  | [MDSYS.SDO_GEOMETRY]
60908227 | 17330412 | EXISTING | CALLISON | 2730 | TIPTON | 5327 | D | NO | SCE | THREE | UNKNOWN | 12KV | LOW 4 | UNKNOWN | MB | UNKNOWN | UNKNOWN |  |  | SYSTEM | 2014-01-07 | merugusn |  | CONSOLIDATED | SAN JOAQUIN | SAN JOAQUIN | 2139634 |  | 2214782 | S | N | Y | 134 | -1 | I | 1950-01-01 |  | D |  | 17330422 | 17350913 |  |  |  | :02730 | 02730:02730 | main_exi_3_route_oh | CIRCUIT_BREAKER |  |  |  |  | -1.78 | 5 |  | 504449 |  | [MDSYS.SDO_GEOMETRY]
60908232 | 17332201 | EXISTING | PINWHEEL | 14132 | NORTHWIND | 5523 | X | NO | SCE | THREE | UNKNOWN | 12KV | LOW 1 | UNKNOWN | MB | UNKNOWN | UNKNOWN |  |  | SYSTEM | 2014-02-05 | manthak |  | CONSOLIDATED | VINCENT | RURALS | 2181116 |  | 2217240 | N | Y | N |  | -1 | I | 1983-01-01 |  | D |  | 17332211 | 17332523 |  |  |  | :14132 | 14132:14132 | main_exi_3_route_oh | CIRCUIT_BREAKER |  |  |  |  | -1.78 | 3.5 |  | 504449 |  | [MDSYS.SDO_GEOMETRY]
60908233 | 17332605 | EXISTING | PLACERITA | 14170 | SAUGUS | 5051 | D | NO | SCE | THREE | UNKNOWN | 16KV | LOW 16 | UNKNOWN | MB | UNKNOWN | UNKNOWN |  |  | SYSTEM | 2017-10-19 | moorerw |  | CONSOLIDATED | SAUGUS | NORTH COAST | 2190405 | 6 | 2211724 | A | N | Y | 203 | -1 | I | 1945-03-01 |  | D |  | 17332615 | 17395664 |  |  |  | :14170 | 14170:14170 | main_exi_3_route_oh | CIRCUIT_BREAKER |  |  |  |  | -1.76 | 3 |  | 504449 |  | [MDSYS.SDO_GEOMETRY]
60908234 | 17340052 | EXISTING | MENLO | 11640 | YUKON | 5241 | D | NO | SCE | THREE | UNKNOWN | 4KV | LOW 10 | UNKNOWN | MB | UNKNOWN | UNKNOWN |  |  | SYSTEM | 2015-03-27 | aminencn |  | CONSOLIDATED | EL NIDO | METRO WEST | 2180024 | 2 | 2214644 | S | N | Y | 248 | -1 | I | 1950-01-01 |  | D |  | 17340062 | 17343173 |  |  |  | :11640 | 11640:11640 | main_exi_3_route_oh | CIRCUIT_BREAKER |  |  |  |  | -1.76 | 3 |  | 504449 |  | [MDSYS.SDO_GEOMETRY]
60908235 | 17351691 | EXISTING | CAMP | 2786 | KERN RIVER 1 | 2313 | H | NO | SCE | THREE | UNKNOWN | 2.4KV | LOW 1 | UNKNOWN | MB | UNKNOWN | UNKNOWN |  |  | SYSTEM | 2014-02-04 | kollir |  | CONSOLIDATED | VINCENT | RURALS | 2136212 |  | 2274047 | A | N | N |  | -1 | I | 1969-10-01 |  | D |  | 17351695 | 17351826 |  |  |  | :02786 | 02786:02786 | main_exi_3_route_oh | CIRCUIT_BREAKER |  |  |  |  | -1.78 | 3 |  | 504449 |  | [MDSYS.SDO_GEOMETRY]
60908236 | 17351863 | EXISTING | CAMP NELSON | 2820 | CAMP NELSON P.T. | 7119 | A | NO | SCE | THREE | UNKNOWN | 4KV | LOW 1 | UNKNOWN | MB | UNKNOWN | UNKNOWN |  |  | SYSTEM | 2014-01-08 | simhadk |  | CONSOLIDATED | SAN JOAQUIN | SAN JOAQUIN | 2138605 |  | 2122582 | N | N | N |  | -1 | I | 1950-01-01 |  | D |  | 17351867 | 17385011;17385012 |  |  |  | :02820 | 02820:02820 | main_exi_3_route_oh | CIRCUIT_BREAKER |  |  |  |  | -1.8 | 3 |  | 504449 |  | [MDSYS.SDO_GEOMETRY]
60908237 | 17355035 | EXISTING | BARGE | 1097 | BRIDGE | 5257 | D | NO | SCE | THREE | UNKNOWN | 4KV | LOW 3 | UNKNOWN | MB | UNKNOWN | UNKNOWN |  |  | SYSTEM | 2015-03-03 | aminencn |  | CONSOLIDATED | EL NIDO | METRO WEST | 2133010 | 1 | 2212394 | A | N | Y | 229 | -1 | I | 1960-11-01 |  | D |  | 17355045 | 17399519 |  |  |  | :01097 | 01097:01097 | main_exi_3_route_oh | CIRCUIT_BREAKER |  |  |  |  | -1.76 | 3 |  | 504449 |  | [MDSYS.SDO_GEOMETRY]
60908238 | 17386174 | EXISTING | CAMPBELL | 2828 | PORTERVILLE | 5323 | D | NO | SCE | THREE | UNKNOWN | 12KV | LOW 6 | UNKNOWN | MB | UNKNOWN | UNKNOWN |  |  | SYSTEM | 2014-01-09 | attadas |  |  | SAN JOAQUIN | SAN JOAQUIN | 2145324 | 2 | 2212530 | A | N | N |  | -1 | I | 1993-06-25 |  | D |  | 17386181 | 17522404;17522405 |  |  |  | :02828 | 02828:02828 | main_exi_3_route_oh | CIRCUIT_BREAKER |  |  |  |  | -1.79 | 3 |  | 504449 |  | [MDSYS.SDO_GEOMETRY]
60908239 | 17396649 | EXISTING | PLANO | 14181 | PORTERVILLE | 5323 | D | NO | SCE | THREE | UNKNOWN | 12KV | LOW 1 | UNKNOWN | MB | UNKNOWN | UNKNOWN |  |  | SYSTEM | 2014-01-11 | aminencn |  | CONSOLIDATED | SAN JOAQUIN | SAN JOAQUIN | 2179641 | 1 | 2212530 | A | Y | N |  | -1 | I | 1981-10-01 |  | D |  | 17396659 | 17482765;17482766 |  |  |  | :14181 | 14181:14181 | main_exi_3_route_oh | CIRCUIT_BREAKER |  |  |  |  | -1.79 | 3 |  | 504449 |  | [MDSYS.SDO_GEOMETRY]
60908240 | 17402118 | EXISTING | BARLOW | 1110 | FERNWOOD | 5749 | D | NO | SCE | THREE | UNKNOWN | 16KV | LOW 2 | UNKNOWN | MB | UNKNOWN | UNKNOWN |  |  | SYSTEM | 2015-02-16 | merugusn |  | CONSOLIDATED | LIGHTHIPE | METRO WEST | 2136701 |  | 2217676 | S | Y | N |  | -1 | I | 1952-12-01 |  | D |  |  | 17505440 |  |  |  | :01110 | 01110:01110 | main_exi_3_route_oh | CIRCUIT_BREAKER |  |  |  |  | -1.77 | 3 |  | 504449 |  | [MDSYS.SDO_GEOMETRY]
60908241 | 17405495 | EXISTING | MERCANTILE | 11670 | INGLEWOOD | 5211 | D | NO | SCE | THREE | UNKNOWN | 4KV | LOW 8 | UNKNOWN | MB | UNKNOWN | UNKNOWN |  |  | SYSTEM | 2015-04-21 | bessar |  | CONSOLIDATED | EL NIDO | METRO WEST | 2185572 |  | 2212266 | S | N | Y | 104 | -1 | I | 1950-01-01 |  | D |  | 17405505 | 17407048 |  |  |  | :11670 | 11670:11670 | main_exi_3_route_oh | CIRCUIT_BREAKER |  |  |  |  | -1.76 | 2.5 |  | 504449 |  | [MDSYS.SDO_GEOMETRY]
60908247 | 17407232 | EXISTING | MESMER | 11740 | CULVER | 5204 | D | NO | SCE | THREE | UNKNOWN | 4KV | LOW 14 | UNKNOWN | MB | UNKNOWN | UNKNOWN |  |  | SYSTEM | 2015-03-27 | kallurr |  | CONSOLIDATED | EL NIDO | METRO WEST | 2180027 | 3 | 2212238 | A | N | Y | 227 | -1 | I | 1950-01-01 |  | D |  | 17407242 | 17453991 |  |  |  | :11740 | 11740:11740 | main_exi_3_route_oh | CIRCUIT_BREAKER |  |  |  |  | -1.76 | 3 |  | 504449 |  | [MDSYS.SDO_GEOMETRY]
60908248 | 17484471 | EXISTING | PLATEAU | 14190 | CRATER | 5239 | D | NO | SCE | THREE | UNKNOWN | 16KV | LOW 1 | UNKNOWN | MB | UNKNOWN | UNKNOWN |  |  | SYSTEM | 2014-01-04 | simhadk |  | CONSOLIDATED | MOORPARK | NORTH COAST | 2179643 |  | 2214634 | A | Y | N |  | -1 | I | 1950-01-01 |  | D |  | 17484481 | 17649993;17649994 |  |  |  | :14190 | 14190:14190 | main_exi_3_route_oh | CIRCUIT_BREAKER |  |  |  |  | -1.75 | 4 |  | 504449 |  | [MDSYS.SDO_GEOMETRY]
60908249 | 17511499 | EXISTING | METZ | 11770 | CLARK | 5769 | D | NO | SCE | THREE | UNKNOWN | 4KV | LOW 7 | UNKNOWN | MB | UNKNOWN | UNKNOWN |  |  | SYSTEM | 2015-01-08 | manthak |  | CONSOLIDATED | LIGHTHIPE | METRO WEST | 2177310 | 1 | 2217718 | A | N | Y | 235 | -1 | I | 1961-07-01 |  | D |  | 17511509 | 17552691;17552692 |  |  |  | :11770 | 11770:11770 | main_exi_3_route_oh | CIRCUIT_BREAKER |  |  |  |  | -1.77 | 3 |  | 504449 |  | [MDSYS.SDO_GEOMETRY]
60908250 | 17528875 | EXISTING | CAMPROCK | 2835 | COTTONWOOD | 8027 | D | NO | SCE | THREE | UNKNOWN | 33KV | LOW 4 | UNKNOWN | MB | UNKNOWN | UNKNOWN |  |  | SYSTEM | 2014-03-24 | yallasv |  | CONSOLIDATED | LUGO | DESERT | 2138606 |  | 2218096 | A | N | Y | 242 | -1 | I | 1987-01-01 |  | D |  | 17528882 | 17530135;17530136 |  |  |  | :02835 | 02835:02835 | main_exi_3_route_oh | CIRCUIT_BREAKER |  |  |  |  | -1.83 | 3 |  | 504449 |  | [MDSYS.SDO_GEOMETRY]
60908251 | 17541263 | EXISTING | CANBY | 2845 | TULARE | 5328 | D | NO | SCE | THREE | UNKNOWN | 12KV | LOW 5 | UNKNOWN | MB | UNKNOWN | UNKNOWN |  |  | SYSTEM | 2014-01-09 | yallasv |  | CONSOLIDATED | SAN JOAQUIN | SAN JOAQUIN | 2136216 |  | 2212542 | A | Y | N |  | -1 | I | 1963-03-01 |  | D |  | 17541273 | 17617904;17617905 |  |  |  | :02845 | 02845:02845 | main_exi_3_route_oh | CIRCUIT_BREAKER |  |  |  |  | -1.79 | 2 |  | 504449 |  | [MDSYS.SDO_GEOMETRY]
60908252 | 17549113 | EXISTING | BARNACLE | 1117 | TAHITI | 5271 | D | NO | SCE | THREE | UNKNOWN | 16KV | LOW 4 | UNKNOWN | MB | UNKNOWN | UNKNOWN |  |  | SYSTEM | 2015-04-21 | manthak |  | CONSOLIDATED | EL NIDO | METRO WEST | 2136702 |  | 2217028 | A | N | Y | 221 | -1 | I | 1971-10-01 |  | D |  | 17549123 | 17590644;17590645 |  |  |  | :01117 | 01117:01117 | main_exi_3_route_oh | CIRCUIT_BREAKER |  |  |  |  | -1.76 | 3 |  | 504449 |  | [MDSYS.SDO_GEOMETRY]
60908253 | 17581073 | EXISTING | M.G.M. | 11800 | CULVER | 5204 | D | NO | SCE | THREE | UNKNOWN | 16KV | LOW 9 | UNKNOWN | MB | UNKNOWN | UNKNOWN |  |  | SYSTEM | 2015-04-02 | kallurr |  |  | EL NIDO | METRO WEST | 2180612 | 2 | 2214532 | S | N | Y | 106 | -1 | I | 1967-06-01 |  | D |  | 17581080 | 17607475 |  |  |  | :11800 | 11800:11800 | main_exi_3_route_oh | CIRCUIT_BREAKER |  |  |  |  | -1.76 | 3 |  | 504449 |  | [MDSYS.SDO_GEOMETRY]
60908254 | 17610765 | EXISTING | BARRACUDA | 1140 | EL NIDO | 5023 | D | NO | SCE | THREE | UNKNOWN | 16KV | LOW 12 | UNKNOWN | MB | UNKNOWN | UNKNOWN |  |  | SYSTEM | 2017-12-15 | maxwelbw |  |  | EL NIDO | METRO WEST | 2133014 | 5 | 2218582 | A | Y | N |  | -1 | I | 1950-01-01 |  | D |  | 17610775 | 17642714 |  |  |  | :01140 | 01140:01140 | main_exi_3_route_oh | CIRCUIT_BREAKER |  |  |  |  | -1.76 | 3 |  | 504449 |  | [MDSYS.SDO_GEOMETRY]
60908255 | 17624258 | EXISTING | CANEBRAKE | 2855 | WELDON | 5353 | D | NO | SCE | THREE | UNKNOWN | 12KV | LOW 2 | UNKNOWN | MB | UNKNOWN | UNKNOWN |  |  | SYSTEM | 2014-04-23 | aminencn |  | CONSOLIDATED | SAN JOAQUIN | RURALS | 2145328 |  | 2212578 | A | N | N |  | -1 | I | 1950-01-01 |  | D |  | 17624268 | 17690886;17690887 |  |  |  | :02855 | 02855:02855 | main_exi_3_route_oh | CIRCUIT_BREAKER |  |  |  |  | -1.79 | 5 |  | 504449 |  | [MDSYS.SDO_GEOMETRY]
60908256 | 17637035 | EXISTING | MICA | 11811 | CREST | 5264 | D | NO | SCE | THREE | UNKNOWN | 16KV | LOW 5 | UNKNOWN | MB | UNKNOWN | UNKNOWN |  |  | SYSTEM | 2015-04-28 | aminencn |  |  | EL NIDO | METRO WEST | 2180613 |  | 2217012 | A | N | Y | 223 | -1 | I | 1960-11-01 |  | D |  | 17637045 | 17706579 |  | 148234663 |  | :11811 | 11811:11811 | main_exi_3_route_oh | CIRCUIT_BREAKER |  |  |  |  | -1.75 | 3 |  | 504449 |  | [MDSYS.SDO_GEOMETRY]
60908257 | 17643942 | EXISTING | BAUXITE | 1231 | CREST | 5264 | D | NO | SCE | THREE | UNKNOWN | 16KV | LOW 2 | UNKNOWN | MB | UNKNOWN | UNKNOWN |  |  | SYSTEM | 2015-04-07 | bessar |  | CONSOLIDATED | EL NIDO | METRO WEST | 2130789 |  | 2217012 | A | N | Y | 223 | -1 | I | 1960-11-01 |  | D |  | 17643952 | 17777992;17777993 |  |  |  | :01231 | 01231:01231 | main_exi_3_route_oh | CIRCUIT_BREAKER |  |  |  |  | -1.75 | 3 |  | 504449 |  | [MDSYS.SDO_GEOMETRY]
60908258 | 17652305 | EXISTING | POCO | 14262 | TORTILLA | 8037 | D | NO | SCE | THREE | UNKNOWN | 33KV | LOW 3 | UNKNOWN | MB | UNKNOWN | UNKNOWN |  |  | SYSTEM | 2016-12-09 | lantzmk |  | CONSOLIDATED | LUGO | RURALS | 2181205 |  | 2215806 | S | N | Y | 128 | -1 | I | 1969-10-01 |  | D |  | 17652312 | 17671064;17671065 |  |  |  | :14262 | 14262:14262 | main_exi_3_route_oh | CIRCUIT_BREAKER |  |  |  |  | -1.82 | 5 |  | 504449 |  | [MDSYS.SDO_GEOMETRY]
60908259 | 17699160 | EXISTING | CANET | 2860 | CASITAS | 5504 | D | NO | SCE | THREE | UNKNOWN | 16KV | LOW 6 | UNKNOWN | MB | UNKNOWN | UNKNOWN |  |  | SYSTEM | 2013-12-16 | ankarlr |  | CONSOLIDATED | SANTA CLARA | NORTH COAST | 2145510 |  | 2214878 | S | Y | N |  | -1 | I | 1950-01-01 |  | D |  | 17699170 | 17785527 |  |  |  | :02860 | 02860:02860 | main_exi_3_route_oh | CIRCUIT_BREAKER |  |  |  |  | -1.73 | 4.5 |  | 504449 |  | [MDSYS.SDO_GEOMETRY]
60908265 | 17711415 | EXISTING | POINT OF ROCKS | 14275 | TRONA | 8252 | D | NO | SCE | THREE | UNKNOWN | 12KV | LOW 2 | UNKNOWN | MB | UNKNOWN | UNKNOWN |  |  | SYSTEM | 2014-03-20 | simhadk |  | CONSOLIDATED | LUGO | RURALS | 2179730 |  | 2218388 | A | N | Y | 229 | -1 | I | 1966-06-01 |  | D |  | 17711422 | 17752886;17752887 |  |  |  | :14275 | 14275:14275 | main_exi_3_route_oh | CIRCUIT_BREAKER |  |  |  |  | -1.82 | 3 |  | 504449 |  | [MDSYS.SDO_GEOMETRY]
60908266 | 17738606 | EXISTING | MICHIGAN | 11820 | SIGNAL HILL | 5753 | D | NO | SCE | THREE | UNKNOWN | 4KV | LOW 5 | UNKNOWN | MB | UNKNOWN | UNKNOWN |  |  | SYSTEM | 2014-12-11 | kallurr |  | CONSOLIDATED | LIGHTHIPE | METRO WEST | 2180614 |  | 2215348 | S | N | Y | 132 | -1 | I | 1950-01-01 |  | D |  | 17738613 | 17741527;17741528 |  |  |  | :11820 | 11820:11820 | main_exi_3_route_oh | CIRCUIT_BREAKER |  |  |  |  | -1.77 | 3 |  | 504449 |  | [MDSYS.SDO_GEOMETRY]
60908267 | 17753764 | EXISTING | POLICE | 14283 | BARSTOW | 8110 | D | NO | SCE | THREE | UNKNOWN | 12KV | LOW 4 | UNKNOWN | MB | UNKNOWN | UNKNOWN |  |  | SYSTEM | 2014-04-11 | manthak |  | CONSOLIDATED | LUGO | RURALS | 2190411 |  | 2218272 | A | N | N |  | -1 | I | 1950-01-01 |  | D |  | 17753774 | 17828561;17828562 |  |  |  | :14283 | 14283:14283 | main_exi_3_route_oh | CIRCUIT_BREAKER |  |  |  |  | -1.82 | 3.5 |  | 504449 |  | [MDSYS.SDO_GEOMETRY]
60908268 | 17770110 | EXISTING | MIGUEL | 11870 | ALON | 5701 | D | NO | SCE | THREE | UNKNOWN | 12KV | LOW 5 | UNKNOWN | MB | UNKNOWN | UNKNOWN |  |  | SYSTEM | 2015-02-24 | aminencn |  | CONSOLIDATED | LIGHTHIPE | METRO WEST | 2172602 | 1 | 2219924 | S | N | Y | 101 | -1 | I | 2029-12-01 |  | D |  | 17770120 | 17790621 |  |  |  | :11870 | 11870:11870 | main_exi_3_route_oh | CIRCUIT_BREAKER |  |  |  |  | -1.76 | 3 |  | 504449 |  | [MDSYS.SDO_GEOMETRY]
60908269 | 17780568 | EXISTING | BAXTER | 1240 | STATE STREET | 5755 | D | NO | SCE | THREE | UNKNOWN | 12KV | LOW 8 | UNKNOWN | MB | UNKNOWN | UNKNOWN |  |  | SYSTEM | 2014-12-16 | rajendrs |  | CONSOLIDATED | LIGHTHIPE | METRO WEST | 2143434 |  | 2220040 | M | N | Y | 128 | -1 | I | 1950-01-01 |  | D |  | 17780578 | 17855004;17855005 |  |  |  | :01240 | 01240:01240 | main_exi_3_route_oh | CIRCUIT_BREAKER |  |  |  |  | -1.76 | 3 |  | 504449 |  | [MDSYS.SDO_GEOMETRY]
60908270 | 17790907 | EXISTING | MILES | 11890 | HUNTINGTON PARK | 5728 | D | NO | SCE | THREE | UNKNOWN | 4KV | LOW 7 | UNKNOWN | MB | UNKNOWN | UNKNOWN |  |  | SYSTEM | 2015-06-05 | merugusn |  | CONSOLIDATED | LIGHTHIPE | METRO WEST | 2172604 |  | 2219992 | A | Y | N |  | -1 | I | 1950-01-01 |  | D |  | 17790917 | 17829302 |  |  |  | :11890 | 11890:11890 | main_exi_3_route_oh | CIRCUIT_BREAKER |  |  |  |  | -1.77 | 3 |  | 504449 |  | [MDSYS.SDO_GEOMETRY]
60908271 | 17801317 | EXISTING | CAPANERO | 2881 | CAPANERO P.T. | 7123 | A | NO | SCE | THREE | UNKNOWN | 2.4KV | LOW 1 | UNKNOWN | MB | UNKNOWN | UNKNOWN |  |  | SYSTEM | 2014-01-07 | ramuj |  | CONSOLIDATED | SAN JOAQUIN | SAN JOAQUIN | 2154254 |  | 2123811 | N | N | N |  | -1 | I | 1950-01-01 |  | D |  | 17801327 | 17807861 |  |  |  | :02881 | 02881:02881 | main_exi_3_route_oh | CIRCUIT_BREAKER |  |  |  |  | -1.79 | 3 |  | 504449 |  | [MDSYS.SDO_GEOMETRY]
60908272 | 17807946 | EXISTING | CARATAN | 2950 | VESTAL | 5035 | D | NO | SCE | THREE | UNKNOWN | 12KV | LOW 10 | UNKNOWN | MB | UNKNOWN | UNKNOWN |  |  | SYSTEM | 2014-01-10 | manthak |  | CONSOLIDATED | SAN JOAQUIN | SAN JOAQUIN | 2139823 |  | 2211660 | M | Y | N |  | -1 | I | 1950-01-01 |  | D |  | 17807956 | 17838907;17838908 |  |  |  | :02950 | 02950:02950 | main_exi_3_route_oh | CIRCUIT_BREAKER |  |  |  |  | -1.78 | 5 |  | 504449 |  | [MDSYS.SDO_GEOMETRY]
60908273 | 17829516 | EXISTING | MILL | 11900 | SANTA FE SPRINGS | 5850 | D | NO | SCE | THREE | UNKNOWN | 12KV | LOW 10 | UNKNOWN | MB | UNKNOWN | UNKNOWN |  |  | SYSTEM | 2015-01-22 | merugusn |  |  | LIGHTHIPE | METRO WEST | 2185648 | 1 | 2215586 | S | N | Y | 129 | -1 | I | 1950-01-01 |  | D |  | 17829523 | 17894948;17894949 |  |  |  | :11900 | 11900:11900 | main_exi_3_route_oh | CIRCUIT_BREAKER |  |  |  |  | -1.77 | 3 |  | 504449 |  | [MDSYS.SDO_GEOMETRY]
60908274 | 17840046 | EXISTING | CARDINAL | 2955 | CARDINAL P.T. | 7120 | A | NO | SCE | THREE | UNKNOWN | 2.4KV | LOW 1 | UNKNOWN | MB | UNKNOWN | UNKNOWN |  |  | SYSTEM | 2014-02-19 | yallasv |  | CONSOLIDATED | LUGO | DESERT | 2136398 |  | 2123427 | A | N | Y | 239 | -1 | I | 1950-01-01 |  | D |  | 17840053 | 17845066;17845067 |  | 17843573 |  | :02955 | 02955:02955 | main_exi_3_route_oh | CIRCUIT_BREAKER |  |  |  |  | -1.8 | 2 |  | 504449 |  | [MDSYS.SDO_GEOMETRY]
60908275 | 17852514 | EXISTING | POND | 14310 | BROWNING | 5304 | D | NO | SCE | THREE | UNKNOWN | 12KV | LOW 3 | UNKNOWN | MB | UNKNOWN | UNKNOWN |  |  | SYSTEM | 2014-03-13 | bodduvh |  | CONSOLIDATED | SAN JOAQUIN | SAN JOAQUIN | 2190415 |  | 2214730 | A | N | Y | 205 | -1 | I | 1950-01-01 |  | D |  | 17852524 | 17871055 |  |  |  | :14310 | 14310:14310 | main_exi_3_route_oh | CIRCUIT_BREAKER |  |  |  |  | -1.77 | 5 |  | 504449 |  | [MDSYS.SDO_GEOMETRY]
60908280 | 17863570 | EXISTING | CARNEGIE | 2987 | GONZALES | 5587 | D | NO | SCE | THREE | UNKNOWN | 16KV | LOW 7 | UNKNOWN | MB | UNKNOWN | UNKNOWN |  |  | SYSTEM | 2013-11-30 | mannepl |  | CONSOLIDATED | SANTA CLARA | NORTH COAST | 2137054 |  | 2212826 | A | Y | N |  | -1 | I | 1966-12-01 |  | D |  | 17863580 | 18011789;18011790 |  |  |  | :02987 | 02987:02987 | main_exi_3_route_oh | CIRCUIT_BREAKER |  |  |  |  | -1.73 | 3 |  | 504449 |  | [MDSYS.SDO_GEOMETRY]
60908282 | 17877743 | EXISTING | BEACHCOMBER | 1282 | SANTA MONICA | 5231 | D | NO | SCE | THREE | UNKNOWN | 16KV | LOW 5 | UNKNOWN | MB | UNKNOWN | UNKNOWN |  |  | SYSTEM | 2015-03-03 | bodduvh |  | CONSOLIDATED | EL NIDO | METRO WEST | 2130792 |  | 2212322 | A | N | Y | 216 | -1 | I | 1965-09-01 |  | D |  | 17877753 | 17949794 |  |  |  | :01282 | 01282:01282 | main_exi_3_route_oh | CIRCUIT_BREAKER |  |  |  |  | -1.75 | 3 |  | 504449 |  | [MDSYS.SDO_GEOMETRY]
60908283 | 17897296 | EXISTING | MILLER | 11910 | WALTERIA | 5233 | D | NO | SCE | THREE | UNKNOWN | 4KV | LOW 9 | UNKNOWN | MB | UNKNOWN | UNKNOWN |  |  | SYSTEM | 2015-03-30 | punukos |  | CONSOLIDATED | EL NIDO | METRO WEST | 2172605 | 3 | 2216944 | A | N | Y | 212 | -1 | I | 1950-01-01 |  | D |  | 17897306 | 17961948 |  |  |  | :11910 | 11910:11910 | main_exi_3_route_oh | CIRCUIT_BREAKER |  |  |  |  | -1.76 | 3 |  | 504449 |  | [MDSYS.SDO_GEOMETRY]
60908284 | 17897510 | EXISTING | PONDEROSA | 14312 | COLONIA | 5505 | D | NO | SCE | THREE | UNKNOWN | 16KV | LOW 5 | UNKNOWN | MB | UNKNOWN | UNKNOWN |  |  | SYSTEM | 2013-12-17 | attadas |  | CONSOLIDATED | SANTA CLARA | NORTH COAST | 2179734 |  | 2219578 | S | N | Y | 118 | -1 | I | 1964-07-01 |  | D |  | 17897520 | 18083100;18083101 |  |  |  | :14312 | 14312:14312 | main_exi_3_route_oh | CIRCUIT_BREAKER |  |  |  |  | -1.73 | 3 |  | 504449 |  | [MDSYS.SDO_GEOMETRY]
60908285 | 17964796 | EXISTING | MILLERGROVE | 11911 | PASSONS | 5893 | D | NO | SCE | THREE | UNKNOWN | 12KV | LOW 5 | UNKNOWN | MB | UNKNOWN | UNKNOWN |  |  | SYSTEM | 2015-03-11 | merugusn |  | CONSOLIDATED | LIGHTHIPE | METRO WEST | 2185719 |  | 2217998 | A | N | Y | 218 | -1 | I | 1970-05-01 |  | D |  | 17964806 | 18078942;18078943 |  |  |  | :11911 | 11911:11911 | main_exi_3_route_oh | CIRCUIT_BREAKER |  |  |  |  | -1.77 | 3 |  | 504449 |  | [MDSYS.SDO_GEOMETRY]
60908286 | 18019832 | EXISTING | CARPOIL | 3003 | CARPINTERIA | 5503 | D | NO | SCE | THREE | UNKNOWN | 16KV | LOW 3 | UNKNOWN | MB | UNKNOWN | UNKNOWN |  |  | SYSTEM | 2013-11-01 | punukos |  | CONSOLIDATED | GOLETA | NORTH COAST | 2139826 |  | 2214876 | A | Y | N |  | -1 | I | 1970-06-01 |  | D |  | 18019842 | 18050715;139456785 |  |  |  | :03003 | 03003:03003 | main_exi_3_route_oh | CIRCUIT_BREAKER |  |  |  |  | -1.72 | 3 |  | 504449 |  | [MDSYS.SDO_GEOMETRY]
60908112 | 16101168 | EXISTING | ATHERTON | 820 | HATHAWAY | 5726 | D | NO | SCE | THREE | UNKNOWN | 12KV | LOW 7 | UNKNOWN | MB | UNKNOWN | UNKNOWN |  |  | SYSTEM | 2017-10-05 | maxwelbw |  | CONSOLIDATED | LIGHTHIPE | METRO WEST | 2130214 |  | 2217626 | S | N | Y | 104 | -1 | I | 1950-01-01 |  | D |  | 16101175 | 16152288 |  |  |  | :00820 | 00820:00820 | main_exi_3_route_oh | CIRCUIT_BREAKER |  |  |  |  | -1.77 | 3 |  | 504449 |  | [MDSYS.SDO_GEOMETRY]
60908113 | 16103193 | EXISTING | MAST | 11332 | PICO | 5722 | D | NO | SCE | THREE | UNKNOWN | 12KV | LOW 7 | UNKNOWN | MB | UNKNOWN | UNKNOWN |  |  | SYSTEM | 2017-09-21 | maxwelbw |  |  | LIGHTHIPE | METRO WEST | 2170887 | 1 | 2219974 | S | N | Y | 130 | -1 | I | 1965-09-01 |  | D |  | 16103203 | 16122857 |  |  |  | :11332 | 11332:11332 | main_exi_3_route_oh | CIRCUIT_BREAKER |  |  |  |  | -1.76 | 3 |  | 504449 |  | [MDSYS.SDO_GEOMETRY]
60908114 | 16123866 | EXISTING | MATNEY | 11345 | OLDFIELD | 5744 | D | NO | SCE | THREE | UNKNOWN | 4KV | LOW 4 | UNKNOWN | MB | UNKNOWN | UNKNOWN |  |  | SYSTEM | 2015-02-05 | bondigc |  | CONSOLIDATED | LIGHTHIPE | METRO WEST | 2185146 |  | 2217672 | A | N | Y |  | -1 | I | 1963-08-01 |  | D |  | 16123876 | 16179981;16179982 |  |  |  | :11345 | 11345:11345 | main_exi_3_route_oh | CIRCUIT_BREAKER |  |  |  |  | -1.77 | 3 |  | 504449 |  | [MDSYS.SDO_GEOMETRY]
60908115 | 16125723 | EXISTING | BURRIS | 2500 | HANFORD | 5310 | D | NO | SCE | THREE | UNKNOWN | 12KV | LOW 5 | UNKNOWN | MB | UNKNOWN | UNKNOWN |  |  | SYSTEM | 2014-03-18 | eadsrl |  | CONSOLIDATED | SAN JOAQUIN | SAN JOAQUIN | 2135276 |  | 2219430 | A | Y | N |  | -1 | I | 1950-01-01 |  | D |  | 16125733 | 16179678;16179679 |  |  |  | :02500 | 02500:02500 | main_exi_3_route_oh | CIRCUIT_BREAKER |  |  |  |  | -1.79 | 3 |  | 504449 |  | [MDSYS.SDO_GEOMETRY]
60908122 | 16142452 | EXISTING | PAXTON | 13828 | AMARGO | 8102 | D | NO | SCE | THREE | UNKNOWN | 4KV | LOW 2 | UNKNOWN | MB | UNKNOWN | UNKNOWN |  |  | SYSTEM | 2014-02-27 | kallurr |  | CONSOLIDATED | LUGO | RURALS | 2179308 |  | 2215930 | A | Y | N |  | -1 | I | 1970-05-01 |  | D |  | 16142462 | 16144286;164574151 |  |  |  | :13828 | 13828:13828 | main_exi_3_route_oh | CIRCUIT_BREAKER |  |  |  |  | -1.8 | 3 |  | 504449 |  | [MDSYS.SDO_GEOMETRY]
60908123 | 16162902 | EXISTING | PEARCE | 13866 | PIERPONT | 5528 | D | NO | SCE | THREE | UNKNOWN | 4KV | LOW 7 | UNKNOWN | MB | UNKNOWN | UNKNOWN |  |  | SYSTEM | 2013-12-08 | manthak |  | CONSOLIDATED | SANTA CLARA | NORTH COAST | 2190316 |  | 2212698 | A | N | Y | 213 | -1 | I | 1961-11-01 |  | D |  | 16162912 | 16166899 |  |  |  | :13866 | 13866:13866 | main_exi_3_route_oh | CIRCUIT_BREAKER |  |  |  |  | -1.73 | 2.5 |  | 504449 |  | [MDSYS.SDO_GEOMETRY]
60908124 | 16172063 | EXISTING | ATLANTIC | 830 | BULLIS | 5756 | D | NO | SCE | THREE | UNKNOWN | 16KV | LOW 1 | UNKNOWN | MB | UNKNOWN | UNKNOWN |  |  | SYSTEM | 2015-01-20 | merugusn |  | CONSOLIDATED | LIGHTHIPE | METRO WEST | 2132535 | 2 | 2213136 | S | Y | N |  | -1 | I | 1950-01-01 |  | D |  | 16172073 | 16254650;16254651 |  |  |  | :00830 | 00830:00830 | main_exi_3_route_oh | CIRCUIT_BREAKER |  |  |  |  | -1.77 | 2 |  | 504449 |  | [MDSYS.SDO_GEOMETRY]
60908125 | 16183994 | EXISTING | MATTHEWS | 11347 | MOBILOIL | 5229 | C | NO | SCE | THREE | UNKNOWN | 12KV | LOW 35 | UNKNOWN | MB | UNKNOWN | UNKNOWN |  |  | SYSTEM | 2015-04-23 | bessar |  | CONSOLIDATED | EL NIDO | METRO WEST | 2171089 | 1 | 2212312 | A | Y | N |  | -1 | I | 1966-05-01 |  | D |  | 16184001 | 16261381 |  |  |  | :11347 | 11347:11347 | main_exi_3_route_oh | CIRCUIT_BREAKER |  |  |  |  | -1.76 | 2 |  | 504449 |  | [MDSYS.SDO_GEOMETRY]
60908126 | 16184475 | EXISTING | PEARLAND | 13870 | PALMDALE | 5564 | D | NO | SCE | THREE | UNKNOWN | 12KV | LOW 9 | UNKNOWN | MB | UNKNOWN | UNKNOWN |  |  | SYSTEM | 2013-11-24 | merugusn |  | CONSOLIDATED | VINCENT | NORTH COAST | 2190317 | 1 | 2212778 | A | Y | N |  | -1 | I | 1950-01-01 |  | D |  | 16184485 | 16269020;16269021 |  |  |  | :13870 | 13870:13870 | main_exi_3_route_oh | CIRCUIT_BREAKER |  |  |  |  | -1.78 | 3 |  | 504449 |  | [MDSYS.SDO_GEOMETRY]
60908127 | 16190788 | EXISTING | BURRITO | 2501 | TORTILLA | 8037 | D | NO | SCE | THREE | UNKNOWN | 12KV | LOW 6 | UNKNOWN | MB | UNKNOWN | UNKNOWN |  |  | SYSTEM | 2014-02-11 | simhadk |  | CONSOLIDATED | LUGO | RURALS | 2135277 |  | 2213542 | S | Y | N |  | -1 | I | 1967-03-01 |  | D |  | 16190798 | 16216291;16216292 |  |  |  | :02501 | 02501:02501 | main_exi_3_route_oh | CIRCUIT_BREAKER |  |  |  |  | -1.82 | 2 |  | 504449 |  | [MDSYS.SDO_GEOMETRY]
60908128 | 16227182 | EXISTING | BURROUGHS | 2503 | RIDGECREST | 8226 | D | NO | SCE | THREE | UNKNOWN | 4.8KV | LOW 1 | UNKNOWN | MB | UNKNOWN | UNKNOWN |  |  | SYSTEM | 2014-02-05 | simhadk |  | CONSOLIDATED | LUGO | RURALS | 2153868 |  | 2216052 | A | N | Y | 241 | -1 | I | 1950-01-01 |  | D |  | 16227192 | 16229486;87980703 |  |  |  | :02503 | 02503:02503 | main_exi_3_route_oh | CIRCUIT_BREAKER |  |  |  |  | -1.81 | 3 |  | 504449 |  | [MDSYS.SDO_GEOMETRY]
60908129 | 16229715 | EXISTING | BURTON | 2510 | PORTERVILLE | 5323 | D | NO | SCE | THREE | UNKNOWN | 12KV | LOW 9 | UNKNOWN | MB | UNKNOWN | UNKNOWN |  |  | SYSTEM | 2014-01-08 | ankarlr |  | CONSOLIDATED | SAN JOAQUIN | SAN JOAQUIN | 2135278 | 2 | 2212530 | A | N | Y | 212 | -1 | I | 1950-01-01 |  | D |  | 16229725 | 16285232;16285233 |  |  |  | :02510 | 02510:02510 | main_exi_3_route_oh | CIRCUIT_BREAKER |  |  |  |  | -1.79 | 3 |  | 504449 |  | [MDSYS.SDO_GEOMETRY]
60908130 | 16257025 | EXISTING | ATTICA | 845 | PICO | 5722 | D | NO | SCE | THREE | UNKNOWN | 12KV | LOW 8 | UNKNOWN | MB | UNKNOWN | UNKNOWN |  |  | SYSTEM | 2015-01-13 | merugusn |  | CONSOLIDATED | LIGHTHIPE | METRO WEST | 2135851 | 2 | 2219974 | S | N | Y | 142 | -1 | I | 1988-08-01 |  | D |  | 16257035 | 16282064 |  |  |  | :00845 | 00845:00845 | main_exi_3_route_oh | CIRCUIT_BREAKER |  |  |  |  | -1.76 | 3 |  | 504449 |  | [MDSYS.SDO_GEOMETRY]
60908131 | 16261616 | EXISTING | MAXINE | 11370 | RIVERA | 5848 | D | NO | SCE | THREE | UNKNOWN | 4KV | LOW 2 | UNKNOWN | MB | UNKNOWN | UNKNOWN |  |  | SYSTEM | 2015-01-23 | bodduvh |  | CONSOLIDATED | LIGHTHIPE | METRO WEST | 2176973 | 2 | 2220230 | A | N | Y |  | -1 | I | 1947-10-01 |  | D |  | 16261626 | 16288005 |  |  |  | :11370 | 11370:11370 | main_exi_3_route_oh | CIRCUIT_BREAKER |  |  |  |  | -23.26 | 3 |  | 504449 |  | [MDSYS.SDO_GEOMETRY]
60908132 | 16276181 | EXISTING | PEDRO | 13885 | SAN MIGUEL | 5577 | D | NO | SCE | THREE | UNKNOWN | 16KV | LOW 6 | UNKNOWN | MB | UNKNOWN | UNKNOWN |  |  | SYSTEM | 2013-12-16 | kallurr |  | CONSOLIDATED | SANTA CLARA | NORTH COAST | 2179385 | 2 | 2212814 | A | N | Y | 217 | -1 | I | 1966-02-01 |  | D |  | 16276188 | 16348433;16348434 |  |  |  | :13885 | 13885:13885 | main_exi_3_route_oh | CIRCUIT_BREAKER |  |  |  |  | -1.73 | 3.5 |  | 504449 |  | [MDSYS.SDO_GEOMETRY]
60908139 | 16282206 | EXISTING | AUBURN | 850 | CULVER | 5204 | D | NO | SCE | THREE | UNKNOWN | 16KV | LOW 6 | UNKNOWN | MB | UNKNOWN | UNKNOWN |  |  | SYSTEM | 2017-10-30 | maxwelbw |  | CONSOLIDATED | EL NIDO | METRO WEST | 2135852 | 1 | 2214532 | S | N | Y |  | -1 | I | 1950-01-01 |  | D |  | 16282213 | 16342014 |  |  |  | :00850 | 00850:00850 | main_exi_3_route_oh | CIRCUIT_BREAKER |  |  |  |  | -1.76 | 3 |  | 504449 |  | [MDSYS.SDO_GEOMETRY]
60908140 | 16288510 | EXISTING | MAYO | 11417 | BULLIS | 5756 | D | NO | SCE | THREE | UNKNOWN | 16KV | LOW 2 | UNKNOWN | MB | UNKNOWN | UNKNOWN |  |  | SYSTEM | 2015-02-19 | aminencn |  | CONSOLIDATED | LIGHTHIPE | METRO WEST | 2185231 | 2 | 2213136 | S | Y | N |  | -1 | I | 1967-01-01 |  | D |  | 16288520 | 16356011;16356012 |  |  |  | :11417 | 11417:11417 | main_exi_3_route_oh | CIRCUIT_BREAKER |  |  |  |  | -1.77 | 3 |  | 504449 |  | [MDSYS.SDO_GEOMETRY]
60908141 | 16291559 | EXISTING | BURUM | 2520 | MARIPOSA | 5319 | D | NO | SCE | THREE | UNKNOWN | 12KV | LOW 2 | UNKNOWN | MB | UNKNOWN | UNKNOWN |  |  | SYSTEM | 2014-01-07 | merugusn |  | CONSOLIDATED | SAN JOAQUIN | SAN JOAQUIN | 2135459 |  | 2212514 | A | Y | N |  | -1 | I | 1950-01-01 |  | D |  | 16291569 | 16302312;16302313 |  |  |  | :02520 | 02520:02520 | main_exi_3_route_oh | CIRCUIT_BREAKER |  |  |  |  | -1.78 | 4 |  | 504449 |  | [MDSYS.SDO_GEOMETRY]
60908142 | 16303232 | EXISTING | BURWOOD | 2525 | SAVAGE | 8020 | D | NO | SCE | THREE | UNKNOWN | 12KV | LOW 3 | UNKNOWN | MB | UNKNOWN | UNKNOWN |  |  | SYSTEM | 2014-02-22 | bodduvh |  | CONSOLIDATED | LUGO | DESERT | 2135460 | 2 | 2220412 | A | N | Y | 228 | -1 | I | 1985-06-01 |  | D |  | 16303242 | 16338580;16338581 |  |  |  | :02525 | 02525:02525 | main_exi_3_route_oh | CIRCUIT_BREAKER |  |  |  |  | -1.81 | 2 |  | 504449 |  | [MDSYS.SDO_GEOMETRY]
60908143 | 16344193 | EXISTING | BUSH | 2530 | RECTOR | 5033 | D | NO | SCE | THREE | UNKNOWN | 12KV | LOW 16 | UNKNOWN | MB | UNKNOWN | UNKNOWN |  |  | SYSTEM | 2014-01-07 | ramuj |  | CONSOLIDATED | SAN JOAQUIN | SAN JOAQUIN | 2138254 |  | 2216322 | M | N | Y | 125 | -1 | I | 1950-01-01 |  | D |  | 16344203 | 16387805;16387806 |  |  |  | :02530 | 02530:02530 | main_exi_3_route_oh | CIRCUIT_BREAKER |  |  |  |  | -1.79 | 3 |  | 504449 |  | [MDSYS.SDO_GEOMETRY]
60908144 | 16350403 | EXISTING | PENSTOCK | 13918 | AQUEDUCT | 8079 | D | NO | SCE | THREE | UNKNOWN | 12KV | LOW 3 | UNKNOWN | MB | UNKNOWN | UNKNOWN |  |  | SYSTEM | 2014-04-25 | manthak |  | CONSOLIDATED | LUGO | DESERT | 2184639 |  | 2215878 | A | N | N |  | -1 | I | 1992-06-08 |  | D |  | 16350410 | 16573857;16573858 |  |  |  | :13918 | 13918:13918 | main_exi_3_route_oh | CIRCUIT_BREAKER |  |  |  |  | -1.81 | 3.5 |  | 504449 |  | [MDSYS.SDO_GEOMETRY]
60908145 | 16357303 | EXISTING | MCCARTY | 11440 | BEVERLY | 5201 | D | NO | SCE | THREE | UNKNOWN | 16KV | LOW 11 | UNKNOWN | MB | UNKNOWN | UNKNOWN |  |  | SYSTEM | 2015-04-21 | aminencn |  | CONSOLIDATED | EL NIDO | METRO WEST | 2179837 | 4 | 2216848 | S | N | Y | 104 | -1 | I | 1950-01-01 |  | D |  | 16357310 | 16359605 |  |  |  | :11440 | 11440:11440 | main_exi_3_route_oh | CIRCUIT_BREAKER |  |  |  |  | -1.76 | 3 |  | 504449 |  | [MDSYS.SDO_GEOMETRY]
60908146 | 16359876 | EXISTING | MCCLOUD | 11450 | JERSEY | 5776 | D | NO | SCE | THREE | UNKNOWN | 16KV | LOW 7 | UNKNOWN | MB | UNKNOWN | UNKNOWN |  |  | SYSTEM | 2015-01-14 | simhadk |  |  | LIGHTHIPE | METRO WEST | 2185232 | 1 | 2215406 | A | Y | N |  | -1 | I | 1950-01-01 |  | D |  | 16359883 | 16449405;16449406 |  |  |  | :11450 | 11450:11450 | main_exi_3_route_oh | CIRCUIT_BREAKER |  |  |  |  | -1.76 | 3 |  | 504449 |  | [MDSYS.SDO_GEOMETRY]
60908153 | 16382735 | EXISTING | AVON | 881 | DOWNEY | 5820 | D | NO | SCE | THREE | UNKNOWN | 4KV | LOW 2 | UNKNOWN | MB | UNKNOWN | UNKNOWN |  |  | SYSTEM | 2014-11-24 | aminencn |  |  | LIGHTHIPE | METRO WEST | 2132710 | 1 | 2215520 | A | N | N |  | -1 | I | 1950-01-01 |  | D |  | 16382745 | 16410508;16410509 |  |  |  | :00881 | 00881:00881 | main_exi_3_route_oh | CIRCUIT_BREAKER |  |  |  |  | -31.6 | 3 |  | 504449 |  | [MDSYS.SDO_GEOMETRY]
60908154 | 16389556 | EXISTING | BUSINESS | 2533 | EAST BARSTOW | 8140 | D | NO | SCE | THREE | UNKNOWN | 4KV | LOW 1 | UNKNOWN | MB | UNKNOWN | UNKNOWN |  |  | SYSTEM | 2014-02-03 | aminencn |  | CONSOLIDATED | LUGO | RURALS | 2138256 |  | 2213684 | A | N | Y | 240 | -1 | I | 1950-01-01 |  | D |  | 16389566 | 16403128 |  |  |  | :02533 | 02533:02533 | main_exi_3_route_oh | CIRCUIT_BREAKER |  |  |  |  | -1.82 | 3 |  | 504449 |  | [MDSYS.SDO_GEOMETRY]
60908155 | 16403345 | EXISTING | BUTTE | 2560 | ROSAMOND | 5541 | D | NO | SCE | THREE | UNKNOWN | 12KV | LOW 4 | UNKNOWN | MB | UNKNOWN | UNKNOWN |  |  | SYSTEM | 2013-11-07 | manthak |  | CONSOLIDATED | VINCENT | NORTH COAST | 2136052 |  | 2217298 | S | N | Y | 129 | -1 | I | 1950-01-01 |  | D |  | 16403355 | 16468806;16468807 |  |  |  | :02560 | 02560:02560 | main_exi_3_route_oh | CIRCUIT_BREAKER |  |  |  |  | -1.78 | 3 |  | 504449 |  | [MDSYS.SDO_GEOMETRY]
60908156 | 16411278 | EXISTING | AXEL | 883 | LA MIRADA | 5834 | D | NO | SCE | THREE | UNKNOWN | 12KV | LOW 4 | UNKNOWN | MB | UNKNOWN | UNKNOWN |  |  | SYSTEM | 2017-10-20 | maxwelbw |  | CONSOLIDATED | LIGHTHIPE | METRO WEST | 2132712 |  | 2220206 | A | N | Y | 240 | -1 | I | 1961-10-01 |  | D |  | 16411288 | 16451925 |  |  |  | :00883 | 00883:00883 | main_exi_3_route_oh | CIRCUIT_BREAKER |  |  |  |  | -1.77 | 3 |  | 504449 |  | [MDSYS.SDO_GEOMETRY]
60908157 | 16452178 | EXISTING | AZALIA | 900 | ROLLING HILLS | 5252 | D | NO | SCE | THREE | UNKNOWN | 4KV | LOW 11 | UNKNOWN | MB | UNKNOWN | UNKNOWN |  |  | SYSTEM | 2017-12-11 | maxwelbw |  | CONSOLIDATED | EL NIDO | METRO WEST | 2143259 |  | 2219336 | S | N | Y | 103 | -1 | I | 1950-01-01 |  | D |  | 16452188 | 16486838 |  |  |  | :00900 | 00900:00900 | main_exi_3_route_oh | CIRCUIT_BREAKER |  |  |  |  | -1.76 | 2 |  | 504449 |  | [MDSYS.SDO_GEOMETRY]
60908158 | 16470836 | EXISTING | BYER | 2569 | THOUSAND OAKS | 5569 | D | NO | SCE | THREE | UNKNOWN | 16KV | LOW 5 | UNKNOWN | MB | UNKNOWN | UNKNOWN |  |  | SYSTEM | 2014-01-15 | manthak |  | CONSOLIDATED | MOORPARK | NORTH COAST | 2154060 | 2 | 2212798 | A | Y | N |  | -1 | I | 1980-07-01 |  | D |  | 16470846 | 16489946 |  |  |  | :02569 | 02569:02569 | main_exi_3_route_oh | CIRCUIT_BREAKER |  |  |  |  | -91.75 | 3 |  | 504449 |  | [MDSYS.SDO_GEOMETRY]
60908164 | 16476347 | EXISTING | MCDONNELL | 11479 | LENNOX | 5213 | D | NO | SCE | THREE | UNKNOWN | 16KV | LOW 2 | UNKNOWN | MB | UNKNOWN | UNKNOWN |  |  | SYSTEM | 2015-04-21 | bodduvh |  | CONSOLIDATED | EL NIDO | METRO WEST | 2176976 |  | 2216886 | A | N | Y | 208 | -1 | I | 1967-02-01 |  | D |  | 16476357 | 16519969 |  |  |  | :11479 | 11479:11479 | main_exi_3_route_oh | CIRCUIT_BREAKER |  |  |  |  | -1.76 | 3 |  | 504449 |  | [MDSYS.SDO_GEOMETRY]
60908165 | 16487995 | EXISTING | AZURE | 915 | TOPAZ | 5268 | D | NO | SCE | THREE | UNKNOWN | 4KV | LOW 6 | UNKNOWN | MB | UNKNOWN | UNKNOWN |  |  | SYSTEM | 2015-03-03 | bodduvh |  | CONSOLIDATED | EL NIDO | METRO WEST | 2143260 | 2 | 2219370 | A | N | Y | 216 | -1 | I | 1962-09-01 |  | D |  | 16488005 | 16532306 |  |  |  | :00915 | 00915:00915 | main_exi_3_route_oh | CIRCUIT_BREAKER |  |  |  |  | -1.76 | 3 |  | 504449 |  | [MDSYS.SDO_GEOMETRY]
60908166 | 16491267 | EXISTING | CACHUMA | 2595 | VEGAS | 5570 | D | NO | SCE | THREE | UNKNOWN | 16KV | LOW 5 | UNKNOWN | MB | UNKNOWN | UNKNOWN |  |  | SYSTEM | 2017-05-26 | lantzmk |  | CONSOLIDATED | GOLETA | NORTH COAST | 2139244 |  | 2212802 | A | Y | N |  | -1 | I | 1960-10-01 |  | D |  | 16491277 | 16581390;16581391 |  |  |  | :02595 | 02595:02595 | main_exi_3_route_oh | CIRCUIT_BREAKER |  |  |  |  | -1.71 | 3 |  | 504449 |  | [MDSYS.SDO_GEOMETRY]
60908167 | 16521441 | EXISTING | MCEWAN | 11480 | MARINE | 5217 | D | NO | SCE | THREE | UNKNOWN | 16KV | LOW 1 | UNKNOWN | MB | UNKNOWN | UNKNOWN |  |  | SYSTEM | 2015-03-30 | amathis |  |  | EL NIDO | METRO WEST | 2176977 |  | 2219240 | S | N | Y | 137 | -1 | I | 1950-01-01 |  | D |  | 16521451 | 16549788;16549789 |  |  |  | :11480 | 11480:11480 | main_exi_3_route_oh | CIRCUIT_BREAKER |  |  |  |  | -1.76 | 3 |  | 504449 |  | [MDSYS.SDO_GEOMETRY]
60908168 | 16534351 | EXISTING | BABCOCK | 918 | MOBILOIL | 5229 | C | NO | SCE | THREE | UNKNOWN | 12KV | LOW 3 | UNKNOWN | MB | UNKNOWN | UNKNOWN |  |  | SYSTEM | 2015-04-17 | kallurr |  | CONSOLIDATED | EL NIDO | METRO WEST | 2132714 | 4 | 2212312 | A | Y | N |  | -1 | I | 1966-09-01 |  | D |  | 16534358 | 16534443 |  |  |  | :00918 | 00918:00918 | main_exi_3_route_oh | CIRCUIT_BREAKER |  |  |  |  | -1.76 | 2 |  | 504449 |  | [MDSYS.SDO_GEOMETRY]
60908169 | 16534678 | EXISTING | BABER | 919 | ERIC | 5783 | D | NO | SCE | THREE | UNKNOWN | 12KV | LOW 7 | UNKNOWN | MB | UNKNOWN | UNKNOWN |  |  | SYSTEM | 2017-09-21 | maxwelbw |  | CONSOLIDATED | LIGHTHIPE | METRO WEST | 2132715 | 2 | 2213182 | A | Y | N |  | -1 | I | 1980-06-01 |  | D |  | 16534688 | 16603562 |  |  |  | :00919 | 00919:00919 | main_exi_3_route_oh | CIRCUIT_BREAKER |  |  |  |  | -1.77 | 3 |  | 504449 |  | [MDSYS.SDO_GEOMETRY]
60908170 | 16563796 | EXISTING | MCKINLEY | 11510 | FREMONT | 5720 | D | NO | SCE | THREE | UNKNOWN | 4KV | LOW 8 | UNKNOWN | MB | UNKNOWN | UNKNOWN |  |  | SYSTEM | 2015-03-09 | manthak |  | CONSOLIDATED | LIGHTHIPE | METRO WEST | 2172459 | 1 | 2217610 | A | N | Y | 220 | -1 | I | 1971-04-01 |  | D |  | 16563803 | 16593989 |  |  |  | :11510 | 11510:11510 | main_exi_3_route_oh | CIRCUIT_BREAKER |  |  |  |  | -1.76 | 3 |  | 504449 |  | [MDSYS.SDO_GEOMETRY]
60908171 | 16589425 | EXISTING | CADENA | 2619 | POTRERO | 5597 | D | NO | SCE | THREE | UNKNOWN | 16KV | LOW 3 | UNKNOWN | MB | UNKNOWN | UNKNOWN |  |  | SYSTEM | 2013-12-24 | bessar |  | CONSOLIDATED | MOORPARK | NORTH COAST | 2138432 | 1 | 2219760 | A | Y | N |  | -1 | I | 1970-11-01 |  | D |  | 16589435 | 16646253 |  |  |  | :02619 | 02619:02619 | main_exi_3_route_oh | CIRCUIT_BREAKER |  |  |  |  | -1.74 | 3 |  | 504449 |  | [MDSYS.SDO_GEOMETRY]
60908172 | 16596345 | EXISTING | PERIMETER | 13959 | TIMBERWINE | 2260 | D | NO | SCE | THREE | UNKNOWN | 12KV | LOW 1 | UNKNOWN | MB | UNKNOWN | UNKNOWN |  |  | SYSTEM | 2014-03-10 | aminencn |  | CONSOLIDATED | SAN JOAQUIN | RURALS | 2190327 |  | 2273234 | A | N | N |  | -1 | I | 1987-03-01 |  | D |  | 16596352 | 16641487;16641488 |  |  |  | :13959 | 13959:13959 | main_exi_3_route_oh | CIRCUIT_BREAKER |  |  |  |  | -1.82 | 7 |  | 504449 |  | [MDSYS.SDO_GEOMETRY]
60908178 | 16604820 | EXISTING | BACH | 924 | NEPTUNE | 5781 | D | NO | SCE | THREE | UNKNOWN | 12KV | LOW 7 | UNKNOWN | MB | UNKNOWN | UNKNOWN |  |  | SYSTEM | 2015-03-27 | bondigc |  |  | LIGHTHIPE | METRO WEST | 2132717 |  | 2220082 | A | N | Y | 223 | -1 | I | 1972-08-01 |  | D |  | 16604830 | 16680704 |  |  |  | :00924 | 00924:00924 | main_exi_3_route_oh | CIRCUIT_BREAKER |  |  |  |  | -1.76 | 2 |  | 504449 |  | [MDSYS.SDO_GEOMETRY]
60908179 | 16655819 | EXISTING | CADWAY | 2623 | WAKEFIELD | 5579 | D | NO | SCE | THREE | UNKNOWN | 16KV | LOW 1 | UNKNOWN | MB | UNKNOWN | UNKNOWN |  |  | SYSTEM | 2013-12-29 | ankarlr |  | CONSOLIDATED | SANTA CLARA | NORTH COAST | 2139247 |  | 2219736 | A | N | Y | 241 | -1 | I | 1965-06-01 |  | D |  | 16655829 | 16734676;138611738 |  |  |  | :02623 | 02623:02623 | main_exi_3_route_oh | CIRCUIT_BREAKER |  |  |  |  | -10.85 | 3 |  | 504449 |  | [MDSYS.SDO_GEOMETRY]
60908184 | 16661056 | EXISTING | PESO | 13972 | TORTILLA | 8037 | D | NO | SCE | THREE | UNKNOWN | 12KV | LOW 7 | UNKNOWN | MB | UNKNOWN | UNKNOWN |  |  | SYSTEM | 2014-02-11 | manthak |  | CONSOLIDATED | LUGO | RURALS | 2190329 |  | 2213542 | S | N | N |  | -1 | I | 1967-03-01 |  | D |  | 16661066 | 16730919;16730920 |  |  |  | :13972 | 13972:13972 | main_exi_3_route_oh | CIRCUIT_BREAKER |  |  |  |  | -1.82 | 2 |  | 504449 |  | [MDSYS.SDO_GEOMETRY]
60908186 | 16708206 | EXISTING | BACHELOR | 927 | WALTERIA | 5233 | D | NO | SCE | THREE | UNKNOWN | 16KV | LOW 2 | UNKNOWN | MB | UNKNOWN | UNKNOWN |  |  | SYSTEM | 2015-07-31 | lantzmk |  | CONSOLIDATED | EL NIDO | METRO WEST | 2132718 |  | 2219284 | A | Y | N |  | -1 | I | 1965-10-01 |  | D |  | 16708216 | 16812240;16812241 |  |  |  | :00927 | 00927:00927 | main_exi_3_route_oh | CIRCUIT_BREAKER |  |  |  |  | -1.76 | 2 |  | 504449 |  | [MDSYS.SDO_GEOMETRY]
60908187 | 16732979 | EXISTING | PETAN | 13980 | PIUTE | 5545 | D | NO | SCE | THREE | UNKNOWN | 12KV | LOW 2 | UNKNOWN | MB | UNKNOWN | UNKNOWN |  |  | SYSTEM | 2013-11-19 | punukos |  | CONSOLIDATED | VINCENT | NORTH COAST | 2179464 |  | 2219670 | A | N | Y | 239 | -1 | I | 1950-01-01 |  | D |  | 16732989 | 16789003;16789004 |  |  |  | :13980 | 13980:13980 | main_exi_3_route_oh | CIRCUIT_BREAKER |  |  |  |  | -1.79 | 4 |  | 504449 |  | [MDSYS.SDO_GEOMETRY]
60908188 | 16736426 | EXISTING | CAESAR | 2632 | HASKELL | 5594 | D | NO | SCE | THREE | UNKNOWN | 16KV | LOW 2 | UNKNOWN | MB | UNKNOWN | UNKNOWN |  |  | SYSTEM | 2013-11-29 | kollir |  | CONSOLIDATED | SAUGUS | NORTH COAST | 2139450 |  | 2217404 | A | N | Y | 218 | -1 | I | 1987-07-01 |  | D |  | 16736436 | 16834308;16834309 |  |  |  | :02632 | 02632:02632 | main_exi_3_route_oh | CIRCUIT_BREAKER |  |  |  |  | -1.76 | 3 |  | 504449 |  | [MDSYS.SDO_GEOMETRY]
60908189 | 16821345 | EXISTING | BACON | 930 | IMPERIAL | 5772 | D | NO | SCE | THREE | UNKNOWN | 4KV | LOW 9 | UNKNOWN | MB | UNKNOWN | UNKNOWN |  |  | SYSTEM | 2017-10-16 | beealdb |  |  | LIGHTHIPE | METRO WEST | 2130404 | 4 | 2215400 | S | N | Y | 110 | -1 | I | 1948-12-01 |  | D |  | 16821352 | 16853003 |  |  |  | :00930 | 00930:00930 | main_exi_3_route_oh | CIRCUIT_BREAKER |  |  |  |  | -1.77 | 3 |  | 504449 |  | [MDSYS.SDO_GEOMETRY]
60908190 | 16825601 | EXISTING | PETERBILT | 13982 | ROADWAY | 8000 | D | NO | SCE | THREE | UNKNOWN | 12KV | LOW 2 | UNKNOWN | MB | UNKNOWN | UNKNOWN |  |  | SYSTEM | 2014-02-19 | bessar |  | CONSOLIDATED | LUGO | DESERT | 2184640 |  | 2218024 | A | N | N |  | -1 | I | 2000-06-28 |  | D |  | 16825611 | 16861774;16861775 |  |  |  | :13982 | 13982:13982 | main_exi_3_route_oh | CIRCUIT_BREAKER |  |  |  |  | -1.81 | 3 |  | 504449 |  | [MDSYS.SDO_GEOMETRY]
60908191 | 16835405 | EXISTING | CAIN RANCH | 2637 | CAIN RANCH P.T. | 7175 | A | NO | SCE | THREE | UNKNOWN | 12KV | LOW 1 | UNKNOWN | MB | UNKNOWN | UNKNOWN |  |  | SYSTEM | 2014-01-22 | manthak |  | CONSOLIDATED | LUGO | RURALS | 2138433 |  | 2276783 | N | N | N |  | -1 | I | 2000-08-18 |  | D |  | 16835409 | 16835985 |  |  |  | :02637 | 02637:02637 | main_exi_3_route_oh | CIRCUIT_BREAKER |  |  |  |  | -1.84 | 3 |  | 504449 |  | [MDSYS.SDO_GEOMETRY]
60908192 | 16836163 | EXISTING | CAIRNS | 2640 | LINDSAY | 5317 | D | NO | SCE | THREE | UNKNOWN | 12KV | LOW 3 | UNKNOWN | MB | UNKNOWN | UNKNOWN |  |  | SYSTEM | 2014-01-17 | simhadk |  | CONSOLIDATED | SAN JOAQUIN | SAN JOAQUIN | 2139453 |  | 2219444 | S | Y | N |  | -1 | I | 1950-01-01 |  | D |  | 16836170 | 16908296;16908297 |  |  |  | :02640 | 02640:02640 | main_exi_3_route_oh | CIRCUIT_BREAKER |  |  |  |  | -1.79 | 4 |  | 504449 |  | [MDSYS.SDO_GEOMETRY]
60908193 | 16886288 | EXISTING | PETIT | 13983 | WAKEFIELD | 5579 | D | NO | SCE | THREE | UNKNOWN | 16KV | LOW 3 | UNKNOWN | MB | UNKNOWN | UNKNOWN |  |  | SYSTEM | 2013-12-11 | manthak |  | CONSOLIDATED | SANTA CLARA | NORTH COAST | 2179465 |  | 2219736 | A | N | Y | 241 | -1 | I | 1965-10-01 |  | D |  | 16886295 | 16905227;16905228 |  |  |  | :13983 | 13983:13983 | main_exi_3_route_oh | CIRCUIT_BREAKER |  |  |  |  | -1.74 | 3 |  | 504449 |  | [MDSYS.SDO_GEOMETRY]
60908194 | 16894971 | EXISTING | BAINBRIDGE | 976 | NAVY MOLE | 5704 | C | NO | SCE | THREE | UNKNOWN | 12KV | LOW 1 | UNKNOWN | MB | UNKNOWN | UNKNOWN |  |  | SYSTEM | 2015-01-25 | bodduvh |  | CONSOLIDATED | LIGHTHIPE | METRO WEST | 2132861 |  | 2213034 | A | N | N |  | -1 | I | 1969-12-01 |  | D |  | 16894981 | 16895599 |  |  |  | :00976 | 00976:00976 | main_exi_3_route_oh | CIRCUIT_BREAKER |  |  |  |  | -1.76 | 3 |  | 504449 |  | [MDSYS.SDO_GEOMETRY]
60908195 | 16895816 | EXISTING | BALLAST | 1045 | NOLA | 5751 | D | NO | SCE | THREE | UNKNOWN | 16KV | LOW 3 | UNKNOWN | MB | UNKNOWN | UNKNOWN |  |  | SYSTEM | 2015-03-27 | bessar |  |  | LIGHTHIPE | METRO WEST | 2143267 |  | 2213126 | A | Y | N |  | -1 | I | 1984-06-01 |  | D |  | 16895826 | 17018129 |  |  |  | :01045 | 01045:01045 | main_exi_3_route_oh | CIRCUIT_BREAKER |  |  |  |  | -1.76 | 3 |  | 504449 |  | [MDSYS.SDO_GEOMETRY]
60908196 | 16918842 | EXISTING | CALABASAS | 2660 | VALDEZ | 5236 | D | NO | SCE | THREE | UNKNOWN | 16KV | LOW 5 | UNKNOWN | MB | UNKNOWN | UNKNOWN |  |  | SYSTEM | 2013-12-24 | attadas |  | CONSOLIDATED | MOORPARK | NORTH COAST | 2139456 | 4 | 2212338 | A | N | Y | 233 | -1 | I | 1970-08-01 |  | D |  | 16918852 | 16935533;16935534 |  |  |  | :02660 | 02660:02660 | main_exi_3_route_oh | CIRCUIT_BREAKER |  |  |  |  | -1.75 | 3 |  | 504449 |  | [MDSYS.SDO_GEOMETRY]
60908202 | 16928064 | EXISTING | GOSS | 14004 | VICTOR | 8049 | D | NO | SCE | THREE | UNKNOWN | 12KV | LOW 22 | UNKNOWN | MB | UNKNOWN | UNKNOWN |  |  | SYSTEM | 2014-04-24 | aminencn |  | CONSOLIDATED | LUGO | DESERT | 2179241 |  | 2220516 | S | N | Y | 122 | -1 | I | 1971-03-01 |  | D |  | 16928074 | 17012508;17012509 |  |  |  | :14004 | 14004:14004 | main_exi_3_route_oh | CIRCUIT_BREAKER |  |  |  |  | -1.81 | 2 |  | 504449 |  | [MDSYS.SDO_GEOMETRY]
60908203 | 16944915 | EXISTING | CAL BAKE | 2663 | BAKER | 8025 | D | NO | SCE | THREE | UNKNOWN | 33KV | LOW 1 | UNKNOWN | MB | UNKNOWN | UNKNOWN |  |  | SYSTEM | 2014-01-22 | bodduvh |  | CONSOLIDATED | ELDORADO | RURALS | 2139458 |  | 2215764 | A | N | N |  | -1 | I | 1997-09-09 |  | D |  | 16944922 | 16945414;16945415 |  |  |  | :02663 | 02663:02663 | main_exi_3_route_oh | CIRCUIT_BREAKER |  |  |  |  | -1.85 | 9 |  | 504449 |  | [MDSYS.SDO_GEOMETRY]
60908204 | 16946469 | EXISTING | CALCADIA | 2664 | CALCADIA P.T. | 7113 | A | NO | SCE | THREE | UNKNOWN | 12KV | LOW 1 | UNKNOWN | MB | UNKNOWN | UNKNOWN |  |  | SYSTEM | 2014-02-03 | aminencn |  | CONSOLIDATED | ELDORADO | RURALS | 2139629 |  | 2122064 | N | N | N |  | -1 | I | 1968-06-01 |  | D |  | 16946479 | 16946779 |  |  |  | :02664 | 02664:02664 | main_exi_3_route_oh | CIRCUIT_BREAKER |  |  |  |  | -1.87 | 3 |  | 504449 |  | [MDSYS.SDO_GEOMETRY]
60908205 | 16946942 | EXISTING | CALDWELL | 2670 | VISALIA | 5331 | D | NO | SCE | THREE | UNKNOWN | 12KV | LOW 7 | UNKNOWN | MB | UNKNOWN | UNKNOWN |  |  | SYSTEM | 2014-01-07 | manthak |  | CONSOLIDATED | SAN JOAQUIN | SAN JOAQUIN | 2138435 |  | 2212548 | S | N | Y | 101 | -1 | I | 1950-01-01 |  | D |  | 16946952 | 16965003 |  |  |  | :02670 | 02670:02670 | main_exi_3_route_oh | CIRCUIT_BREAKER |  |  |  |  | -1.79 | 3 |  | 504449 |  | [MDSYS.SDO_GEOMETRY]
60908206 | 16965187 | EXISTING | CALIBER | 2671 | PALMDALE | 5564 | D | NO | SCE | THREE | UNKNOWN | 12KV | LOW 2 | UNKNOWN | MB | UNKNOWN | UNKNOWN |  |  | SYSTEM | 2013-11-07 | bodduvh |  | CONSOLIDATED | VINCENT | NORTH COAST | 2138436 | 1 | 2212778 | A | N | N |  | -1 | I | 2002-05-02 |  | D |  | 16965194 | 137592270;156290660 |  |  |  | :02671 | 02671:02671 | main_exi_3_route_oh | CIRCUIT_BREAKER |  |  |  |  | -1.78 | 4 |  | 504449 |  | [MDSYS.SDO_GEOMETRY]
60908207 | 17020683 | EXISTING | BALLONA | 1050 | SEPULVEDA | 5207 | D | NO | SCE | THREE | UNKNOWN | 16KV | LOW 4 | UNKNOWN | MB | UNKNOWN | UNKNOWN |  |  | SYSTEM | 2015-05-14 | aminencn |  |  | EL NIDO | METRO WEST | 2143268 | 1 | 2212248 | A | N | Y | 213 | -1 | I | 1950-01-01 |  | D |  | 17020690 | 17078146;17078147 |  |  |  | :01050 | 01050:01050 | main_exi_3_route_oh | CIRCUIT_BREAKER |  |  |  |  | -1.76 | 3 |  | 504449 |  | [MDSYS.SDO_GEOMETRY]
60908208 | 17032128 | EXISTING | PHILLIPS | 14030 | LANCASTER | 5514 | D | NO | SCE | THREE | UNKNOWN | 12KV | LOW 4 | UNKNOWN | MB | UNKNOWN | UNKNOWN |  |  | SYSTEM | 2013-11-15 | merugusn |  | CONSOLIDATED | VINCENT | NORTH COAST | 2190331 | 1 | 2212660 | S | Y | N |  | -1 | I | 1950-01-01 |  | D |  | 17032138 | 17133806;17133807 |  |  |  | :14030 | 14030:14030 | main_exi_3_route_oh | CIRCUIT_BREAKER |  |  |  |  | -1.78 | 3 |  | 504449 |  | [MDSYS.SDO_GEOMETRY]
60908209 | 17043417 | EXISTING | MCNAB | 11520 | LUCAS | 5771 | D | NO | SCE | THREE | UNKNOWN | 4KV | LOW 12 | UNKNOWN | MB | UNKNOWN | UNKNOWN |  |  | SYSTEM | 2014-12-17 | rajendrs |  | CONSOLIDATED | LIGHTHIPE | METRO WEST | 2172461 | 1 | 2213164 | S | N | Y | 119 | -1 | I | 1950-01-01 |  | D |  | 17043427 | 17076272;17076273 |  |  |  | :11520 | 11520:11520 | main_exi_3_route_oh | CIRCUIT_BREAKER |  |  |  |  | -1.77 | 3 |  | 504449 |  | [MDSYS.SDO_GEOMETRY]
60908210 | 17069927 | EXISTING | CALIENTE | 2680 | CUMMINGS | 5357 | D | NO | SCE | THREE | UNKNOWN | 12KV | LOW 1 | UNKNOWN | MB | UNKNOWN | UNKNOWN |  |  | SYSTEM | 2014-04-10 | bodduvh |  | CONSOLIDATED | VINCENT | RURALS | 2138438 |  | 2214840 | S | Y | N |  | -1 | I | 1950-01-01 |  | D |  | 17069931 | 17218224;17218225 |  |  |  | :02680 | 02680:02680 | main_exi_3_route_oh | CIRCUIT_BREAKER |  |  |  |  | -1.78 | 3 |  | 504449 |  | [MDSYS.SDO_GEOMETRY]
60908211 | 17081343 | EXISTING | BANCROFT | 1060 | JERSEY | 5776 | D | NO | SCE | THREE | UNKNOWN | 16KV | LOW 6 | UNKNOWN | MB | UNKNOWN | UNKNOWN |  |  | SYSTEM | 2015-02-26 | bondigc |  | CONSOLIDATED | LIGHTHIPE | METRO WEST | 2132865 | 1 | 2215406 | A | N | Y | 224 | -1 | I | 1950-01-01 |  | D |  | 17081353 | 17127653 |  |  |  | :01060 | 01060:01060 | main_exi_3_route_oh | CIRCUIT_BREAKER |  |  |  |  | -1.76 | 3 |  | 504449 |  | [MDSYS.SDO_GEOMETRY]
60908212 | 17127990 | EXISTING | BANNER | 1065 | SUNNYSIDE | 5785 | D | NO | SCE | THREE | UNKNOWN | 12KV | LOW 7 | UNKNOWN | MB | UNKNOWN | UNKNOWN |  |  | SYSTEM | 2017-12-06 | maxwelbw |  | CONSOLIDATED | LIGHTHIPE | METRO WEST | 2136556 | 1 | 2217758 | S | N | Y | 110 | -1 | I | 1963-08-01 |  | D |  | 17128000 | 17243230 |  |  |  | :01065 | 01065:01065 | main_exi_3_route_oh | CIRCUIT_BREAKER |  |  |  |  | -1.77 | 3 |  | 504449 |  | [MDSYS.SDO_GEOMETRY]
60908218 | 17134729 | EXISTING | PICKLE MEADOWS | 14038 | BRIDGEPORT | 2610 | D | NO | SCE | THREE | UNKNOWN | 16KV | LOW 4 | UNKNOWN | MB | UNKNOWN | UNKNOWN |  |  | SYSTEM | 2014-02-14 | attadas |  | CONSOLIDATED | LUGO | RURALS | 2181112 |  | 2274056 | A | Y | N |  | -1 | I | 1950-01-01 |  | D |  | 17134739 | 17155845 |  |  |  | :14038 | 14038:14038 | main_exi_3_route_oh | CIRCUIT_BREAKER |  |  |  |  | -92.79 | 11.5 |  | 504449 |  | [MDSYS.SDO_GEOMETRY]
60908219 | 17147143 | EXISTING | MEANDER | 11551 | BEVERLY | 5201 | D | NO | SCE | THREE | UNKNOWN | 16KV | LOW 5 | UNKNOWN | MB | UNKNOWN | UNKNOWN |  |  | SYSTEM | 2015-04-21 | merugusn |  | CONSOLIDATED | EL NIDO | METRO WEST | 2177151 | 5 | 2216848 | S | N | Y | 117 | -1 | I | 1985-11-01 |  | D |  | 17147153 | 17226611;17226612 |  |  |  | :11551 | 11551:11551 | main_exi_3_route_oh | CIRCUIT_BREAKER |  |  |  |  | -1.76 | 3 |  | 504449 |  | [MDSYS.SDO_GEOMETRY]
60908220 | 17157664 | EXISTING | PICK | 14047 | ACTON | 5365 | D | NO | SCE | THREE | UNKNOWN | 12KV | LOW 2 | UNKNOWN | MB | UNKNOWN | UNKNOWN |  |  | SYSTEM | 2013-11-20 | bessar |  | CONSOLIDATED | VINCENT | NORTH COAST | 2184643 |  | 2212594 | A | N | N |  | -1 | I | 1995-11-30 |  | D |  | 17157674 | 17308725;17308726 |  |  |  | :14047 | 14047:14047 | main_exi_3_route_oh | CIRCUIT_BREAKER |  |  |  |  | -1.78 | 3 |  | 504449 |  | [MDSYS.SDO_GEOMETRY]
60908221 | 17237708 | EXISTING | CALLI VALLI | 2720 | LITTLE ROCK | 5518 | D | NO | SCE | THREE | UNKNOWN | 12KV | LOW 3 | UNKNOWN | MB | UNKNOWN | UNKNOWN |  |  | SYSTEM | 2013-11-08 | aminencn |  | CONSOLIDATED | VINCENT | NORTH COAST | 2139630 |  | 2212664 | A | Y | N |  | -1 | I | 1950-01-01 |  | D |  | 17237718 | 17327273;158983744 |  |  |  | :02720 | 02720:02720 | main_exi_3_route_oh | CIRCUIT_BREAKER |  |  |  |  | -1.79 | 4.5 |  | 504449 |  | [MDSYS.SDO_GEOMETRY]
60908222 | 17259395 | EXISTING | CHRIS | 1070 | WATSON | 5758 | D | NO | SCE | THREE | UNKNOWN | 12KV | LOW 7 | UNKNOWN | MB | UNKNOWN | UNKNOWN |  |  | SYSTEM | 2017-10-12 | maxwelbw |  | CONSOLIDATED | LIGHTHIPE | METRO WEST | 2132868 |  | 2215372 | S | Y | N |  | -1 | I | 1969-08-01 |  | D |  | 17259405 | 17352490 |  |  |  | :01070 | 01070:01070 | main_exi_3_route_oh | CIRCUIT_BREAKER |  |  |  |  | -1.76 | 3 |  | 504449 |  | [MDSYS.SDO_GEOMETRY]
60908223 | 17270158 | EXISTING | MEDICAL | 11580 | COLORADO | 5242 | D | NO | SCE | THREE | UNKNOWN | 4KV | LOW 6 | UNKNOWN | MB | UNKNOWN | UNKNOWN |  |  | SYSTEM | 2015-03-30 | simhadk |  | CONSOLIDATED | EL NIDO | METRO WEST | 2179938 |  | 2212358 | S | N | Y | 115 | -1 | I | 1967-06-01 |  | D |  | 17270168 | 17287026 |  |  |  | :11580 | 11580:11580 | main_exi_3_route_oh | CIRCUIT_BREAKER |  |  |  |  | -1.76 | 3 |  | 504449 |  | [MDSYS.SDO_GEOMETRY]
60908355 | 18667897 | EXISTING | BERNARD | 1560 | LINDEN | 5734 | D | NO | SCE | THREE | UNKNOWN | 4KV | LOW 2 | UNKNOWN | MB | UNKNOWN | UNKNOWN |  |  | SYSTEM | 2014-12-10 | manthak |  | CONSOLIDATED | LIGHTHIPE | METRO WEST | 2133325 |  | 2217650 | A | N | Y |  | -1 | I | 2029-11-01 |  | D |  | 18667907 | 18697309;18697310 |  |  |  | :01560 | 01560:01560 | main_exi_3_route_oh | CIRCUIT_BREAKER |  |  |  |  | -1.77 | 2 |  | 504449 |  | [MDSYS.SDO_GEOMETRY]
60908356 | 18677143 | EXISTING | BIRCHIM | 3314 | MT. TOM | 2598 | D | NO | SCE | THREE | UNKNOWN | 12KV | LOW 1 | UNKNOWN | MB | UNKNOWN | UNKNOWN |  |  | SYSTEM | 2014-06-15 | garciacm |  | CONSOLIDATED | LUGO | RURALS | 2137237 |  | 2274011 | A | N | Y | 241 | -1 | I | 1968-03-01 |  | D |  | 18677153 | 18707754;18707755 |  |  |  | :03314 | 03314:03314 | main_exi_3_route_oh | CIRCUIT_BREAKER |  |  |  |  | -1.82 | 5 |  | 504449 |  | [MDSYS.SDO_GEOMETRY]
60908357 | 18684149 | EXISTING | PUFF | 14482 | MIDWIND | 5424 | X | NO | SCE | THREE | UNKNOWN | 12KV | LOW 1 | UNKNOWN | MB | UNKNOWN | UNKNOWN |  |  | SYSTEM | 2014-02-25 | merugusn |  | CONSOLIDATED | VINCENT | RURALS | 2181965 |  | 2212618 | A | N | N |  | -1 | I | 1987-09-01 |  | D |  | 18684159 | 18685985 |  |  |  | :14482 | 14482:14482 | main_exi_3_route_oh | CIRCUIT_BREAKER |  |  |  |  | -1.78 | 6 |  | 504449 |  | [MDSYS.SDO_GEOMETRY]
60908358 | 18686118 | EXISTING | PUESTA | 14540 | MODOC | 5520 | D | NO | SCE | THREE | UNKNOWN | 4KV | LOW 2 | UNKNOWN | MB | UNKNOWN | UNKNOWN |  |  | SYSTEM | 2013-10-31 | bodduvh |  | CONSOLIDATED | GOLETA | NORTH COAST | 2190423 |  | 2214922 | A | Y | N |  | -1 | I | 1950-01-01 |  | D |  | 18686128 | 18749905 |  |  |  | :14540 | 14540:14540 | main_exi_3_route_oh | CIRCUIT_BREAKER |  |  |  |  | -1.71 | 3 |  | 504449 |  | [MDSYS.SDO_GEOMETRY]
60908359 | 18699267 | EXISTING | BERYL | 1580 | REDONDO | 5227 | D | NO | SCE | THREE | UNKNOWN | 4KV | LOW 4 | UNKNOWN | MB | UNKNOWN | UNKNOWN |  |  | SYSTEM | 2015-03-04 | manthak |  | CONSOLIDATED | EL NIDO | METRO WEST | 2133430 |  | 2214594 | A | N | Y | 214 | -1 | I | 1950-01-01 |  | D |  | 18699277 | 18727550 |  |  |  | :01580 | 01580:01580 | main_exi_3_route_oh | CIRCUIT_BREAKER |  |  |  |  | -1.76 | 3 |  | 504449 |  | [MDSYS.SDO_GEOMETRY]
60908360 | 18702110 | EXISTING | MONTANA | 12110 | SIGNAL HILL | 5753 | D | NO | SCE | THREE | UNKNOWN | 12KV | LOW 4 | UNKNOWN | MB | UNKNOWN | UNKNOWN |  |  | SYSTEM | 2015-01-06 | simhadk |  | CONSOLIDATED | LIGHTHIPE | METRO WEST | 2180684 |  | 2215350 | S | N | Y | 106 | -1 | I | 1950-01-01 |  | D |  | 18702120 | 18756471 |  |  |  | :12110 | 12110:12110 | main_exi_3_route_oh | CIRCUIT_BREAKER |  |  |  |  | -1.77 | 3 |  | 504449 |  | [MDSYS.SDO_GEOMETRY]
60908361 | 18714996 | EXISTING | CHAPALA | 3350 | SANTA BARBARA | 5531 | D | NO | SCE | THREE | UNKNOWN | 4KV | LOW 10 | UNKNOWN | MB | UNKNOWN | UNKNOWN |  |  | SYSTEM | 2013-10-30 | manthak |  | CONSOLIDATED | GOLETA | NORTH COAST | 2155520 |  | 2214956 | S | N | Y | 124 | -1 | I | 1950-01-01 |  | D |  | 18715006 | 18716272 |  |  |  | :03350 | 03350:03350 | main_exi_3_route_oh | CIRCUIT_BREAKER |  |  |  |  | -1.72 | 3 |  | 504449 |  | [MDSYS.SDO_GEOMETRY]
60908367 | 18716468 | EXISTING | CHARIOT | 3358 | HASKELL | 5594 | D | NO | SCE | THREE | UNKNOWN | 16KV | LOW 4 | UNKNOWN | MB | UNKNOWN | UNKNOWN |  |  | SYSTEM | 2013-11-30 | ramuj |  | CONSOLIDATED | SAUGUS | NORTH COAST | 2157134 |  | 2217404 | A | N | N |  | -1 | I | 1987-07-01 |  | D |  | 18716478 | 18732614;18732615 |  | 18732193 |  | :03358 | 03358:03358 | main_exi_3_route_oh | CIRCUIT_BREAKER |  |  |  |  | -1.76 | 3 |  | 504449 |  | [MDSYS.SDO_GEOMETRY]
60908368 | 18727833 | EXISTING | BIGELOW | 1650 | LUCAS | 5771 | D | NO | SCE | THREE | UNKNOWN | 12KV | LOW 8 | UNKNOWN | MB | UNKNOWN | UNKNOWN |  |  | SYSTEM | 2015-02-24 | attiliv |  |  | LIGHTHIPE | METRO WEST | 2133436 |  | 2220062 | S | N | Y | 108 | -1 | I | 1950-01-01 |  | D |  | 18727843 | 18785394 |  |  |  | :01650 | 01650:01650 | main_exi_3_route_oh | CIRCUIT_BREAKER |  |  |  |  | -1.77 | 3 |  | 504449 |  | [MDSYS.SDO_GEOMETRY]
60908369 | 18733498 | EXISTING | CHATEAU | 3382 | CASA DIABLO | 2557 | D | NO | SCE | THREE | UNKNOWN | 33KV | LOW 4 | UNKNOWN | MB | UNKNOWN | UNKNOWN |  |  | SYSTEM | 2014-01-30 | bessar |  | CONSOLIDATED | LUGO | RURALS | 2147231 |  | 2273990 | A | Y | N |  | -1 | I | 1976-01-01 |  | D |  | 18733508 | 18734026;18734027 |  | 148534930 |  | :03382 | 03382:03382 | main_exi_3_route_oh | CIRCUIT_BREAKER |  |  |  |  | -1.83 | 3 |  | 504449 |  | [MDSYS.SDO_GEOMETRY]
60908370 | 18751634 | EXISTING | PYLE | 14542 | WAKEFIELD | 5579 | D | NO | SCE | THREE | UNKNOWN | 16KV | LOW 4 | UNKNOWN | MB | UNKNOWN | UNKNOWN |  |  | SYSTEM | 2013-12-16 | simhadk |  | CONSOLIDATED | SANTA CLARA | NORTH COAST | 2185407 |  | 2219736 | A | N | N |  | -1 | I | 1948-11-01 |  | D |  | 18751644 | 18829943 |  |  |  | :14542 | 14542:14542 | main_exi_3_route_oh | CIRCUIT_BREAKER |  |  |  |  | -1.74 | 3 |  | 504449 |  | [MDSYS.SDO_GEOMETRY]
60908371 | 18752383 | EXISTING | CHAVEZ | 3385 | BAKER | 8025 | D | NO | SCE | THREE | UNKNOWN | 12KV | LOW 3 | UNKNOWN | MB | UNKNOWN | UNKNOWN |  |  | SYSTEM | 2014-02-03 | simhadk |  | CONSOLIDATED | ELDORADO | RURALS | 2140313 |  | 2213496 | A | N | N |  | -1 | I | 1950-01-01 |  | D |  | 18752390 | 18770198;18770199 |  |  |  | :03385 | 03385:03385 | main_exi_3_route_oh | CIRCUIT_BREAKER |  |  |  |  | -1.85 | 4 |  | 504449 |  | [MDSYS.SDO_GEOMETRY]
60908372 | 18756850 | EXISTING | MOODY | 12150 | CARMENITA | 5814 | D | NO | SCE | THREE | UNKNOWN | 12KV | LOW 2 | UNKNOWN | MB | UNKNOWN | UNKNOWN |  |  | SYSTEM | 2017-10-20 | maxwelbw |  | CONSOLIDATED | LIGHTHIPE | METRO WEST | 2177676 | 2 | 2217816 | S | N | Y | 127 | -1 | I | 1950-01-01 |  | D |  | 18756857 | 18797201 |  |  |  | :12150 | 12150:12150 | main_exi_3_route_oh | CIRCUIT_BREAKER |  |  |  |  | -1.77 | 3 |  | 504449 |  | [MDSYS.SDO_GEOMETRY]
60908373 | 18772219 | EXISTING | CHENEY | 3401 | TOPANGA | 5243 | D | NO | SCE | THREE | UNKNOWN | 4KV | LOW 3 | UNKNOWN | MB | UNKNOWN | UNKNOWN |  |  | SYSTEM | 2013-12-31 | simhadk |  | CONSOLIDATED | MOORPARK | NORTH COAST | 2157299 |  | 2219310 | A | N | Y |  | -1 | I | 1965-06-01 |  | D |  | 18772229 | 18780283;18780284 |  |  |  | :03401 | 03401:03401 | main_exi_3_route_oh | CIRCUIT_BREAKER |  |  |  |  | -1.75 | 3 |  | 504449 |  | [MDSYS.SDO_GEOMETRY]
60908374 | 18781143 | EXISTING | CHEESE | 3405 | TULARE | 5328 | D | NO | SCE | THREE | UNKNOWN | 12KV | LOW 7 | UNKNOWN | MB | UNKNOWN | UNKNOWN |  |  | SYSTEM | 2014-01-08 | merugusn |  | CONSOLIDATED | SAN JOAQUIN | SAN JOAQUIN | 2157300 |  | 2212542 | A | Y | N |  | -1 | I | 1985-07-01 |  | D |  | 18781153 | 18878549 |  |  |  | :03405 | 03405:03405 | main_exi_3_route_oh | CIRCUIT_BREAKER |  |  |  |  | -1.79 | 2 |  | 504449 |  | [MDSYS.SDO_GEOMETRY]
60908413 | 19306220 | EXISTING | MULFORD | 12330 | FERNWOOD | 5749 | D | NO | SCE | THREE | UNKNOWN | 16KV | LOW 5 | UNKNOWN | MB | UNKNOWN | UNKNOWN |  |  | SYSTEM | 2015-01-29 | aminencn |  | CONSOLIDATED | LIGHTHIPE | METRO WEST | 2177859 |  | 2217676 | S | Y | N |  | -1 | I | 1947-05-01 |  | D |  | 19306230 | 19306308 |  |  |  | :12330 | 12330:12330 | main_exi_3_route_oh | CIRCUIT_BREAKER |  |  |  |  | -1.77 | 3 |  | 504449 |  | [MDSYS.SDO_GEOMETRY]
60908414 | 19306357 | EXISTING | MULLIGAN | 12338 | MURPHY | 5812 | D | NO | SCE | THREE | UNKNOWN | 12KV | LOW 3 | UNKNOWN | MB | UNKNOWN | UNKNOWN |  |  | SYSTEM | 2014-12-17 | bessar |  |  | LIGHTHIPE | METRO WEST | 2177860 |  | 2213242 | A | N | Y | 204 | -1 | I | 1966-09-01 |  | D |  | 19306367 | 19385123 |  |  |  | :12338 | 12338:12338 | main_exi_3_route_oh | CIRCUIT_BREAKER |  |  |  |  | -1.77 | 3 |  | 504449 |  | [MDSYS.SDO_GEOMETRY]
60908415 | 19324334 | EXISTING | CLAYMINE | 3609 | PEERLESS | 8216 | D | NO | SCE | THREE | UNKNOWN | 12KV | LOW 1 | UNKNOWN | MB | UNKNOWN | UNKNOWN |  |  | SYSTEM | 2014-01-30 | bessar |  | CONSOLIDATED | LUGO | RURALS | 2157488 |  | 2216038 | A | N | N |  | -1 | I | 1950-01-01 |  | D |  | 19324344 | 19325328 |  |  |  | :03609 | 03609:03609 | main_exi_3_route_oh | CIRCUIT_BREAKER |  |  |  |  | -1.8 | 3 |  | 504449 |  | [MDSYS.SDO_GEOMETRY]
60908416 | 19325449 | EXISTING | CLEMSON | 3622 | SOMIS | 5536 | D | NO | SCE | THREE | UNKNOWN | 16KV | LOW 4 | UNKNOWN | MB | UNKNOWN | UNKNOWN |  |  | SYSTEM | 2013-12-01 | attadas |  | CONSOLIDATED | SANTA CLARA | NORTH COAST | 2157660 |  | 2212720 | A | N | Y | 236 | -1 | I | 1966-02-01 |  | D |  | 19325459 | 19418201;19418202 |  |  |  | :03622 | 03622:03622 | main_exi_3_route_oh | CIRCUIT_BREAKER |  |  |  |  | -1.74 | 4 |  | 504449 |  | [MDSYS.SDO_GEOMETRY]
60908417 | 19329331 | EXISTING | QUIXOTE | 14595 | SOUTHWIND | 5423 | X | NO | SCE | THREE | UNKNOWN | 12KV | LOW 1 | UNKNOWN | MB | UNKNOWN | UNKNOWN |  |  | SYSTEM | 2014-01-24 | kallurr |  | CONSOLIDATED | VINCENT | RURALS | 2182111 |  | 2212616 | A | Y | N |  | -1 | I | 1983-09-01 |  | D |  | 19329341 | 19329954 |  |  |  | :14595 | 14595:14595 | main_exi_3_route_oh | CIRCUIT_BREAKER |  |  |  |  | -1.78 | 3 |  | 504449 |  | [MDSYS.SDO_GEOMETRY]
60908418 | 19330054 | EXISTING | RABBIT | 14598 | LUCERNE | 8220 | D | NO | SCE | THREE | UNKNOWN | 12KV | LOW 2 | UNKNOWN | MB | UNKNOWN | UNKNOWN |  |  | SYSTEM | 2014-05-05 | attiliv |  | CONSOLIDATED | LUGO | DESERT | 2190524 |  | 2216042 | A | N | Y |  | -1 | I | 1968-08-01 |  | D |  | 19330061 | 19460548;19460549 |  |  |  | :14598 | 14598:14598 | main_exi_3_route_oh | CIRCUIT_BREAKER |  |  |  |  | -1.83 | 6 |  | 504449 |  | [MDSYS.SDO_GEOMETRY]
60908425 | 19345178 | EXISTING | BLIMP | 1808 | NOLA | 5751 | D | NO | SCE | THREE | UNKNOWN | 16KV | LOW 1 | UNKNOWN | MB | UNKNOWN | UNKNOWN |  |  | SYSTEM | 2015-03-23 | amathis |  | CONSOLIDATED | LIGHTHIPE | METRO WEST | 2133568 |  | 2213126 | A | N | Y | 244 | -1 | I | 1984-06-01 |  | D |  | 19345188 | 19542198 |  |  |  | :01808 | 01808:01808 | main_exi_3_route_oh | CIRCUIT_BREAKER |  |  |  |  | -1.76 | 3 |  | 504449 |  | [MDSYS.SDO_GEOMETRY]
60908426 | 19402650 | EXISTING | MURIEL | 12360 | LONGDON | 5774 | D | NO | SCE | THREE | UNKNOWN | 4KV | LOW 4 | UNKNOWN | MB | UNKNOWN | UNKNOWN |  |  | SYSTEM | 2015-01-19 | bodduvh |  | CONSOLIDATED | LIGHTHIPE | METRO WEST | 2173093 |  | 2217730 | A | N | N |  | -1 | I | 1950-01-01 |  | D |  | 19402660 | 19423659 |  |  |  | :12360 | 12360:12360 | main_exi_3_route_oh | CIRCUIT_BREAKER |  |  |  |  | -1.77 | 3 |  | 504449 |  | [MDSYS.SDO_GEOMETRY]
60908427 | 19421485 | EXISTING | CLINE | 3670 | PORTERVILLE | 5323 | D | NO | SCE | THREE | UNKNOWN | 4KV | LOW 15 | UNKNOWN | MB | UNKNOWN | UNKNOWN |  |  | SYSTEM | 2014-01-08 | mannepl |  | CONSOLIDATED | SAN JOAQUIN | SAN JOAQUIN | 2158959 |  | 2219466 | A | N | Y | 208 | -1 | I | 1950-01-01 |  | D |  | 19421495 | 19445380 |  |  |  | :03670 | 03670:03670 | main_exi_3_route_oh | CIRCUIT_BREAKER |  |  |  |  | -1.79 | 3 |  | 504449 |  | [MDSYS.SDO_GEOMETRY]
60908428 | 19423972 | EXISTING | MUSKET | 12406 | PIONEER | 5886 | D | NO | SCE | THREE | UNKNOWN | 12KV | LOW 2 | UNKNOWN | MB | UNKNOWN | UNKNOWN |  |  | SYSTEM | 2017-12-06 | maxwelbw |  |  | LIGHTHIPE | METRO WEST | 2181731 |  | 2217978 | A | N | Y | 233 | -1 | I | 1972-05-01 |  | D |  | 19423982 | 19580486 |  |  |  | :12406 | 12406:12406 | main_exi_3_route_oh | CIRCUIT_BREAKER |  |  |  |  | -43.62 | 3 |  | 504449 |  | [MDSYS.SDO_GEOMETRY]
60908431 | 19445573 | EXISTING | CLOER | 3680 | POPLAR | 5322 | D | NO | SCE | THREE | UNKNOWN | 12KV | LOW 2 | UNKNOWN | MB | UNKNOWN | UNKNOWN |  |  | SYSTEM | 2014-01-09 | ankarlr |  | CONSOLIDATED | SAN JOAQUIN | SAN JOAQUIN | 2158960 |  | 2217098 | A | N | Y | 234 | -1 | I | 1950-01-01 |  | D |  | 19445583 | 19506029 |  |  |  | :03680 | 03680:03680 | main_exi_3_route_oh | CIRCUIT_BREAKER |  |  |  |  | -1.78 | 6 |  | 504449 |  | [MDSYS.SDO_GEOMETRY]
60908435 | 19469032 | EXISTING | RACER | 14603 | NORTH OAKS | 5542 | D | NO | SCE | THREE | UNKNOWN | 16KV | LOW 1 | UNKNOWN | MB | UNKNOWN | UNKNOWN |  |  | SYSTEM | 2013-12-07 | manthak |  | CONSOLIDATED | SAUGUS | NORTH COAST | 2182113 |  | 2214980 | A | N | N |  | -1 | I | 1992-06-30 |  | D |  | 19469042 | 19619024 |  |  |  | :14603 | 14603:14603 | main_exi_3_route_oh | CIRCUIT_BREAKER |  |  |  |  | -1.76 | 3 |  | 504449 |  | [MDSYS.SDO_GEOMETRY]
60908436 | 19507296 | EXISTING | COBRA | 3714 | NORTH OAKS | 5542 | D | NO | SCE | THREE | UNKNOWN | 16KV | LOW 6 | UNKNOWN | MB | UNKNOWN | UNKNOWN |  |  | SYSTEM | 2013-12-03 | ramuj |  | CONSOLIDATED | SAUGUS | NORTH COAST | 2140669 |  | 2214980 | A | N | Y | 210 | -1 | I | 1971-12-01 |  | D |  | 19507306 | 19607997;19607998 |  |  |  | :03714 | 03714:03714 | main_exi_3_route_oh | CIRCUIT_BREAKER |  |  |  |  | -1.76 | 3 |  | 504449 |  | [MDSYS.SDO_GEOMETRY]
60908375 | 18798948 | EXISTING | MOON | 12155 | WALTERIA | 5233 | D | NO | SCE | THREE | UNKNOWN | 4KV | LOW 11 | UNKNOWN | MB | UNKNOWN | UNKNOWN |  |  | SYSTEM | 2015-04-04 | bodduvh |  | CONSOLIDATED | EL NIDO | METRO WEST | 2177677 | 3 | 2216944 | A | N | Y | 212 | -1 | I | 1960-01-01 |  | D |  | 18798958 | 18864415;18864416 |  |  |  | :12155 | 12155:12155 | main_exi_3_route_oh | CIRCUIT_BREAKER |  |  |  |  | -1.76 | 3 |  | 504449 |  | [MDSYS.SDO_GEOMETRY]
60908376 | 18831213 | EXISTING | PYRAMID | 14544 | SAVAGE | 8020 | D | NO | SCE | THREE | UNKNOWN | 12KV | LOW 6 | UNKNOWN | MB | UNKNOWN | UNKNOWN |  |  | SYSTEM | 2014-05-13 | attadas |  | CONSOLIDATED | LUGO | DESERT | 2182044 | 2 | 2220412 | A | N | N |  | -1 | I | 1990-05-07 |  | D |  | 18831223 | 18997282;18997283 |  |  |  | :14544 | 14544:14544 | main_exi_3_route_oh | CIRCUIT_BREAKER |  |  |  |  | -1.81 | 2 |  | 504449 |  | [MDSYS.SDO_GEOMETRY]
60908377 | 18846830 | EXISTING | BIRD | 1710 | BOWL | 5708 | D | NO | SCE | THREE | UNKNOWN | 12KV | LOW 2 | UNKNOWN | MB | UNKNOWN | UNKNOWN |  |  | SYSTEM | 2018-01-02 | maxwelbw |  | CONSOLIDATED | LIGHTHIPE | METRO WEST | 2131178 |  | 2213042 | S | N | Y |  | -1 | I | 1950-02-01 |  | D |  | 18846840 | 18872854 |  |  |  | :01710 | 01710:01710 | main_exi_3_route_oh | CIRCUIT_BREAKER |  |  |  |  | -1.77 | 3 |  | 504449 |  | [MDSYS.SDO_GEOMETRY]
60908378 | 18867636 | EXISTING | SHORELINE | 12161 | MARYMOUNT | 5275 | D | NO | SCE | THREE | UNKNOWN | 16KV | LOW 3 | UNKNOWN | MB | UNKNOWN | UNKNOWN |  |  | SYSTEM | 2015-05-01 | manthak |  | CONSOLIDATED | EL NIDO | METRO WEST | 2180759 |  | 2219384 | A | Y | N |  | -1 | I | 1972-06-01 |  | D |  | 18867646 | 18944363;18944364 |  | 18910588 |  | :12161 | 12161:12161 | main_exi_3_route_oh | CIRCUIT_BREAKER |  |  |  |  | -1.75 | 2 |  | 504449 |  | [MDSYS.SDO_GEOMETRY]
60908379 | 18892870 | EXISTING | CHINA PEAK | 3476 | LUNAR | 6521 | D | NO | SCE | THREE | UNKNOWN | 12KV | LOW 1 | UNKNOWN | MB | UNKNOWN | UNKNOWN |  |  | SYSTEM | 2014-02-15 | aminencn |  | CONSOLIDATED | SAN JOAQUIN | RURALS | 2157306 |  | 2273840 | A | N | N |  | -1 | I | 1981-08-01 |  | D |  | 18892880 | 18895847 |  |  |  | :03476 | 03476:03476 | main_exi_3_route_oh | CIRCUIT_BREAKER |  |  |  |  | -1.82 | 5 |  | 504449 |  | [MDSYS.SDO_GEOMETRY]
60908385 | 18896028 | EXISTING | CHINOOK | 3478 | BREEZE | 5360 | C | NO | SCE | THREE | UNKNOWN | 12KV | LOW 1 | UNKNOWN | MB | UNKNOWN | UNKNOWN |  |  | SYSTEM | 2014-02-05 | bodduvh |  | CONSOLIDATED | VINCENT | RURALS | 2157307 | 2 | 2219542 | A | Y | N |  | -1 | I | 1984-02-01 |  | D |  | 18896038 | 18996148 |  |  |  | :03478 | 03478:03478 | main_exi_3_route_oh | CIRCUIT_BREAKER |  |  |  |  | -1.78 | 3.5 |  | 504449 |  | [MDSYS.SDO_GEOMETRY]
60908386 | 18910864 | EXISTING | BLACKJACK | 1738 | TORRANCE | 5269 | D | NO | SCE | THREE | UNKNOWN | 16KV | LOW 4 | UNKNOWN | MB | UNKNOWN | UNKNOWN |  |  | SYSTEM | 2015-05-05 | manthak |  |  | EL NIDO | METRO WEST | 2137050 | 2 | 2212418 | S | N | Y | 137 | -1 | I | 1963-10-01 |  | D |  | 18910874 | 18939915;18939916 |  |  |  | :01738 | 01738:01738 | main_exi_3_route_oh | CIRCUIT_BREAKER |  |  |  |  | -1.76 | 3 |  | 504449 |  | [MDSYS.SDO_GEOMETRY]
60908387 | 18965180 | EXISTING | MOORE | 12165 | FRUITLAND | 5718 | D | NO | SCE | THREE | UNKNOWN | 4KV | LOW 8 | UNKNOWN | MB | UNKNOWN | UNKNOWN |  |  | SYSTEM | 2017-12-18 | maxwelbw |  | CONSOLIDATED | LIGHTHIPE | METRO WEST | 2177759 |  | 2213070 | A | N | Y | 105 | -1 | I | 1964-12-01 |  | D |  | 18965190 | 18985626 |  |  |  | :12165 | 12165:12165 | main_exi_3_route_oh | CIRCUIT_BREAKER |  |  |  |  | -1.77 | 3 |  | 504449 |  | [MDSYS.SDO_GEOMETRY]
60908388 | 18987728 | EXISTING | MORGAN | 12180 | DITMAR | 5246 | D | NO | SCE | THREE | UNKNOWN | 4KV | LOW 7 | UNKNOWN | MB | UNKNOWN | UNKNOWN |  |  | SYSTEM | 2015-03-30 | punukos |  | CONSOLIDATED | EL NIDO | METRO WEST | 2180764 | 5 | 2212364 | A | N | Y | 203 | -1 | I | 1950-01-01 |  | D |  | 18987738 | 19026283 |  |  |  | :12180 | 12180:12180 | main_exi_3_route_oh | CIRCUIT_BREAKER |  |  |  |  | -1.76 | 3 |  | 504449 |  | [MDSYS.SDO_GEOMETRY]
60908389 | 19000278 | EXISTING | PYTHON | 14547 | NORTH OAKS | 5542 | D | NO | SCE | THREE | UNKNOWN | 16KV | LOW 3 | UNKNOWN | MB | UNKNOWN | UNKNOWN |  |  | SYSTEM | 2013-12-30 | aminencn |  | CONSOLIDATED | SAUGUS | NORTH COAST | 2182045 |  | 2214980 | A | N | N |  | -1 | I | 1985-06-01 |  | D |  | 19000288 | 19188808;19188809 |  |  |  | :14547 | 14547:14547 | main_exi_3_route_oh | CIRCUIT_BREAKER |  |  |  |  | -1.76 | 3 |  | 504449 |  | [MDSYS.SDO_GEOMETRY]
60908390 | 19002127 | EXISTING | BLACKWATER | 1740 | LUNADA | 5255 | D | NO | SCE | THREE | UNKNOWN | 4KV | LOW 1 | UNKNOWN | MB | UNKNOWN | UNKNOWN |  |  | SYSTEM | 2015-03-06 | yallasv |  | CONSOLIDATED | EL NIDO | METRO WEST | 2133561 |  | 2217002 | A | N | Y |  | -1 | I | 1950-01-01 |  | D |  | 19002134 | 19002508 |  |  |  | :01740 | 01740:01740 | main_exi_3_route_oh | CIRCUIT_BREAKER |  |  |  |  | -1.75 | 2 |  | 504449 |  | [MDSYS.SDO_GEOMETRY]
60908391 | 19002653 | EXISTING | BLAINE | 1750 | IMPERIAL | 5772 | D | NO | SCE | THREE | UNKNOWN | 12KV | LOW 3 | UNKNOWN | MB | UNKNOWN | UNKNOWN |  |  | SYSTEM | 2014-12-10 | attadas |  | CONSOLIDATED | LIGHTHIPE | METRO WEST | 2133565 |  | 2217728 | S | N | Y | 110 | -1 | I | 1950-01-01 |  | D |  | 19002660 | 19092087;19092088 |  |  |  | :01750 | 01750:01750 | main_exi_3_route_oh | CIRCUIT_BREAKER |  |  |  |  | -1.77 | 3 |  | 504449 |  | [MDSYS.SDO_GEOMETRY]
60908392 | 19008401 | EXISTING | CHINOWTH | 3483 | LIBERTY | 5312 | D | NO | SCE | THREE | UNKNOWN | 12KV | LOW 6 | UNKNOWN | MB | UNKNOWN | UNKNOWN |  |  | SYSTEM | 2014-03-28 | attadas |  | CONSOLIDATED | SAN JOAQUIN | SAN JOAQUIN | 2137583 |  | 2212500 | A | N | Y | 220 | -1 | I | 1968-06-01 |  | D |  | 19008411 | 19066862 |  |  |  | :03483 | 03483:03483 | main_exi_3_route_oh | CIRCUIT_BREAKER |  |  |  |  | -1.79 | 3.5 |  | 504449 |  | [MDSYS.SDO_GEOMETRY]
60908393 | 19068687 | EXISTING | CHINA RANCH | 3485 | CHINA RANCH P.T. | 7133 | A | NO | SCE | THREE | UNKNOWN | 2.4KV | LOW 1 | UNKNOWN | MB | UNKNOWN | UNKNOWN |  |  | SYSTEM | 2014-01-22 | kallurr |  | CONSOLIDATED | ELDORADO | RURALS | 2138607 |  | 2123471 | N | N | N |  | -1 | I | 1950-01-01 |  | D |  | 19068697 | 19068811 |  |  |  | :03485 | 03485:03485 | main_exi_3_route_oh | CIRCUIT_BREAKER |  |  |  |  | -1.84 | 8 |  | 504449 |  | [MDSYS.SDO_GEOMETRY]
60908394 | 19068929 | EXISTING | CHUMASH | 3501 | MALIBU | 5519 | D | NO | SCE | THREE | UNKNOWN | 16KV | LOW 3 | UNKNOWN | MB | UNKNOWN | UNKNOWN |  |  | SYSTEM | 2013-12-24 | ramuj |  | CONSOLIDATED | MOORPARK | NORTH COAST | 2140317 |  | 2212668 | M | N | N | 214 | -1 | I | 1989-05-01 |  | D |  | 19068939 | 19086619;19086620 |  |  |  | :03501 | 03501:03501 | main_exi_3_route_oh | CIRCUIT_BREAKER |  |  |  |  | -1.75 | 3 |  | 504449 |  | [MDSYS.SDO_GEOMETRY]
60908395 | 19088007 | EXISTING | MOSSMAN | 12242 | LOS CERRITOS | 5738 | D | NO | SCE | THREE | UNKNOWN | 12KV | LOW 7 | UNKNOWN | MB | UNKNOWN | UNKNOWN |  |  | SYSTEM | 2015-01-14 | rajendrs |  | CONSOLIDATED | LIGHTHIPE | METRO WEST | 2177764 |  | 2217660 | A | Y | N |  | -1 | I | 1972-11-01 |  | D |  | 19088017 | 19118532 |  |  |  | :12242 | 12242:12242 | main_exi_3_route_oh | CIRCUIT_BREAKER |  |  |  |  | -1.76 | 3 |  | 504449 |  | [MDSYS.SDO_GEOMETRY]
60908396 | 19095770 | EXISTING | CIENIGITAS | 3510 | SANTA BARBARA | 5531 | D | NO | SCE | THREE | UNKNOWN | 16KV | LOW 5 | UNKNOWN | MB | UNKNOWN | UNKNOWN |  |  | SYSTEM | 2013-11-19 | kallurr |  | CONSOLIDATED | GOLETA | NORTH COAST | 2147236 |  | 2212706 | S | N | Y | 108 | -1 | I | 1950-01-01 |  | D |  | 19095777 | 19147577 |  |  |  | :03510 | 03510:03510 | main_exi_3_route_oh | CIRCUIT_BREAKER |  |  |  |  | -1.72 | 3 |  | 504449 |  | [MDSYS.SDO_GEOMETRY]
60908397 | 19109666 | EXISTING | BLAKE | 1760 | LA FRESA | 5021 | D | NO | SCE | THREE | UNKNOWN | 16KV | LOW 33 | UNKNOWN | MB | UNKNOWN | UNKNOWN |  |  | SYSTEM | 2015-06-18 | lantzmk |  |  | EL NIDO | METRO WEST | 2145912 | 6 | 2211620 | M | N | N |  | -1 | I | 1950-01-01 |  | D |  | 19109676 | 19234412;19234413 |  |  |  | :01760 | 01760:01760 | main_exi_3_route_oh | CIRCUIT_BREAKER |  |  |  |  | -1.76 | 3 |  | 504449 |  | [MDSYS.SDO_GEOMETRY]
60908398 | 19143432 | EXISTING | MOTZ | 12260 | LIGHTHIPE | 5073 | D | NO | SCE | THREE | UNKNOWN | 12KV | LOW 18 | UNKNOWN | MB | UNKNOWN | UNKNOWN |  |  | SYSTEM | 2015-01-13 | simhadk |  | CONSOLIDATED | LIGHTHIPE | METRO WEST | 2177766 |  | 2211882 | M | Y | N |  | -1 | I | 1972-10-01 |  | D |  | 19143442 | 19202377 |  |  |  | :12260 | 12260:12260 | main_exi_3_route_oh | CIRCUIT_BREAKER |  |  |  |  | -1.77 | 3 |  | 504449 |  | [MDSYS.SDO_GEOMETRY]
60908399 | 19149726 | EXISTING | CIRCLE | 3519 | OAK SPRINGS P.T. | 8318 | A | NO | SCE | THREE | UNKNOWN | 12KV | LOW 1 | UNKNOWN | MB | UNKNOWN | UNKNOWN |  |  | SYSTEM | 2014-02-19 | bessar |  | CONSOLIDATED | LUGO | DESERT | 2140501 |  | 2125957 | N | N | Y | 239 | -1 | I | 1977-11-01 |  | D |  | 19149736 | 19158227;19158228 |  | 19157035 |  | :03519 | 03519:03519 | main_exi_3_route_oh | CIRCUIT_BREAKER |  |  |  |  | -19.32 | 4 |  | 504449 |  | [MDSYS.SDO_GEOMETRY]
60908400 | 19159579 | EXISTING | CISCO | 3524 | SAN MIGUEL | 5577 | D | NO | SCE | THREE | UNKNOWN | 16KV | LOW 4 | UNKNOWN | MB | UNKNOWN | UNKNOWN |  |  | SYSTEM | 2013-11-30 | mannepl |  | CONSOLIDATED | SANTA CLARA | NORTH COAST | 2140502 | 1 | 2212814 | A | N | Y | 217 | -1 | I | 1966-02-01 |  | D |  | 19159589 | 19172278 |  |  |  | :03524 | 03524:03524 | main_exi_3_route_oh | CIRCUIT_BREAKER |  |  |  |  | -1.73 | 3 |  | 504449 |  | [MDSYS.SDO_GEOMETRY]
60908401 | 19172495 | EXISTING | CLANCY | 3584 | OAK GROVE | 5337 | D | NO | SCE | THREE | UNKNOWN | 12KV | LOW 4 | UNKNOWN | MB | UNKNOWN | UNKNOWN |  |  | SYSTEM | 2014-01-08 | kallurr |  | CONSOLIDATED | SAN JOAQUIN | SAN JOAQUIN | 2138932 | 1 | 2217124 | A | N | Y | 213 | -1 | I | 1986-09-01 |  | D |  | 19172505 | 19269530 |  |  |  | :03584 | 03584:03584 | main_exi_3_route_oh | CIRCUIT_BREAKER |  |  |  |  | -1.79 | 4 |  | 504449 |  | [MDSYS.SDO_GEOMETRY]
60908402 | 19205703 | EXISTING | QUAIL | 14560 | TIPTON | 5327 | D | NO | SCE | THREE | UNKNOWN | 12KV | LOW 5 | UNKNOWN | MB | UNKNOWN | UNKNOWN |  |  | SYSTEM | 2014-01-10 | manthak |  | CONSOLIDATED | SAN JOAQUIN | SAN JOAQUIN | 2180190 |  | 2214782 | S | N | Y | 134 | -1 | I | 1950-01-01 |  | D |  | 19205713 | 19225259 |  |  |  | :14560 | 14560:14560 | main_exi_3_route_oh | CIRCUIT_BREAKER |  |  |  |  | -1.78 | 4.5 |  | 504449 |  | [MDSYS.SDO_GEOMETRY]
60908408 | 19225368 | EXISTING | ROYAL OAKS | 14589 | LIBERTY | 5312 | D | NO | SCE | THREE | UNKNOWN | 12KV | LOW 2 | UNKNOWN | MB | UNKNOWN | UNKNOWN |  |  | SYSTEM | 2014-04-11 | simhadk |  | CONSOLIDATED | SAN JOAQUIN | SAN JOAQUIN | 2182048 |  | 2212500 | A | Y | N |  | -1 | I | 1982-03-01 |  | D |  | 19225378 | 19328102;19328103 |  |  |  | :14589 | 14589:14589 | main_exi_3_route_oh | CIRCUIT_BREAKER |  |  |  |  | -163.93 | 3 |  | 504449 |  | [MDSYS.SDO_GEOMETRY]
60908409 | 19261846 | EXISTING | MOWDER | 12290 | WINDSOR HILLS | 5235 | D | NO | SCE | THREE | UNKNOWN | 4KV | LOW 6 | UNKNOWN | MB | UNKNOWN | UNKNOWN |  |  | SYSTEM | 2015-04-02 | manthak |  | CONSOLIDATED | EL NIDO | METRO WEST | 2177767 | 6 | 2214618 | A | N | Y | 231 | -1 | I | 1950-01-01 |  | D |  | 19261853 | 19274021 |  | 148302886 |  | :12290 | 12290:12290 | main_exi_3_route_oh | CIRCUIT_BREAKER |  |  |  |  | -1.76 | 2 |  | 504449 |  | [MDSYS.SDO_GEOMETRY]
60908410 | 19265707 | EXISTING | BLANKET | 1800 | CENTER | 5084 | D | NO | SCE | THREE | UNKNOWN | 12KV | LOW 17 | UNKNOWN | MB | UNKNOWN | UNKNOWN |  |  | SYSTEM | 2015-01-02 | manthak |  |  | LIGHTHIPE | METRO WEST | 2131886 | 6 | 2211948 | M | N | Y | 104 | -1 | I | 1956-10-01 |  | D |  | 19265717 | 19303953;19303954 |  |  |  | :01800 | 01800:01800 | main_exi_3_route_oh | CIRCUIT_BREAKER |  |  |  |  | -1.77 | 3 |  | 504449 |  | [MDSYS.SDO_GEOMETRY]
60908411 | 19271448 | EXISTING | CLARINET | 3601 | ELIZABETH LAKE | 5546 | D | NO | SCE | THREE | UNKNOWN | 16KV | LOW 2 | UNKNOWN | MB | UNKNOWN | UNKNOWN |  |  | SYSTEM | 2013-12-01 | manthak |  | CONSOLIDATED | SAUGUS | NORTH COAST | 2140504 |  | 2212742 | A | Y | N |  | -1 | I | 1970-10-01 |  | D |  | 19271458 | 19323045;19323046 |  |  |  | :03601 | 03601:03601 | main_exi_3_route_oh | CIRCUIT_BREAKER |  |  |  |  | -1.76 | 3 |  | 504449 |  | [MDSYS.SDO_GEOMETRY]
60908412 | 19274499 | EXISTING | MOYNIER | 12300 | MOYNIER P.T. | 7536 | A | NO | SCE | THREE | UNKNOWN | 4KV | LOW 1 | UNKNOWN | MB | UNKNOWN | UNKNOWN |  |  | SYSTEM | 2015-03-06 | yallasv |  | CONSOLIDATED | EL NIDO | METRO WEST | 2180850 |  | 2125137 | M | N | Y | 106 | -1 | I | 1965-06-01 |  | D |  | 19274509 | 19306048 |  | 149345985 |  | :12300 | 12300:12300 | main_exi_3_route_oh | CIRCUIT_BREAKER |  |  |  |  | -1.76 | 3 |  | 504449 |  | [MDSYS.SDO_GEOMETRY]
60908287 | 18060597 | EXISTING | CARTMILL | 3040 | TULARE | 5328 | D | NO | SCE | THREE | UNKNOWN | 12KV | LOW 4 | UNKNOWN | MB | UNKNOWN | UNKNOWN |  |  | SYSTEM | 2014-01-10 | ramuj |  | CONSOLIDATED | SAN JOAQUIN | SAN JOAQUIN | 2139972 |  | 2212542 | A | Y | N |  | -1 | I | 1950-01-01 |  | D |  | 18060607 | 18146314;18146315 |  |  |  | :03040 | 03040:03040 | main_exi_3_route_oh | CIRCUIT_BREAKER |  |  |  |  | -1.79 | 2 |  | 504449 |  | [MDSYS.SDO_GEOMETRY]
60908288 | 18081827 | EXISTING | MILLPOINT | 11913 | ALON | 5701 | D | NO | SCE | THREE | UNKNOWN | 12KV | LOW 4 | UNKNOWN | MB | UNKNOWN | UNKNOWN |  |  | SYSTEM | 2015-02-13 | manthak |  | CONSOLIDATED | LIGHTHIPE | METRO WEST | 2172606 | 1 | 2219924 | S | N | Y | 125 | -1 | I | 1965-06-01 |  | D |  | 18081837 | 18147229;18147230 |  |  |  | :11913 | 11913:11913 | main_exi_3_route_oh | CIRCUIT_BREAKER |  |  |  |  | -1.76 | 3 |  | 504449 |  | [MDSYS.SDO_GEOMETRY]
60908289 | 18096121 | EXISTING | POOL | 14327 | WEST BARSTOW | 8262 | D | NO | SCE | THREE | UNKNOWN | 4KV | LOW 2 | UNKNOWN | MB | UNKNOWN | UNKNOWN |  |  | SYSTEM | 2014-03-07 | bessar |  | CONSOLIDATED | LUGO | RURALS | 2181208 |  | 2220738 | A | N | Y | 208 | -1 | I | 1950-01-01 |  | D |  | 18096128 | 18097946 |  |  |  | :14327 | 14327:14327 | main_exi_3_route_oh | CIRCUIT_BREAKER |  |  |  |  | -1.82 | 2 |  | 504449 |  | [MDSYS.SDO_GEOMETRY]
60908290 | 18098169 | EXISTING | POSO PARK | 14349 | POSO PARK P.T. | 7676 | A | NO | SCE | THREE | UNKNOWN | 2.4KV | LOW 1 | UNKNOWN | MB | UNKNOWN | UNKNOWN |  |  | SYSTEM | 2014-01-24 | kallurr |  | CONSOLIDATED | SAN JOAQUIN | RURALS | 2181279 |  | 2126439 | N | N | N |  | -1 | I | 1979-10-01 |  | D |  | 18098179 | 18098422 |  |  |  | :14349 | 14349:14349 | main_exi_3_route_oh | CIRCUIT_BREAKER |  |  |  |  | -1.79 | 3 |  | 504449 |  | [MDSYS.SDO_GEOMETRY]
60908291 | 18098510 | EXISTING | PORT | 14350 | DELANO | 5305 | D | NO | SCE | THREE | UNKNOWN | 12KV | LOW 5 | UNKNOWN | MB | UNKNOWN | UNKNOWN |  |  | SYSTEM | 2014-03-28 | aminencn |  | CONSOLIDATED | SAN JOAQUIN | SAN JOAQUIN | 2181280 |  | 2219412 | S | N | Y | 102 | -1 | I | 1950-01-01 |  | D |  | 18098520 | 18136790;18136791 |  |  |  | :14350 | 14350:14350 | main_exi_3_route_oh | CIRCUIT_BREAKER |  |  |  |  | -1.78 | 3 |  | 504449 |  | [MDSYS.SDO_GEOMETRY]
60908292 | 18137632 | EXISTING | PORTLAND | 14353 | VICTOR | 8049 | D | NO | SCE | THREE | UNKNOWN | 33KV | LOW 11 | UNKNOWN | MB | UNKNOWN | UNKNOWN |  |  | SYSTEM | 2014-04-22 | yallasv |  | CONSOLIDATED | LUGO | DESERT | 2181281 |  | 2218168 | S | N | Y | 105 | -1 | I | 1950-01-01 |  | D |  | 18137639 | 18159762;18159763 |  |  |  | :14353 | 14353:14353 | main_exi_3_route_oh | CIRCUIT_BREAKER |  |  |  |  | -1.81 | 2 |  | 504449 |  | [MDSYS.SDO_GEOMETRY]
60908293 | 18150360 | EXISTING | MINNOW | 11935 | EL NIDO | 5023 | D | NO | SCE | THREE | UNKNOWN | 16KV | LOW 16 | UNKNOWN | MB | UNKNOWN | UNKNOWN |  |  | SYSTEM | 2015-05-20 | bessar |  |  | EL NIDO | METRO WEST | 2172770 | 5 | 2218582 | A | Y | N |  | -1 | I | 1963-10-01 |  | D |  | 18150370 | 18212233;18212234 |  |  |  | :11935 | 11935:11935 | main_exi_3_route_oh | CIRCUIT_BREAKER |  |  |  |  | -1.76 | 3 |  | 504449 |  | [MDSYS.SDO_GEOMETRY]
60908294 | 18157231 | EXISTING | CARTY | 3050 | OXNARD | 5527 | D | NO | SCE | THREE | UNKNOWN | 4KV | LOW 4 | UNKNOWN | MB | UNKNOWN | UNKNOWN |  |  | SYSTEM | 2013-11-25 | attadas |  | CONSOLIDATED | SANTA CLARA | NORTH COAST | 2154991 |  | 2214938 | A | N | Y | 222 | -1 | I | 1950-01-01 |  | D |  | 18157241 | 18158498 |  |  |  | :03050 | 03050:03050 | main_exi_3_route_oh | CIRCUIT_BREAKER |  |  |  |  | -1.73 | 3 |  | 504449 |  | [MDSYS.SDO_GEOMETRY]
60908300 | 18158730 | EXISTING | CARVER | 3060 | QUINN | 5343 | D | NO | SCE | THREE | UNKNOWN | 12KV | LOW 2 | UNKNOWN | MB | UNKNOWN | UNKNOWN |  |  | SYSTEM | 2014-01-10 | merugusn |  | CONSOLIDATED | SAN JOAQUIN | SAN JOAQUIN | 2154992 |  | 2219520 | A | N | Y | 230 | -1 | I | 1950-01-01 |  | D |  | 18158740 | 18184493;18184494 |  |  |  | :03060 | 03060:03060 | main_exi_3_route_oh | CIRCUIT_BREAKER |  |  |  |  | -1.78 | 6 |  | 504449 |  | [MDSYS.SDO_GEOMETRY]
60908301 | 18177254 | EXISTING | POTASH | 14369 | TRONA | 8252 | D | NO | SCE | THREE | UNKNOWN | 12KV | LOW 1 | UNKNOWN | MB | UNKNOWN | UNKNOWN |  |  | SYSTEM | 2014-02-05 | manthak |  | CONSOLIDATED | LUGO | RURALS | 2181285 |  | 2218388 | A | Y | N |  | -1 | I | 1966-06-01 |  | D |  | 18177264 | 18199552;18199553 |  |  |  | :14369 | 14369:14369 | main_exi_3_route_oh | CIRCUIT_BREAKER |  |  |  |  | -1.82 | 3 |  | 504449 |  | [MDSYS.SDO_GEOMETRY]
60908302 | 18194689 | EXISTING | CASCADA | 3090 | PITMAN | 5301 | D | NO | SCE | THREE | UNKNOWN | 12KV | LOW 2 | UNKNOWN | MB | UNKNOWN | UNKNOWN |  |  | SYSTEM | 2014-01-22 | manthak |  | CONSOLIDATED | SAN JOAQUIN | RURALS | 2145518 |  | 2273793 | M | Y | N |  | -1 | I | 1950-01-01 |  | D |  | 18194699 | 18196469 |  |  |  | :03090 | 03090:03090 | main_exi_3_route_oh | CIRCUIT_BREAKER |  |  |  |  | -1.82 | 3 |  | 504449 |  | [MDSYS.SDO_GEOMETRY]
60908303 | 18196581 | EXISTING | CASEY | 3095 | SAN MARCOS | 5585 | D | NO | SCE | THREE | UNKNOWN | 16KV | LOW 2 | UNKNOWN | MB | UNKNOWN | UNKNOWN |  |  | SYSTEM | 2013-10-30 | kotakr |  | CONSOLIDATED | GOLETA | NORTH COAST | 2145712 |  | 2219744 | A | Y | N |  | -1 | I | 1965-10-01 |  | D |  | 18196588 | 18225698 |  |  |  | :03095 | 03095:03095 | main_exi_3_route_oh | CIRCUIT_BREAKER |  |  |  |  | -1.71 | 3 |  | 504449 |  | [MDSYS.SDO_GEOMETRY]
60908304 | 18200622 | EXISTING | POTOSI | 14373 | LATHROP WELLS P.T. | 7461 | A | NO | SCE | THREE | UNKNOWN | 25KV | LOW 1 | UNKNOWN | MB | UNKNOWN | UNKNOWN |  |  | SYSTEM | 2014-01-24 | kallurr |  | CONSOLIDATED | ELDORADO | RURALS | 2185312 |  | 2125477 | N | N | N |  | -1 | I | 1950-01-01 |  | D |  | 18200626 | 18221702 |  |  |  | :14373 | 14373:14373 | main_exi_3_route_oh | CIRCUIT_BREAKER |  |  |  |  | -1.85 | 2 |  | 504449 |  | [MDSYS.SDO_GEOMETRY]
60908305 | 18221937 | EXISTING | POWELL | 14376 | NEWHALL | 5576 | D | NO | SCE | THREE | UNKNOWN | 16KV | LOW 4 | UNKNOWN | MB | UNKNOWN | UNKNOWN |  |  | SYSTEM | 2013-12-16 | simhadk |  | CONSOLIDATED | SAUGUS | NORTH COAST | 2181286 | 2 | 2217376 | A | N | Y | 223 | -1 | I | 1968-03-01 |  | D |  | 18221947 | 18378409;18378410 |  | 18333980 |  | :14376 | 14376:14376 | main_exi_3_route_oh | CIRCUIT_BREAKER |  |  |  |  | -1.76 | 3 |  | 504449 |  | [MDSYS.SDO_GEOMETRY]
60908306 | 18227109 | EXISTING | CASPER | 3100 | CASPER P.T. | 7125 | A | NO | SCE | THREE | UNKNOWN | 4KV | LOW 1 | UNKNOWN | MB | UNKNOWN | UNKNOWN |  |  | SYSTEM | 2013-11-24 | bessar |  | CONSOLIDATED | SANTA CLARA | NORTH COAST | 2154993 |  | 2123445 | N | N | N |  | -1 | I | 1950-01-01 |  | D |  | 18227116 | 18227469 |  |  |  | :03100 | 03100:03100 | main_exi_3_route_oh | CIRCUIT_BREAKER |  |  |  |  | -1.73 | 6 |  | 504449 |  | [MDSYS.SDO_GEOMETRY]
60908307 | 18227533 | EXISTING | CASSIDY | 3116 | SANTA SUSANA | 5532 | D | NO | SCE | THREE | UNKNOWN | 16KV | LOW 8 | UNKNOWN | MB | UNKNOWN | UNKNOWN |  |  | SYSTEM | 2013-12-24 | mannepl |  | CONSOLIDATED | SAUGUS | NORTH COAST | 2154995 | 3 | 2214960 | A | N | Y | 238 | -1 | I | 1969-05-01 |  | D |  | 18227543 | 18267614;18267615 |  |  |  | :03116 | 03116:03116 | main_exi_3_route_oh | CIRCUIT_BREAKER |  |  |  |  | -1.75 | 3 |  | 504449 |  | [MDSYS.SDO_GEOMETRY]
60908308 | 18232342 | EXISTING | MIRA | 11948 | CARMENITA | 5814 | D | NO | SCE | THREE | UNKNOWN | 12KV | LOW 6 | UNKNOWN | MB | UNKNOWN | UNKNOWN |  |  | SYSTEM | 2017-10-20 | maxwelbw |  | CONSOLIDATED | LIGHTHIPE | METRO WEST | 2180618 | 1 | 2217816 | S | N | Y | 107 | -1 | I | 1961-02-01 |  | D |  | 18232352 | 18297652 |  |  |  | :11948 | 11948:11948 | main_exi_3_route_oh | CIRCUIT_BREAKER |  |  |  |  | -1.77 | 3 |  | 504449 |  | [MDSYS.SDO_GEOMETRY]
60908310 | 18268807 | EXISTING | CASTILLO | 3121 | MODOC | 5520 | D | NO | SCE | THREE | UNKNOWN | 4KV | LOW 3 | UNKNOWN | MB | UNKNOWN | UNKNOWN |  |  | SYSTEM | 2013-10-29 | bessar |  | CONSOLIDATED | GOLETA | NORTH COAST | 2145714 |  | 2214922 | A | Y | N |  | -1 | I | 1962-01-01 |  | D |  | 18268817 | 18284970 |  |  |  | :03121 | 03121:03121 | main_exi_3_route_oh | CIRCUIT_BREAKER |  |  |  |  | -1.71 | 3 |  | 504449 |  | [MDSYS.SDO_GEOMETRY]
60908316 | 18287967 | EXISTING | CASTLE BUTTE | 3133 | EDWARDS | 8028 | C | NO | SCE | THREE | UNKNOWN | 33KV | LOW 1 | UNKNOWN | MB | UNKNOWN | UNKNOWN |  |  | SYSTEM | 2014-03-06 | merugusn |  | CONSOLIDATED | LUGO | RURALS | 2145716 |  | 2220440 | A | Y | N |  | -1 | I | 1950-01-01 |  | D |  | 18287974 | 18306493;18306494 |  |  |  | :03133 | 03133:03133 | main_exi_3_route_oh | CIRCUIT_BREAKER |  |  |  |  | -1.79 | 14 |  | 504449 |  | [MDSYS.SDO_GEOMETRY]
60908317 | 18308652 | EXISTING | TALPA | 3155 | SAVAGE | 8020 | D | NO | SCE | THREE | UNKNOWN | 12KV | LOW 8 | UNKNOWN | MB | UNKNOWN | UNKNOWN |  |  | SYSTEM | 2014-04-15 | aminencn |  | CONSOLIDATED | LUGO | DESERT | 2145718 | 1 | 2220412 | A | N | Y | 228 | -1 | I | 1980-06-01 |  | D |  | 18308662 | 18387113;18387114 |  |  |  | :03155 | 03155:03155 | main_exi_3_route_oh | CIRCUIT_BREAKER |  |  |  |  | -1.81 | 2 |  | 504449 |  | [MDSYS.SDO_GEOMETRY]
60908318 | 18314444 | EXISTING | MIRALESTA | 11950 | ROLLING HILLS | 5252 | D | NO | SCE | THREE | UNKNOWN | 16KV | LOW 2 | UNKNOWN | MB | UNKNOWN | UNKNOWN |  |  | SYSTEM | 2015-04-07 | gorlav |  | CONSOLIDATED | EL NIDO | METRO WEST | 2180679 |  | 2216994 | S | N | Y | 107 | -1 | I | 1950-01-01 |  | D |  | 18314454 | 18345185 |  |  |  | :11950 | 11950:11950 | main_exi_3_route_oh | CIRCUIT_BREAKER |  |  |  |  | -1.76 | 3 |  | 504449 |  | [MDSYS.SDO_GEOMETRY]
60908319 | 18345657 | EXISTING | MIRAMONTE | 11970 | HUNTINGTON PARK | 5728 | D | NO | SCE | THREE | UNKNOWN | 4KV | LOW 1 | UNKNOWN | MB | UNKNOWN | UNKNOWN |  |  | SYSTEM | 2015-02-23 | kallurr |  |  | LIGHTHIPE | METRO WEST | 2186228 |  | 2219992 | A | Y | N |  | -1 | I | 1950-01-01 |  | D |  | 18345664 | 18382980;18382981 |  |  |  | :11970 | 11970:11970 | main_exi_3_route_oh | CIRCUIT_BREAKER |  |  |  |  | -1.77 | 3 |  | 504449 |  | [MDSYS.SDO_GEOMETRY]
60908320 | 18380025 | EXISTING | PRAIRIE | 14380 | STRATHMORE | 5325 | D | NO | SCE | THREE | UNKNOWN | 12KV | LOW 5 | UNKNOWN | MB | UNKNOWN | UNKNOWN |  |  | SYSTEM | 2014-03-28 | simhadk |  | CONSOLIDATED | SAN JOAQUIN | SAN JOAQUIN | 2180109 |  | 2217102 | S | N | Y | 130 | -1 | I | 1950-01-01 |  | D |  | 18380035 | 18431025 |  |  |  | :14380 | 14380:14380 | main_exi_3_route_oh | CIRCUIT_BREAKER |  |  |  |  | -1.84 | 5 |  | 504449 |  | [MDSYS.SDO_GEOMETRY]
60908321 | 18386252 | EXISTING | MISSOURI | 11990 | SOUTH GATE | 5787 | D | NO | SCE | THREE | UNKNOWN | 4KV | LOW 3 | UNKNOWN | MB | UNKNOWN | UNKNOWN |  |  | SYSTEM | 2015-03-16 | bodduvh |  | CONSOLIDATED | LIGHTHIPE | METRO WEST | 2186299 |  | 2220094 | A | N | Y | 211 | -1 | I | 1950-01-01 |  | D |  | 18386262 | 18447722;18447723 |  |  |  | :11990 | 11990:11990 | main_exi_3_route_oh | CIRCUIT_BREAKER |  |  |  |  | -1.77 | 3 |  | 504449 |  | [MDSYS.SDO_GEOMETRY]
60908322 | 18390649 | EXISTING | CATTLE | 3170 | TULARE | 5328 | D | NO | SCE | THREE | UNKNOWN | 12KV | LOW 2 | UNKNOWN | MB | UNKNOWN | UNKNOWN |  |  | SYSTEM | 2014-01-12 | attadas |  | CONSOLIDATED | SAN JOAQUIN | SAN JOAQUIN | 2147045 |  | 2212542 | A | N | Y | 215 | -1 | I | 1950-01-01 |  | D |  | 18390659 | 18469156;18469157 |  |  |  | :03170 | 03170:03170 | main_exi_3_route_oh | CIRCUIT_BREAKER |  |  |  |  | -1.79 | 2 |  | 504449 |  | [MDSYS.SDO_GEOMETRY]
60908323 | 18392538 | EXISTING | BENEDICT | 1490 | BEVERLY | 5201 | D | NO | SCE | THREE | UNKNOWN | 4KV | LOW 26 | UNKNOWN | MB | UNKNOWN | UNKNOWN |  |  | SYSTEM | 2015-03-30 | merugusn |  | CONSOLIDATED | MESA | METRO WEST | 2144233 | 2 | 2219196 | A | N | Y | 228 | -1 | I | 1950-01-01 |  | D |  | 18392548 | 18427288;18427289 |  | 18426451 |  | :01490 | 01490:01490 | main_exi_3_route_oh | CIRCUIT_BREAKER |  |  |  |  | -1.76 | 3 |  | 504449 |  | [MDSYS.SDO_GEOMETRY]
60908324 | 18432157 | EXISTING | PRADO | 14383 | POTRERO | 5597 | D | NO | SCE | THREE | UNKNOWN | 16KV | LOW 5 | UNKNOWN | MB | UNKNOWN | UNKNOWN |  |  | SYSTEM | 2013-12-31 | merugusn |  | CONSOLIDATED | MOORPARK | NORTH COAST | 2181369 | 3 | 2219760 | A | N | Y | 242 | -1 | I | 1969-12-01 |  | D |  | 18432167 | 18516191;18516192 |  |  |  | :14383 | 14383:14383 | main_exi_3_route_oh | CIRCUIT_BREAKER |  |  |  |  | -1.74 | 3 |  | 504449 |  | [MDSYS.SDO_GEOMETRY]
60908325 | 18450088 | EXISTING | MITCHELL | 12015 | SEABRIGHT | 5790 | D | NO | SCE | THREE | UNKNOWN | 12KV | LOW 6 | UNKNOWN | MB | UNKNOWN | UNKNOWN |  |  | SYSTEM | 2015-01-06 | attadas |  | CONSOLIDATED | LIGHTHIPE | METRO WEST | 2172777 |  | 2217772 | S | Y | N |  | -1 | I | 1960-08-01 |  | D |  | 18450098 | 18484166 |  |  |  | :12015 | 12015:12015 | main_exi_3_route_oh | CIRCUIT_BREAKER |  |  |  |  | -1.76 | 3 |  | 504449 |  | [MDSYS.SDO_GEOMETRY]
60908326 | 18473941 | EXISTING | BENHILL | 1494 | WALTERIA | 5233 | D | NO | SCE | THREE | UNKNOWN | 16KV | LOW 6 | UNKNOWN | MB | UNKNOWN | UNKNOWN |  |  | SYSTEM | 2015-03-04 | bondigc |  |  | EL NIDO | METRO WEST | 2144234 |  | 2219284 | A | N | Y | 227 | -1 | I | 1965-12-01 |  | D |  | 18473951 | 18505897;18505898 |  |  |  | :01494 | 01494:01494 | main_exi_3_route_oh | CIRCUIT_BREAKER |  |  |  |  | -1.76 | 3 |  | 504449 |  | [MDSYS.SDO_GEOMETRY]
60908327 | 18484614 | EXISTING | MOLE | 12060 | PICO | 5722 | D | NO | SCE | THREE | UNKNOWN | 12KV | LOW 10 | UNKNOWN | MB | UNKNOWN | UNKNOWN |  |  | SYSTEM | 2015-01-19 | bessar |  | CONSOLIDATED | LIGHTHIPE | METRO WEST | 2186306 | 2 | 2219974 | S | Y | N |  | -1 | I | 1964-01-01 |  | D |  | 18484624 | 18531090 |  |  |  | :12060 | 12060:12060 | main_exi_3_route_oh | CIRCUIT_BREAKER |  |  |  |  | -91.78 | 3 |  | 504449 |  | [MDSYS.SDO_GEOMETRY]
60908334 | 18486418 | EXISTING | C B S | 3210 | DELANO | 5305 | D | NO | SCE | THREE | UNKNOWN | 12KV | LOW 4 | UNKNOWN | MB | UNKNOWN | UNKNOWN |  |  | SYSTEM | 2014-01-08 | attadas |  | CONSOLIDATED | SAN JOAQUIN | SAN JOAQUIN | 2147046 |  | 2219412 | S | Y | N |  | -1 | I | 1950-01-01 |  | D |  | 18486425 | 18534044;18534045 |  |  |  | :03210 | 03210:03210 | main_exi_3_route_oh | CIRCUIT_BREAKER |  |  |  |  | -1.78 | 3 |  | 504449 |  | [MDSYS.SDO_GEOMETRY]
60908335 | 18517177 | EXISTING | PRATT | 14390 | WOODVILLE | 5333 | D | NO | SCE | THREE | UNKNOWN | 12KV | LOW 1 | UNKNOWN | MB | UNKNOWN | UNKNOWN |  |  | SYSTEM | 2014-01-10 | aminencn |  | CONSOLIDATED | SAN JOAQUIN | SAN JOAQUIN | 2185315 |  | 2219506 | S | N | Y | 104 | -1 | I | 1950-01-01 |  | D |  | 18517187 | 18563683;18563684 |  |  |  | :14390 | 14390:14390 | main_exi_3_route_oh | CIRCUIT_BREAKER |  |  |  |  | -1.79 | 4 |  | 504449 |  | [MDSYS.SDO_GEOMETRY]
60908336 | 18525091 | EXISTING | BENNETT | 1500 | HATHAWAY | 5726 | D | NO | SCE | THREE | UNKNOWN | 12KV | LOW 5 | UNKNOWN | MB | UNKNOWN | UNKNOWN |  |  | SYSTEM | 2014-11-25 | simhadk |  | CONSOLIDATED | LIGHTHIPE | METRO WEST | 2144236 |  | 2217626 | S | N | Y | 104 | -1 | I | 1950-01-01 |  | D |  | 18525101 | 18608020 |  |  |  | :01500 | 01500:01500 | main_exi_3_route_oh | CIRCUIT_BREAKER |  |  |  |  | -1.77 | 3 |  | 504449 |  | [MDSYS.SDO_GEOMETRY]
60908337 | 18531277 | EXISTING | MOLINO | 12070 | HATHAWAY | 5726 | D | NO | SCE | THREE | UNKNOWN | 12KV | LOW 1 | UNKNOWN | MB | UNKNOWN | UNKNOWN |  |  | SYSTEM | 2017-12-15 | maxwelbw |  | CONSOLIDATED | LIGHTHIPE | METRO WEST | 2172942 |  | 2217626 | S | Y | N |  | -1 | I | 1950-01-01 |  | D |  | 18531287 | 18592089 |  |  |  | :12070 | 12070:12070 | main_exi_3_route_oh | CIRCUIT_BREAKER |  |  |  |  | -1.77 | 2 |  | 504449 |  | [MDSYS.SDO_GEOMETRY]
60908338 | 18535423 | EXISTING | CECIL | 3230 | DELANO | 5305 | D | NO | SCE | THREE | UNKNOWN | 4KV | LOW 11 | UNKNOWN | MB | UNKNOWN | UNKNOWN |  |  | SYSTEM | 2014-01-08 | kallurr |  | CONSOLIDATED | SAN JOAQUIN | SAN JOAQUIN | 2137232 |  | 2212478 | S | N | Y | 102 | -1 | I | 1950-01-01 |  | D |  | 18535436 | 18552779;18552780 |  |  |  | :03230 | 03230:03230 | main_exi_3_route_oh | CIRCUIT_BREAKER |  |  |  |  | -1.78 | 3 |  | 504449 |  | [MDSYS.SDO_GEOMETRY]
60908339 | 18554129 | EXISTING | CEMENT | 3263 | VICTOR | 8049 | D | NO | SCE | THREE | UNKNOWN | 33KV | LOW 12 | UNKNOWN | MB | UNKNOWN | UNKNOWN |  |  | SYSTEM | 2014-11-07 | garciacm |  | PHASE: 840A GRND: 72A | LUGO | DESERT | 2155175 |  | 2218168 | S | N | Y | 105 | -1 | I | 1950-01-01 |  | D |  | 18554136 | 18573868;18573869 |  |  |  | :03263 | 03263:03263 | main_exi_3_route_oh | CIRCUIT_BREAKER |  |  |  |  | -1.81 | 2 |  | 504449 |  | [MDSYS.SDO_GEOMETRY]
60908345 | 18564456 | EXISTING | PROFESSOR | 14438 | ISLA VISTA | 5596 | D | NO | SCE | THREE | UNKNOWN | 16KV | LOW 2 | UNKNOWN | MB | UNKNOWN | UNKNOWN |  |  | SYSTEM | 2013-10-31 | manthak |  | CONSOLIDATED | GOLETA | NORTH COAST | 2180116 |  | 2215066 | A | Y | N |  | -1 | I | 1970-10-01 |  | D |  | 18564466 | 18619968 |  |  |  | :14438 | 14438:14438 | main_exi_3_route_oh | CIRCUIT_BREAKER |  |  |  |  | -1.71 | 3 |  | 504449 |  | [MDSYS.SDO_GEOMETRY]
60908346 | 18582457 | EXISTING | CENTURION | 3287 | HASKELL | 5594 | D | NO | SCE | THREE | UNKNOWN | 16KV | LOW 5 | UNKNOWN | MB | UNKNOWN | UNKNOWN |  |  | SYSTEM | 2013-12-03 | bodduvh |  | CONSOLIDATED | SAUGUS | NORTH COAST | 2155329 |  | 2217404 | A | N | Y | 218 | -1 | I | 1987-07-01 |  | D |  | 18582467 | 18675851;18675852 |  |  |  | :03287 | 03287:03287 | main_exi_3_route_oh | CIRCUIT_BREAKER |  |  |  |  | -1.76 | 3 |  | 504449 |  | [MDSYS.SDO_GEOMETRY]
60908347 | 18620155 | EXISTING | PRONGHORN | 14450 | DEL SUR | 5508 | D | NO | SCE | THREE | UNKNOWN | 12KV | LOW 3 | UNKNOWN | MB | UNKNOWN | UNKNOWN |  |  | SYSTEM | 2013-11-19 | aminencn |  | CONSOLIDATED | VINCENT | NORTH COAST | 2180117 |  | 2219586 | A | N | Y | 208 | -1 | I | 1950-01-01 |  | D |  | 18620165 | 18663586;18663587 |  |  |  | :14450 | 14450:14450 | main_exi_3_route_oh | CIRCUIT_BREAKER |  |  |  |  | -1.78 | 6 |  | 504449 |  | [MDSYS.SDO_GEOMETRY]
60908348 | 18629496 | EXISTING | MONA | 12080 | ATHENS | 5727 | D | NO | SCE | THREE | UNKNOWN | 4KV | LOW 3 | UNKNOWN | MB | UNKNOWN | UNKNOWN |  |  | SYSTEM | 2015-02-09 | bodduvh |  | CONSOLIDATED | LIGHTHIPE | METRO WEST | 2186307 |  | 2217628 | A | Y | N |  | -1 | I | 1950-01-01 |  | D |  | 18629506 | 18655110 |  |  |  | :12080 | 12080:12080 | main_exi_3_route_oh | CIRCUIT_BREAKER |  |  |  |  | -1.76 | 3 |  | 504449 |  | [MDSYS.SDO_GEOMETRY]
60908353 | 18637454 | EXISTING | BENTREE | 1530 | OLDFIELD | 5744 | D | NO | SCE | THREE | UNKNOWN | 4KV | LOW 7 | UNKNOWN | MB | UNKNOWN | UNKNOWN |  |  | SYSTEM | 2015-01-19 | kallurr |  | CONSOLIDATED | LIGHTHIPE | METRO WEST | 2144391 |  | 2217672 | A | N | Y |  | -1 | I | 1948-04-01 |  | D |  | 18637464 | 18667557 |  |  |  | :01530 | 01530:01530 | main_exi_3_route_oh | CIRCUIT_BREAKER |  |  |  |  | 173.96 | 3 |  | 504449 |  | [MDSYS.SDO_GEOMETRY]
60908548 | 20806997 | EXISTING | NAVY | 12560 | MARINE | 5217 | D | NO | SCE | THREE | UNKNOWN | 16KV | LOW 3 | UNKNOWN | MB | UNKNOWN | UNKNOWN |  |  | SYSTEM | 2015-05-04 | bondigc |  | CONSOLIDATED | EL NIDO | METRO WEST | 2186461 |  | 2219240 | S | Y | N |  | -1 | I | 1950-01-01 |  | D |  | 20807007 | 20964284;20964285 |  |  |  | :12560 | 12560:12560 | main_exi_3_route_oh | CIRCUIT_BREAKER |  |  |  |  | -1.76 | 3 |  | 504449 |  | [MDSYS.SDO_GEOMETRY]
60908549 | 20818459 | EXISTING | BOXER | 2050 | CENTER | 5084 | D | NO | SCE | THREE | UNKNOWN | 12KV | LOW 23 | UNKNOWN | MB | UNKNOWN | UNKNOWN |  |  | SYSTEM | 2017-12-18 | maxwelbw |  |  | LIGHTHIPE | METRO WEST | 2146284 | 6 | 2211948 | M | N | Y | 109 | -1 | I | 1956-10-01 |  | D |  | 20818466 | 20878549 |  |  |  | :02050 | 02050:02050 | main_exi_3_route_oh | CIRCUIT_BREAKER |  |  |  |  | -1.77 | 3 |  | 504449 |  | [MDSYS.SDO_GEOMETRY]
60908555 | 20825023 | EXISTING | CRESTWOOD | 4368 | LIBERTY | 5312 | D | NO | SCE | THREE | UNKNOWN | 12KV | LOW 5 | UNKNOWN | MB | UNKNOWN | UNKNOWN |  |  | SYSTEM | 2014-01-11 | kallurr |  | CONSOLIDATED | SAN JOAQUIN | SAN JOAQUIN | 2141959 |  | 2212500 | A | N | Y | 220 | -1 | I | 1982-03-01 |  | D |  | 20825033 | 20855136;20855137 |  |  |  | :04368 | 04368:04368 | main_exi_3_route_oh | CIRCUIT_BREAKER |  |  |  |  | -1.79 | 3.5 |  | 504449 |  | [MDSYS.SDO_GEOMETRY]
60908556 | 20869442 | EXISTING | CROSS | 4416 | NEWHALL | 5576 | D | NO | SCE | THREE | UNKNOWN | 16KV | LOW 2 | UNKNOWN | MB | UNKNOWN | UNKNOWN |  |  | SYSTEM | 2013-12-04 | mannepl |  | CONSOLIDATED | SAUGUS | NORTH COAST | 2163713 | 2 | 2217376 | A | N | Y | 222 | -1 | I | 1973-06-01 |  | D |  | 20869452 | 20958222;20958223 |  |  |  | :04416 | 04416:04416 | main_exi_3_route_oh | CIRCUIT_BREAKER |  |  |  |  | -1.76 | 3 |  | 504449 |  | [MDSYS.SDO_GEOMETRY]
60908557 | 20880698 | EXISTING | BOYER | 2060 | SUNNYSIDE | 5785 | D | NO | SCE | THREE | UNKNOWN | 12KV | LOW 2 | UNKNOWN | MB | UNKNOWN | UNKNOWN |  |  | SYSTEM | 2017-12-28 | maxwelbw |  | CONSOLIDATED | LIGHTHIPE | METRO WEST | 2146285 | 2 | 2217758 | S | N | Y | 127 | -1 | I | 1950-01-01 |  | D |  | 20880708 | 20910029 |  |  |  | :02060 | 02060:02060 | main_exi_3_route_oh | CIRCUIT_BREAKER |  |  |  |  | -1.77 | 3 |  | 504449 |  | [MDSYS.SDO_GEOMETRY]
60908558 | 20895834 | EXISTING | REJADA | 14892 | ROYAL | 5580 | D | NO | SCE | THREE | UNKNOWN | 16KV | LOW 4 | UNKNOWN | MB | UNKNOWN | UNKNOWN |  |  | SYSTEM | 2014-03-17 | aminencn |  | CONSOLIDATED | MOORPARK | NORTH COAST | 2186146 | 2 | 2212820 | A | N | Y | 240 | -1 | I | 1964-09-01 |  | D |  | 20895844 | 20961395;20961396 |  |  |  | :14892 | 14892:14892 | main_exi_3_route_oh | CIRCUIT_BREAKER |  |  |  |  | -1.75 | 3 |  | 504449 |  | [MDSYS.SDO_GEOMETRY]
60908559 | 20946593 | EXISTING | BOYD | 2070 | STADIUM | 5796 | D | NO | SCE | THREE | UNKNOWN | 12KV | LOW 11 | UNKNOWN | MB | UNKNOWN | UNKNOWN |  |  | SYSTEM | 2015-03-16 | merugusn |  | CONSOLIDATED | LIGHTHIPE | METRO WEST | 2132379 | 1 | 2213204 | S | Y | N |  | -1 | I | 1950-01-01 |  | D |  | 20946603 | 21068359;21068360 |  |  |  | :02070 | 02070:02070 | main_exi_3_route_oh | CIRCUIT_BREAKER |  |  |  |  | 178.23 | 3 |  | 504449 |  | [MDSYS.SDO_GEOMETRY]
60908560 | 20962891 | EXISTING | REMOTE | 14898 | BARSTOW | 8110 | D | NO | SCE | THREE | UNKNOWN | 33KV | LOW 1 | UNKNOWN | MB | UNKNOWN | UNKNOWN |  |  | SYSTEM | 2014-03-12 | bessar |  | CONSOLIDATED | LUGO | RURALS | 2180851 |  | 2273806 | A | N | Y | 232 | -1 | I | 1950-01-01 |  | D |  | 20962898 | 21004164;155486218 |  |  |  | :14898 | 14898:14898 | main_exi_3_route_oh | CIRCUIT_BREAKER |  |  |  |  | -1.82 | 2 |  | 504449 |  | [MDSYS.SDO_GEOMETRY]
60908561 | 20970275 | EXISTING | CROWDER | 4432 | LANCASTER | 5514 | D | NO | SCE | THREE | UNKNOWN | 12KV | LOW 10 | UNKNOWN | MB | UNKNOWN | UNKNOWN |  |  | SYSTEM | 2013-11-08 | mannepl |  | CONSOLIDATED | VINCENT | NORTH COAST | 2149215 | 2 | 2212660 |  |  |  |  | -1 | I | 1990-04-01 |  | D |  | 20970282 | 21074428;21074429 |  |  |  | :04432 | 04432:04432 | main_exi_3_route_oh | CIRCUIT_BREAKER |  |  |  |  | -1.78 | 3 |  | 504449 |  | [MDSYS.SDO_GEOMETRY]
60908562 | 20985025 | EXISTING | NEBRASKA | 12565 | SOUTH GATE | 5787 | D | NO | SCE | THREE | UNKNOWN | 4KV | LOW 1 | UNKNOWN | MB | UNKNOWN | UNKNOWN |  |  | SYSTEM | 2015-03-11 | merugusn |  |  | LIGHTHIPE | METRO WEST | 2181811 |  | 2220094 | A | N | Y | 211 | -1 | I | 1962-05-01 |  | D |  | 20985032 | 21029022;21029023 |  |  |  | :12565 | 12565:12565 | main_exi_3_route_oh | CIRCUIT_BREAKER |  |  |  |  | -1.77 | 3 |  | 504449 |  | [MDSYS.SDO_GEOMETRY]
60908568 | 21031685 | EXISTING | NEGEL | 12580 | SOMERSET | 5754 | D | NO | SCE | THREE | UNKNOWN | 4KV | LOW 9 | UNKNOWN | MB | UNKNOWN | UNKNOWN |  |  | SYSTEM | 2015-02-06 | simhadk |  | CONSOLIDATED | LIGHTHIPE | METRO WEST | 2177953 | 2 | 2217696 | S | N | Y | 138 | -1 | I | 1950-01-01 |  | D |  | 21031692 | 21105095 |  |  |  | :12580 | 12580:12580 | main_exi_3_route_oh | CIRCUIT_BREAKER |  |  |  |  | -1.77 | 2 |  | 504449 |  | [MDSYS.SDO_GEOMETRY]
60908569 | 21059364 | EXISTING | REVERSE PEAK | 14926 | JUNE LAKE | 2583 | D | NO | SCE | THREE | UNKNOWN | 12KV | LOW 2 | UNKNOWN | MB | UNKNOWN | UNKNOWN |  |  | SYSTEM | 2015-06-08 | yallasv |  | CONSOLIDATED | LUGO | RURALS | 2190550 |  | 2274024 | M | N | Y | 203 | -1 | I | 1970-10-01 |  | D |  | 21059368 | 21114983;21114984 |  |  |  | :14926 | 14926:14926 | main_exi_3_route_oh | CIRCUIT_BREAKER |  |  |  |  | -1.84 | 3 |  | 504449 |  | [MDSYS.SDO_GEOMETRY]
60908570 | 21081853 | EXISTING | CROWLEY | 4433 | CASA DIABLO | 2557 | D | NO | SCE | THREE | UNKNOWN | 12KV | LOW 5 | UNKNOWN | MB | UNKNOWN | UNKNOWN |  |  | SYSTEM | 2014-03-24 | merugusn |  | CONSOLIDATED | LUGO | RURALS | 2163717 |  | 2274057 | A | N | Y | 221 | -1 | I | 1950-01-01 |  | D |  | 21081863 | 21094326;21094327 |  |  |  | :04433 | 04433:04433 | main_exi_3_route_oh | CIRCUIT_BREAKER |  |  |  |  | -1.83 | 6 |  | 504449 |  | [MDSYS.SDO_GEOMETRY]
60908571 | 21095594 | EXISTING | CRUMNER | 4445 | MALIBU | 5519 | D | NO | SCE | THREE | UNKNOWN | 16KV | LOW 1 | UNKNOWN | MB | UNKNOWN | UNKNOWN |  |  | SYSTEM | 2013-12-26 | bodduvh |  | CONSOLIDATED | MOORPARK | NORTH COAST | 2144093 |  | 2212668 | A | N | Y | 214 | -1 | I | 1966-02-01 |  | D |  | 21095604 | 21159564;21159565 |  |  |  | :04445 | 04445:04445 | main_exi_3_route_oh | CIRCUIT_BREAKER |  |  |  |  | -1.75 | 3 |  | 504449 |  | [MDSYS.SDO_GEOMETRY]
60908572 | 21100738 | EXISTING | BOYLE | 2080 | FRUITLAND | 5718 | D | NO | SCE | THREE | UNKNOWN | 4KV | LOW 10 | UNKNOWN | MB | UNKNOWN | UNKNOWN |  |  | SYSTEM | 2015-02-16 | yallasv |  | CONSOLIDATED | LIGHTHIPE | METRO WEST | 2146286 |  | 2213070 | S | N | Y | 105 | -1 | I | 1950-01-01 |  | D |  | 21100748 | 21101959 |  |  |  | :02080 | 02080:02080 | main_exi_3_route_oh | CIRCUIT_BREAKER |  |  |  |  | -1.77 | 3 |  | 504449 |  | [MDSYS.SDO_GEOMETRY]
60908573 | 21102152 | EXISTING | BRAHMA | 2134 | BOVINE | 5788 | D | NO | SCE | THREE | UNKNOWN | 12KV | LOW 5 | UNKNOWN | MB | UNKNOWN | UNKNOWN |  |  | SYSTEM | 2015-01-05 | kallurr |  | CONSOLIDATED | LIGHTHIPE | METRO WEST | 2146288 |  | 2213188 | A | Y | N |  | -1 | I | 1967-12-01 |  | D |  | 21102162 | 21234754;21234755 |  |  |  | :02134 | 02134:02134 | main_exi_3_route_oh | CIRCUIT_BREAKER |  |  |  |  | -1.77 | 3 |  | 504449 |  | [MDSYS.SDO_GEOMETRY]
60908574 | 21107203 | EXISTING | NELSON | 12590 | VICTORIA | 5232 | D | NO | SCE | THREE | UNKNOWN | 16KV | LOW 3 | UNKNOWN | MB | UNKNOWN | UNKNOWN |  |  | SYSTEM | 2017-12-11 | maxwelbw |  | CONSOLIDATED | EL NIDO | METRO WEST | 2181812 | 4 | 2214608 | S | Y | N |  | -1 | I | 1950-01-01 |  | D |  | 21107213 | 21181500 |  |  |  | :12590 | 12590:12590 | main_exi_3_route_oh | CIRCUIT_BREAKER |  |  |  |  | -1.76 | 3 |  | 504449 |  | [MDSYS.SDO_GEOMETRY]
60908575 | 21117334 | EXISTING | RHINEDOLLAR | 14955 | POOLE | 2512 | D | NO | SCE | THREE | UNKNOWN | 12KV | LOW 1 | UNKNOWN | MB | UNKNOWN | UNKNOWN |  |  | SYSTEM | 2014-01-24 | bodduvh |  | CONSOLIDATED | LUGO | RURALS | 2190553 |  | 2274028 | M | N | N |  | -1 | I | 1970-09-01 |  | D |  | 21117341 | 21132967;169425502 |  |  |  | :14955 | 14955:14955 | main_exi_3_route_oh | CIRCUIT_BREAKER |  |  |  |  | -1.86 | 6 |  | 504449 |  | [MDSYS.SDO_GEOMETRY]
60908576 | 21133298 | EXISTING | RHODA | 14960 | CRATER | 5239 | D | NO | SCE | THREE | UNKNOWN | 16KV | LOW 2 | UNKNOWN | MB | UNKNOWN | UNKNOWN |  |  | SYSTEM | 2013-12-30 | ramuj |  | CONSOLIDATED | MOORPARK | NORTH COAST | 2190554 |  | 2214634 | A | Y | N |  | -1 | I | 1966-01-01 |  | D |  | 21133308 | 21195553;21195554 |  |  |  | :14960 | 14960:14960 | main_exi_3_route_oh | CIRCUIT_BREAKER |  |  |  |  | -1.75 | 3 |  | 504449 |  | [MDSYS.SDO_GEOMETRY]
60908577 | 21174257 | EXISTING | CUDDEBACK | 4495 | CUMMINGS | 5357 | D | NO | SCE | THREE | UNKNOWN | 12KV | LOW 3 | UNKNOWN | MB | UNKNOWN | UNKNOWN |  |  | SYSTEM | 2014-02-13 | aminencn |  | CONSOLIDATED | VINCENT | RURALS | 2147578 |  | 2214840 | S | N | Y | 108 | -1 | I | 1968-05-01 |  | D |  | 21174267 | 21376392;21376393 |  |  |  | :04495 | 04495:04495 | main_exi_3_route_oh | CIRCUIT_BREAKER |  |  |  |  | -1.78 | 4.5 |  | 504449 |  | [MDSYS.SDO_GEOMETRY]
60908578 | 21197037 | EXISTING | RICARDO | 14978 | SAN MIGUEL | 5577 | D | NO | SCE | THREE | UNKNOWN | 16KV | LOW 5 | UNKNOWN | MB | UNKNOWN | UNKNOWN |  |  | SYSTEM | 2014-01-15 | inneswm |  | CONSOLIDATED | SANTA CLARA | NORTH COAST | 2190556 | 1 | 2212814 | A | Y | N |  | -1 | I | 1969-06-01 |  | D |  | 21197047 | 21303128;21303129 |  |  |  | :14978 | 14978:14978 | main_exi_3_route_oh | CIRCUIT_BREAKER |  |  |  |  | -1.73 | 3 |  | 504449 |  | [MDSYS.SDO_GEOMETRY]
60908579 | 21217648 | EXISTING | NELLES | 12600 | SANTA FE SPRINGS | 5850 | D | NO | SCE | THREE | UNKNOWN | 12KV | LOW 9 | UNKNOWN | MB | UNKNOWN | UNKNOWN |  |  | SYSTEM | 2015-01-10 | merugusn |  | CONSOLIDATED | LIGHTHIPE | METRO WEST | 2178428 | 1 | 2215586 | S | N | Y | 142 | -1 | I | 1950-01-01 |  | D |  | 21217658 | 21219945 |  |  |  | :12600 | 12600:12600 | main_exi_3_route_oh | CIRCUIT_BREAKER |  |  |  |  | -1.77 | 3 |  | 504449 |  | [MDSYS.SDO_GEOMETRY]
60908580 | 21220195 | EXISTING | NEON | 12615 | MARINE | 5217 | D | NO | SCE | THREE | UNKNOWN | 16KV | LOW 5 | UNKNOWN | MB | UNKNOWN | UNKNOWN |  |  | SYSTEM | 2015-04-23 | merugusn |  | CONSOLIDATED | EL NIDO | METRO WEST | 2178499 |  | 2219240 | S | N | Y | 137 | -1 | I | 1950-01-01 |  | D |  | 21220205 | 21661360;21661361 |  |  |  | :12615 | 12615:12615 | main_exi_3_route_oh | CIRCUIT_BREAKER |  |  |  |  | -1.76 | 3 |  | 504449 |  | [MDSYS.SDO_GEOMETRY]
60908581 | 21268666 | EXISTING | BRAMBLE | 2138 | TORRANCE | 5269 | D | NO | SCE | THREE | UNKNOWN | 16KV | LOW 8 | UNKNOWN | MB | UNKNOWN | UNKNOWN |  |  | SYSTEM | 2015-03-25 | punukos |  | CONSOLIDATED | EL NIDO | METRO WEST | 2134009 | 2 | 2212418 | S | N | Y | 137 | -1 | I | 1964-09-01 |  | D |  | 21268676 | 21270747 |  |  |  | :02138 | 02138:02138 | main_exi_3_route_oh | CIRCUIT_BREAKER |  |  |  |  | -1.76 | 3 |  | 504449 |  | [MDSYS.SDO_GEOMETRY]
60908582 | 21270829 | EXISTING | BRAYTON | 2170 | BOWL | 5708 | D | NO | SCE | THREE | UNKNOWN | 4KV | LOW 10 | UNKNOWN | MB | UNKNOWN | UNKNOWN |  |  | SYSTEM | 2014-11-25 | merugusn |  | CONSOLIDATED | LIGHTHIPE | METRO WEST | 2134912 | 1 | 2219942 | S | N | Y | 136 | -1 | I | 1956-12-01 |  | D |  | 21270839 | 21319135;21319136 |  |  |  | :02170 | 02170:02170 | main_exi_3_route_oh | CIRCUIT_BREAKER |  |  |  |  | -1.77 | 3 |  | 504449 |  | [MDSYS.SDO_GEOMETRY]
60908584 | 21322061 | EXISTING | RICHGROVE | 15010 | VESTAL | 5035 | D | NO | SCE | THREE | UNKNOWN | 12KV | LOW 12 | UNKNOWN | MB | UNKNOWN | UNKNOWN |  |  | SYSTEM | 2017-11-16 | eadsrl |  | CONSOLIDATED | SAN JOAQUIN | SAN JOAQUIN | 2183082 |  | 2211660 | M | N | Y | 138 | -1 | I | 1950-01-01 |  | D |  | 21322071 | 21343097 |  |  |  | :15010 | 15010:15010 | main_exi_3_route_oh | CIRCUIT_BREAKER |  |  |  |  | -1.78 | 6 |  | 504449 |  | [MDSYS.SDO_GEOMETRY]
60908591 | 21343785 | EXISTING | RICKENBACK | 15023 | EDWARDS | 8028 | C | NO | SCE | THREE | UNKNOWN | 33KV | LOW 2 | UNKNOWN | MB | UNKNOWN | UNKNOWN |  |  | SYSTEM | 2014-01-24 | attadas |  | CONSOLIDATED | LUGO | RURALS | 2186221 |  | 2220440 | A | Y | N |  | -1 | I | 1950-01-01 |  | D |  | 21343795 | 21343818 |  |  |  | :15023 | 15023:15023 | main_exi_3_route_oh | CIRCUIT_BREAKER |  |  |  |  | -1.79 | 3 |  | 504449 |  | [MDSYS.SDO_GEOMETRY]
60908592 | 21343984 | EXISTING | RICKOVER | 15026 | INYOKERN | 5041 | D | NO | SCE | THREE | UNKNOWN | 33KV | LOW 3 | UNKNOWN | MB | UNKNOWN | UNKNOWN |  |  | SYSTEM | 2014-02-25 | simhadk |  | CONSOLIDATED | LUGO | RURALS | 2186222 |  | 2214070 | S | Y | N |  | -1 | I | 1964-07-01 |  | D |  | 21343994 | 21344258;98739582 |  |  |  | :15026 | 15026:15026 | main_exi_3_route_oh | CIRCUIT_BREAKER |  |  |  |  | -1.81 | 4 |  | 504449 |  | [MDSYS.SDO_GEOMETRY]
60908593 | 21344526 | EXISTING | RIDGE | 15050 | GORMAN | 5512 | D | NO | SCE | THREE | UNKNOWN | 12KV | LOW 2 | UNKNOWN | MB | UNKNOWN | UNKNOWN |  |  | SYSTEM | 2013-11-19 | aminencn |  | CONSOLIDATED | VINCENT | NORTH COAST | 2180930 |  | 2217220 | A | N | N |  | -1 | I | 1950-01-01 |  | D |  | 21344536 | 21399025;21399026 |  |  |  | :15050 | 15050:15050 | main_exi_3_route_oh | CIRCUIT_BREAKER |  |  |  |  | -1.76 | 4 |  | 504449 |  | [MDSYS.SDO_GEOMETRY]
60908594 | 21360609 | EXISTING | BRETHREN | 2192 | LOS CERRITOS | 5738 | D | NO | SCE | THREE | UNKNOWN | 12KV | LOW 3 | UNKNOWN | MB | UNKNOWN | UNKNOWN |  |  | SYSTEM | 2014-11-25 | manthak |  |  | LIGHTHIPE | METRO WEST | 2134011 |  | 2217660 | A | N | Y |  | -1 | I | 1972-07-01 |  | D |  | 21360619 | 21383694;21383695 |  |  |  | :02192 | 02192:02192 | main_exi_3_route_oh | CIRCUIT_BREAKER |  |  |  |  | -1.76 | 3 |  | 504449 |  | [MDSYS.SDO_GEOMETRY]
60908595 | 21385950 | EXISTING | CURTIS | 4510 | GOSHEN | 5309 | D | NO | SCE | THREE | UNKNOWN | 12KV | LOW 3 | UNKNOWN | MB | UNKNOWN | UNKNOWN |  |  | SYSTEM | 2014-02-07 | eadsrl |  | CONSOLIDATED | SAN JOAQUIN | SAN JOAQUIN | 2144096 |  | 2219424 | A | Y | N |  | -1 | I | 1950-01-01 |  | D |  | 21385960 | 21434687 |  |  |  | :04510 | 04510:04510 | main_exi_3_route_oh | CIRCUIT_BREAKER |  |  |  |  | -1.79 | 6 |  | 504449 |  | [MDSYS.SDO_GEOMETRY]
60908596 | 21400644 | EXISTING | RINCON | 15110 | RINCON P.T. | 7728 | A | NO | SCE | THREE | UNKNOWN | 4KV | LOW 1 | UNKNOWN | MB | UNKNOWN | UNKNOWN |  |  | SYSTEM | 2013-10-30 | inneswm |  | CONSOLIDATED | GOLETA | NORTH COAST | 2190559 |  | 2124491 | A | N | N |  | -1 | I | 1950-01-01 |  | D |  | 21400654 | 21410879 |  |  |  | :15110 | 15110:15110 | main_exi_3_route_oh | CIRCUIT_BREAKER |  |  |  |  | -1.72 | 3 |  | 504449 |  | [MDSYS.SDO_GEOMETRY]
60908597 | 21407755 | EXISTING | BRICKYARD | 2200 | BANDINI | 5107 | D | NO | SCE | THREE | UNKNOWN | 16KV | LOW 10 | UNKNOWN | MB | UNKNOWN | UNKNOWN |  |  | SYSTEM | 2015-03-16 | bondigc |  |  | LIGHTHIPE | METRO WEST | 2138070 | 1 | 2214362 | S | Y | N |  | -1 | I | 1950-01-01 |  | D |  | 21407765 | 21475599;21475600 |  |  |  | :02200 | 02200:02200 | main_exi_3_route_oh | CIRCUIT_BREAKER |  |  |  |  | -1.77 | 3 |  | 504449 |  | [MDSYS.SDO_GEOMETRY]
60908598 | 21414101 | EXISTING | RITTER | 15140 | ANAVERDE | 5539 | D | NO | SCE | THREE | UNKNOWN | 12KV | LOW 5 | UNKNOWN | MB | UNKNOWN | UNKNOWN |  |  | SYSTEM | 2013-11-15 | kollir |  | CONSOLIDATED | VINCENT | NORTH COAST | 2180933 |  | 2219658 | A | N | Y | 214 | -1 | I | 1950-01-01 |  | D |  | 21414111 | 21465145;21465146 |  |  |  | :15140 | 15140:15140 | main_exi_3_route_oh | CIRCUIT_BREAKER |  |  |  |  | -1.78 | 3 |  | 504449 |  | [MDSYS.SDO_GEOMETRY]
60908599 | 21440356 | EXISTING | CUSHENBURY | 4516 | COTTONWOOD | 8027 | D | NO | SCE | THREE | UNKNOWN | 33KV | LOW 1 | UNKNOWN | MB | UNKNOWN | UNKNOWN |  |  | SYSTEM | 2014-02-27 | merugusn |  | CONSOLIDATED | LUGO | DESERT | 2149218 |  | 2218096 | A | N | Y | 242 | -1 | I | 1964-07-01 |  | D |  | 21440363 | 21440827;21440828 |  |  |  | :04516 | 04516:04516 | main_exi_3_route_oh | CIRCUIT_BREAKER |  |  |  |  | -1.83 | 3 |  | 504449 |  | [MDSYS.SDO_GEOMETRY]
60908600 | 21442212 | EXISTING | CUTHBERT | 4526 | LATIGO | 5272 | D | NO | SCE | THREE | UNKNOWN | 16KV | LOW 2 | UNKNOWN | MB | UNKNOWN | UNKNOWN |  |  | SYSTEM | 2013-12-27 | punukos |  | CONSOLIDATED | MOORPARK | NORTH COAST | 2163881 | 2 | 2219378 | A | N | Y | 219 | -1 | I | 1967-12-01 |  | D |  | 21442222 | 21473823;21473824 |  |  |  | :04526 | 04526:04526 | main_exi_3_route_oh | CIRCUIT_BREAKER |  |  |  |  | -1.74 | 3 |  | 504449 |  | [MDSYS.SDO_GEOMETRY]
60908601 | 21478980 | EXISTING | RIVA | 15150 | CASITAS | 5504 | D | NO | SCE | THREE | UNKNOWN | 16KV | LOW 3 | UNKNOWN | MB | UNKNOWN | UNKNOWN |  |  | SYSTEM | 2013-12-18 | kallurr |  | CONSOLIDATED | SANTA CLARA | NORTH COAST | 2180934 |  | 2214878 | S | N | Y | 103 | -1 | I | 1950-01-01 |  | D |  | 21478990 | 21610169;21610170 |  |  |  | :15150 | 15150:15150 | main_exi_3_route_oh | CIRCUIT_BREAKER |  |  |  |  | -1.73 | 3 |  | 504449 |  | [MDSYS.SDO_GEOMETRY]
60908606 | 21507061 | EXISTING | CUTLER | 4530 | VISALIA | 5331 | D | NO | SCE | THREE | UNKNOWN | 12KV | LOW 2 | UNKNOWN | MB | UNKNOWN | UNKNOWN |  |  | SYSTEM | 2014-01-30 | ramuj |  | CONSOLIDATED | SAN JOAQUIN | SAN JOAQUIN | 2163882 |  | 2212548 | S | N | Y | 101 | -1 | I | 1950-01-01 |  | D |  | 21507071 | 21592070;21592071 |  |  |  | :04530 | 04530:04530 | main_exi_3_route_oh | CIRCUIT_BREAKER |  |  |  |  | -1.79 | 3 |  | 504449 |  | [MDSYS.SDO_GEOMETRY]
60908609 | 21552772 | EXISTING | BRINE | 2243 | NEPTUNE | 5781 | D | NO | SCE | THREE | UNKNOWN | 12KV | LOW 6 | UNKNOWN | MB | UNKNOWN | UNKNOWN |  |  | SYSTEM | 2015-03-06 | bondigc |  |  | LIGHTHIPE | METRO WEST | 2134013 |  | 2220082 | A | Y | N |  | -1 | I | 1973-08-01 |  | D |  | 21552782 | 21618439 |  |  |  | :02243 | 02243:02243 | main_exi_3_route_oh | CIRCUIT_BREAKER |  |  |  |  | -1.76 | 3 |  | 504449 |  | [MDSYS.SDO_GEOMETRY]
60908610 | 21593857 | EXISTING | CUYAMA | 4540 | TAFT | 4135 | F | NO | SCE | THREE | UNKNOWN | 12KV | LOW 1 | UNKNOWN | MB | UNKNOWN | UNKNOWN |  |  | SYSTEM | 2013-11-07 | simhadk |  | CONSOLIDATED | VINCENT | NORTH COAST | 2163883 |  | 2274093 |  |  |  |  | -1 | I | 1950-01-01 |  | D |  | 21593867 | 21611931;21611932 |  |  |  | :04540 | 04540:04540 | main_exi_3_route_oh | CIRCUIT_BREAKER |  |  |  |  | 38.58 | 4 |  | 504449 |  | [MDSYS.SDO_GEOMETRY]
60908437 | 19564607 | EXISTING | BLOODSTONE | 1815 | TOPAZ | 5268 | D | NO | SCE | THREE | UNKNOWN | 4KV | LOW 1 | UNKNOWN | MB | UNKNOWN | UNKNOWN |  |  | SYSTEM | 2015-03-04 | aminencn |  | CONSOLIDATED | EL NIDO | METRO WEST | 2145913 | 1 | 2219370 | A | N | Y | 216 | -1 | I | 1962-10-01 |  | D |  | 19564617 | 19566665;19566666 |  |  |  | :01815 | 01815:01815 | main_exi_3_route_oh | CIRCUIT_BREAKER |  |  |  |  | -1.76 | 3 |  | 504449 |  | [MDSYS.SDO_GEOMETRY]
60908438 | 19602891 | EXISTING | BLOCKER | 1816 | WALTERIA | 5233 | D | NO | SCE | THREE | UNKNOWN | 16KV | LOW 4 | UNKNOWN | MB | UNKNOWN | UNKNOWN |  |  | SYSTEM | 2017-10-13 | beealdb |  | CONSOLIDATED | EL NIDO | METRO WEST | 2132069 |  | 2219284 | A | N | Y | 227 | -1 | I | 1965-12-01 |  | D |  | 19602901 | 19748283 |  |  |  | :01816 | 01816:01816 | main_exi_3_route_oh | CIRCUIT_BREAKER |  |  |  |  | -1.76 | 3 |  | 504449 |  | [MDSYS.SDO_GEOMETRY]
60908439 | 19609367 | EXISTING | CODE | 3720 | PIERPONT | 5528 | D | NO | SCE | THREE | UNKNOWN | 4KV | LOW 1 | UNKNOWN | MB | UNKNOWN | UNKNOWN |  |  | SYSTEM | 2013-12-04 | kallurr |  | CONSOLIDATED | SANTA CLARA | NORTH COAST | 2158963 |  | 2212698 | A | N | Y | 213 | -1 | I | 1950-01-01 |  | D |  | 19609377 | 19626358 |  |  |  | :03720 | 03720:03720 | main_exi_3_route_oh | CIRCUIT_BREAKER |  |  |  |  | -1.73 | 2.5 |  | 504449 |  | [MDSYS.SDO_GEOMETRY]
60908441 | 19612381 | EXISTING | MYSTIC | 12460 | SANTA FE SPRINGS | 5850 | D | NO | SCE | THREE | UNKNOWN | 12KV | LOW 7 | UNKNOWN | MB | UNKNOWN | UNKNOWN |  |  | SYSTEM | 2015-01-12 | merugusn |  | CONSOLIDATED | LIGHTHIPE | METRO WEST | 2181734 | 1 | 2215586 | S | N | Y | 115 | -1 | I | 1950-01-01 |  | D |  | 19612388 | 19702447;19702448 |  |  |  | :12460 | 12460:12460 | main_exi_3_route_oh | CIRCUIT_BREAKER |  |  |  |  | -1.77 | 3 |  | 504449 |  | [MDSYS.SDO_GEOMETRY]
60908445 | 19626770 | EXISTING | COALINGA | 3721 | VICTOR | 8049 | D | NO | SCE | THREE | UNKNOWN | 12KV | LOW 23 | UNKNOWN | MB | UNKNOWN | UNKNOWN |  |  | SYSTEM | 2014-03-14 | kollir |  | CONSOLIDATED | LUGO | DESERT | 2139084 |  | 2220516 | A | N | N |  | -1 | I | 1993-12-10 |  | D |  | 19626777 | 19697051;19697052 |  |  |  | :03721 | 03721:03721 | main_exi_3_route_oh | CIRCUIT_BREAKER |  |  |  |  | -1.81 | 2 |  | 504449 |  | [MDSYS.SDO_GEOMETRY]
60908448 | 19634130 | EXISTING | RAINBOW | 14645 | SOMIS | 5536 | D | NO | SCE | THREE | UNKNOWN | 16KV | LOW 1 | UNKNOWN | MB | UNKNOWN | UNKNOWN |  |  | SYSTEM | 2013-12-12 | simhadk |  | CONSOLIDATED | SANTA CLARA | NORTH COAST | 2190528 |  | 2212720 | A | N | Y | 236 | -1 | I | 1966-02-01 |  | D |  | 19634140 | 19720044 |  |  |  | :14645 | 14645:14645 | main_exi_3_route_oh | CIRCUIT_BREAKER |  |  |  |  | -1.74 | 5 |  | 504449 |  | [MDSYS.SDO_GEOMETRY]
60908449 | 19708362 | EXISTING | COJO | 3755 | GAVIOTA | 5572 | D | NO | SCE | THREE | UNKNOWN | 16KV | LOW 1 | UNKNOWN | MB | UNKNOWN | UNKNOWN |  |  | SYSTEM | 2013-11-01 | bodduvh |  | CONSOLIDATED | GOLETA | NORTH COAST | 2147416 |  | 2219726 | A | N | Y | 214 | -1 | I | 1950-01-01 |  | D |  | 19708372 | 19727856;19727857 |  |  |  | :03755 | 03755:03755 | main_exi_3_route_oh | CIRCUIT_BREAKER |  |  |  |  | -1.7 | 5 |  | 504449 |  | [MDSYS.SDO_GEOMETRY]
60908450 | 19721728 | EXISTING | RAMAC | 14652 | ESTERO | 5563 | D | NO | SCE | THREE | UNKNOWN | 16KV | LOW 3 | UNKNOWN | MB | UNKNOWN | UNKNOWN |  |  | SYSTEM | 2013-12-17 | aminencn |  | CONSOLIDATED | SANTA CLARA | NORTH COAST | 2190531 |  | 2217340 | A | N | Y | 250 | -1 | I | 1965-07-01 |  | D |  | 19721738 | 19773289;19773290 |  |  |  | :14652 | 14652:14652 | main_exi_3_route_oh | CIRCUIT_BREAKER |  |  |  |  | -1.73 | 4 |  | 504449 |  | [MDSYS.SDO_GEOMETRY]
60908451 | 19722418 | EXISTING | NADEAU | 12470 | GRAHAM | 5725 | D | NO | SCE | THREE | UNKNOWN | 4KV | LOW 3 | UNKNOWN | MB | UNKNOWN | UNKNOWN |  |  | SYSTEM | 2015-03-02 | merugusn |  | CONSOLIDATED | LIGHTHIPE | METRO WEST | 2177868 |  | 2215300 | A | N | N |  | -1 | I | 1950-01-01 |  | D |  | 19722428 | 19725662 |  |  |  | :12470 | 12470:12470 | main_exi_3_route_oh | CIRCUIT_BREAKER |  |  |  |  | -1.76 | 3 |  | 504449 |  | [MDSYS.SDO_GEOMETRY]
60908452 | 19741997 | EXISTING | COLOR | 3822 | EAST BARSTOW | 8140 | D | NO | SCE | THREE | UNKNOWN | 4KV | LOW 2 | UNKNOWN | MB | UNKNOWN | UNKNOWN |  |  | SYSTEM | 2014-02-26 | aminencn |  | CONSOLIDATED | LUGO | RURALS | 2142711 |  | 2213684 | A | N | Y | 240 | -1 | I | 1950-01-01 |  | D |  | 19742007 | 19752638;152548155 |  |  |  | :03822 | 03822:03822 | main_exi_3_route_oh | CIRCUIT_BREAKER |  |  |  |  | -1.82 | 3 |  | 504449 |  | [MDSYS.SDO_GEOMETRY]
60908454 | 19752966 | EXISTING | MAUEL | 3864 | BARSTOW | 8110 | D | NO | SCE | THREE | UNKNOWN | 12KV | LOW 3 | UNKNOWN | MB | UNKNOWN | UNKNOWN |  |  | SYSTEM | 2014-02-07 | attadas |  | CONSOLIDATED | LUGO | RURALS | 2147572 |  | 2218272 | A | Y | N |  | -1 | I | 1969-11-01 |  | D |  | 19752973 | 19802228;19802229 |  |  |  | :03864 | 03864:03864 | main_exi_3_route_oh | CIRCUIT_BREAKER |  |  |  |  | -1.82 | 4 |  | 504449 |  | [MDSYS.SDO_GEOMETRY]
60908459 | 19763454 | EXISTING | BLOSSOM | 1820 | VICTORIA | 5232 | D | NO | SCE | THREE | UNKNOWN | 16KV | LOW 5 | UNKNOWN | MB | UNKNOWN | UNKNOWN |  |  | SYSTEM | 2017-12-06 | maxwelbw |  |  | EL NIDO | METRO WEST | 2145914 | 4 | 2214608 | S | N | Y | 122 | -1 | I | 1950-01-01 |  | D |  | 19763464 | 19855603 |  |  |  | :01820 | 01820:01820 | main_exi_3_route_oh | CIRCUIT_BREAKER |  |  |  |  | -1.76 | 3 |  | 504449 |  | [MDSYS.SDO_GEOMETRY]
60908464 | 19776492 | EXISTING | NADIR | 12476 | DOHENY | 5209 | D | NO | SCE | THREE | UNKNOWN | 4KV | LOW 4 | UNKNOWN | MB | UNKNOWN | UNKNOWN |  |  | SYSTEM | 2015-04-27 | manthak |  | CONSOLIDATED | EL NIDO | METRO WEST | 2177949 |  | 2219220 | A | N | Y |  | -1 | I | 1973-06-01 |  | D |  | 19776502 | 19791893 |  |  |  | :12476 | 12476:12476 | main_exi_3_route_oh | CIRCUIT_BREAKER |  |  |  |  | -1.76 | 3 |  | 504449 |  | [MDSYS.SDO_GEOMETRY]
60908467 | 19809440 | EXISTING | RANCHERIA | 14675 | RANCHERIA P.T. | 7718 | A | NO | SCE | THREE | UNKNOWN | 2.4KV | LOW 1 | UNKNOWN | MB | UNKNOWN | UNKNOWN |  |  | SYSTEM | 2014-01-24 | bodduvh |  | CONSOLIDATED | SAN JOAQUIN | RURALS | 2180195 |  | 2126846 | A | N | N |  | -1 | I | 1981-08-01 |  | D |  | 19809450 | 19809522 |  |  |  | :14675 | 14675:14675 | main_exi_3_route_oh | CIRCUIT_BREAKER |  |  |  |  | -1.82 | 3 |  | 504449 |  | [MDSYS.SDO_GEOMETRY]
60908468 | 19809607 | EXISTING | RANKIN | 14700 | WALKER BASIN | 5332 | D | NO | SCE | THREE | UNKNOWN | 12KV | LOW 1 | UNKNOWN | MB | UNKNOWN | UNKNOWN |  |  | SYSTEM | 2014-03-07 | kallurr |  | CONSOLIDATED | VINCENT | RURALS | 2185986 |  | 2214800 | N | N | N |  | -1 | I | 1950-01-01 |  | D |  | 19809614 | 19830633 |  |  |  | :14700 | 14700:14700 | main_exi_3_route_oh | CIRCUIT_BREAKER |  |  |  |  | -1.78 | 4.5 |  | 504449 |  | [MDSYS.SDO_GEOMETRY]
60908469 | 19812900 | EXISTING | CONCEPCION | 3890 | GAVIOTA | 5572 | D | NO | SCE | THREE | UNKNOWN | 16KV | LOW 3 | UNKNOWN | MB | UNKNOWN | UNKNOWN |  |  | SYSTEM | 2013-11-04 | kotakr |  | CONSOLIDATED | GOLETA | NORTH COAST | 2141398 |  | 2219726 | A | N | Y | 214 | -1 | I | 1961-02-01 |  | D |  | 19812907 | 19838115;19838116 |  |  |  | :03890 | 03890:03890 | main_exi_3_route_oh | CIRCUIT_BREAKER |  |  |  |  | -1.7 | 8 |  | 504449 |  | [MDSYS.SDO_GEOMETRY]
60908470 | 19831189 | EXISTING | RATTLER | 14714 | NORTH OAKS | 5542 | D | NO | SCE | THREE | UNKNOWN | 16KV | LOW 2 | UNKNOWN | MB | UNKNOWN | UNKNOWN |  |  | SYSTEM | 2013-12-10 | merugusn |  | CONSOLIDATED | SAUGUS | NORTH COAST | 2180197 |  | 2214980 | A | N | N |  | -1 | I | 2000-07-12 |  | D |  | 19831199 | 19923602;19923603 |  |  |  | :14714 | 14714:14714 | main_exi_3_route_oh | CIRCUIT_BREAKER |  |  |  |  | -1.76 | 3 |  | 504449 |  | [MDSYS.SDO_GEOMETRY]
60908471 | 19854011 | EXISTING | CONEJO | 3930 | MALIBU | 5519 | D | NO | SCE | THREE | UNKNOWN | 16KV | LOW 6 | UNKNOWN | MB | UNKNOWN | UNKNOWN |  |  | SYSTEM | 2013-12-24 | punukos |  | CONSOLIDATED | MOORPARK | NORTH COAST | 2141570 |  | 2212668 | A | N | Y | 214 | -1 | I | 1966-02-01 |  | D |  | 19854021 | 19870816 |  |  |  | :03930 | 03930:03930 | main_exi_3_route_oh | CIRCUIT_BREAKER |  |  |  |  | -1.75 | 3 |  | 504449 |  | [MDSYS.SDO_GEOMETRY]
60908472 | 19856975 | EXISTING | BLOWER | 1821 | MOBILOIL | 5229 | C | NO | SCE | THREE | UNKNOWN | 12KV | LOW 11 | UNKNOWN | MB | UNKNOWN | UNKNOWN |  |  | SYSTEM | 2015-04-16 | punukos |  | CONSOLIDATED | EL NIDO | METRO WEST | 2132070 | 4 | 2212312 | A | Y | N |  | -1 | I | 1966-06-01 |  | D |  | 19856982 | 19857148 |  |  |  | :01821 | 01821:01821 | main_exi_3_route_oh | CIRCUIT_BREAKER |  |  |  |  | -1.76 | 2 |  | 504449 |  | [MDSYS.SDO_GEOMETRY]
60908473 | 19857437 | EXISTING | BLUEFIELD | 1835 | LA MIRADA | 5834 | D | NO | SCE | THREE | UNKNOWN | 12KV | LOW 6 | UNKNOWN | MB | UNKNOWN | UNKNOWN |  |  | SYSTEM | 2017-12-21 | maxwelbw |  |  | LIGHTHIPE | METRO WEST | 2133702 |  | 2220206 | A | N | Y | 240 | -1 | I | 1966-02-01 |  | D |  | 19857444 | 19897480 |  |  |  | :01835 | 01835:01835 | main_exi_3_route_oh | CIRCUIT_BREAKER |  |  |  |  | -1.77 | 3 |  | 504449 |  | [MDSYS.SDO_GEOMETRY]
60908474 | 19871672 | EXISTING | CONTE | 3938 | HOLGATE | 8041 | D | NO | SCE | THREE | UNKNOWN | 12KV | LOW 2 | UNKNOWN | MB | UNKNOWN | UNKNOWN |  |  | SYSTEM | 2014-02-03 | simhadk |  | CONSOLIDATED | LUGO | RURALS | 2142911 |  | 2220490 | A | N | N |  | -1 | I | 1967-03-01 |  | D |  | 19871682 | 19899928;19899929 |  |  |  | :03938 | 03938:03938 | main_exi_3_route_oh | CIRCUIT_BREAKER |  |  |  |  | -1.8 | 4 |  | 504449 |  | [MDSYS.SDO_GEOMETRY]
60908475 | 19873850 | EXISTING | NARBONNE | 12490 | WALTERIA | 5233 | D | NO | SCE | THREE | UNKNOWN | 4KV | LOW 8 | UNKNOWN | MB | UNKNOWN | UNKNOWN |  |  | SYSTEM | 2015-04-09 | bodduvh |  | CONSOLIDATED | EL NIDO | METRO WEST | 2181738 | 4 | 2216944 | A | N | Y | 212 | -1 | I | 1950-01-01 |  | D |  | 19873860 | 19910390;19910391 |  |  |  | :12490 | 12490:12490 | main_exi_3_route_oh | CIRCUIT_BREAKER |  |  |  |  | -1.76 | 3 |  | 504449 |  | [MDSYS.SDO_GEOMETRY]
60908476 | 19901079 | EXISTING | CONIFER | 3945 | OAK PARK | 5525 | D | NO | SCE | THREE | UNKNOWN | 16KV | LOW 3 | UNKNOWN | MB | UNKNOWN | UNKNOWN |  |  | SYSTEM | 2013-12-27 | attadas |  | CONSOLIDATED | MOORPARK | NORTH COAST | 2142914 |  | 2217252 | M | N | Y | 250 | -1 | I | 1984-06-01 |  | D |  | 19901089 | 19980432;19980433 |  |  |  | :03945 | 03945:03945 | main_exi_3_route_oh | CIRCUIT_BREAKER |  |  |  |  | -1.74 | 3 |  | 504449 |  | [MDSYS.SDO_GEOMETRY]
60908477 | 19934677 | EXISTING | BLUEGILL | 1837 | EL NIDO | 5023 | D | NO | SCE | THREE | UNKNOWN | 16KV | LOW 21 | UNKNOWN | MB | UNKNOWN | UNKNOWN |  |  | SYSTEM | 2017-10-13 | beealdb |  |  | EL NIDO | METRO WEST | 2145916 | 6 | 2218582 | M | N | N |  | -1 | I | 1950-01-01 |  | D |  | 19934684 | 20032759 |  |  |  | :01837 | 01837:01837 | main_exi_3_route_oh | CIRCUIT_BREAKER |  |  |  |  | -1.76 | 3 |  | 504449 |  | [MDSYS.SDO_GEOMETRY]
60908478 | 19946832 | EXISTING | NARDO | 12500 | DAISY | 5766 | D | NO | SCE | THREE | UNKNOWN | 4KV | LOW 1 | UNKNOWN | MB | UNKNOWN | UNKNOWN |  |  | SYSTEM | 2015-02-10 | bodduvh |  | CONSOLIDATED | LIGHTHIPE | METRO WEST | 2173096 |  | 2213148 | A | N | Y |  | -1 | I | 1948-12-01 |  | D |  | 19946842 | 19948103 |  |  |  | :12500 | 12500:12500 | main_exi_3_route_oh | CIRCUIT_BREAKER |  |  |  |  | -1.76 | 3 |  | 504449 |  | [MDSYS.SDO_GEOMETRY]
60908479 | 19948299 | EXISTING | NASH | 12510 | DOWNEY | 5820 | D | NO | SCE | THREE | UNKNOWN | 4KV | LOW 3 | UNKNOWN | MB | UNKNOWN | UNKNOWN |  |  | SYSTEM | 2018-01-03 | maxwelbw |  | CONSOLIDATED | LIGHTHIPE | METRO WEST | 2186388 | 1 | 2215520 | A | N | N |  | -1 | I | 1950-01-01 |  | D |  | 19948309 | 19987848 |  |  |  | :12510 | 12510:12510 | main_exi_3_route_oh | CIRCUIT_BREAKER |  |  |  |  | -1.77 | 3 |  | 504449 |  | [MDSYS.SDO_GEOMETRY]
60908480 | 19950751 | EXISTING | RAYBURN | 14722 | ANAVERDE | 5539 | D | NO | SCE | THREE | UNKNOWN | 12KV | LOW 6 | UNKNOWN | MB | UNKNOWN | UNKNOWN |  |  | SYSTEM | 2013-11-21 | kotakr |  | CONSOLIDATED | VINCENT | NORTH COAST | 2180198 |  | 2219658 | A | N | N |  | -1 | I | 1991-05-14 |  | D |  | 19950761 | 20075607;20075608 |  |  |  | :14722 | 14722:14722 | main_exi_3_route_oh | CIRCUIT_BREAKER |  |  |  |  | -1.78 | 3 |  | 504449 |  | [MDSYS.SDO_GEOMETRY]
60908486 | 19981625 | EXISTING | CONWAY | 3958 | LUNDY | 2560 | D | NO | SCE | THREE | UNKNOWN | 16KV | LOW 2 | UNKNOWN | MB | UNKNOWN | UNKNOWN |  |  | SYSTEM | 2014-02-20 | kallurr |  | CONSOLIDATED | LUGO | RURALS | 2142917 |  | 2274010 | A | Y | N |  | -1 | I | 1950-01-01 |  | D |  | 19981635 | 19983707;19983708 |  | 148841383 |  | :03958 | 03958:03958 | main_exi_3_route_oh | CIRCUIT_BREAKER |  |  |  |  | -1.85 | 10 |  | 504449 |  | [MDSYS.SDO_GEOMETRY]
60908488 | 20005115 | EXISTING | COOPER | 4000 | TIPTON | 5327 | D | NO | SCE | THREE | UNKNOWN | 12KV | LOW 2 | UNKNOWN | MB | UNKNOWN | UNKNOWN |  |  | SYSTEM | 2016-01-20 | eadsrl |  | 400 / 60 | SAN JOAQUIN | SAN JOAQUIN | 2142918 |  | 2214782 | S | N | Y | 134 | -1 | I | 1950-01-01 |  | D |  | 20005125 | 20031406 |  |  |  | :04000 | 04000:04000 | main_exi_3_route_oh | CIRCUIT_BREAKER |  |  |  |  | -1.78 | 6 |  | 504449 |  | [MDSYS.SDO_GEOMETRY]
60908489 | 20018720 | EXISTING | NASON | 12520 | BEDFORD | 5245 | D | NO | SCE | THREE | UNKNOWN | 4KV | LOW 7 | UNKNOWN | MB | UNKNOWN | UNKNOWN |  |  | SYSTEM | 2015-03-26 | bondigc |  | CONSOLIDATED | EL NIDO | METRO WEST | 2186459 |  | 2214652 | A | N | Y |  | -1 | I | 1950-01-01 |  | D |  | 20018730 | 20020380 |  |  |  | :12520 | 12520:12520 | main_exi_3_route_oh | CIRCUIT_BREAKER |  |  |  |  | -1.76 | 3 |  | 504449 |  | [MDSYS.SDO_GEOMETRY]
60908490 | 20020636 | EXISTING | NATIONAL | 12530 | CUDAHY | 5714 | D | NO | SCE | THREE | UNKNOWN | 4KV | LOW 12 | UNKNOWN | MB | UNKNOWN | UNKNOWN |  |  | SYSTEM | 2015-05-14 | attadas |  |  | LIGHTHIPE | METRO WEST | 2181810 | 4 | 2213060 | A | N | Y | 241 | -1 | I | 1950-01-01 |  | D |  | 20020646 | 20805498;20805499 |  |  |  | :12530 | 12530:12530 | main_exi_3_route_oh | CIRCUIT_BREAKER |  |  |  |  | -1.77 | 3 |  | 504449 |  | [MDSYS.SDO_GEOMETRY]
60908491 | 20042166 | EXISTING | BOEING | 1865 | LENNOX | 5213 | D | NO | SCE | THREE | UNKNOWN | 16KV | LOW 5 | UNKNOWN | MB | UNKNOWN | UNKNOWN |  |  | SYSTEM | 2017-08-24 | beealdb |  | CONSOLIDATED | EL NIDO | METRO WEST | 2133705 |  | 2216886 | A | Y | N |  | -1 | I | 1966-12-01 |  | D |  | 20042176 | 20099837;20099838 |  |  |  | :01865 | 01865:01865 | main_exi_3_route_oh | CIRCUIT_BREAKER |  |  |  |  | -1.76 | 3 |  | 504449 |  | [MDSYS.SDO_GEOMETRY]
60908492 | 20044991 | EXISTING | COPPERHEAD | 4012 | NORTH OAKS | 5542 | D | NO | SCE | THREE | UNKNOWN | 16KV | LOW 4 | UNKNOWN | MB | UNKNOWN | UNKNOWN |  |  | SYSTEM | 2013-12-07 | ramuj |  | CONSOLIDATED | SAUGUS | NORTH COAST | 2159323 |  | 2214980 | A | N | Y | 210 | -1 | I | 1971-07-01 |  | D |  | 20045001 | 20125829;20125830 |  |  |  | :04012 | 04012:04012 | main_exi_3_route_oh | CIRCUIT_BREAKER |  |  |  |  | -1.76 | 3 |  | 504449 |  | [MDSYS.SDO_GEOMETRY]
60908493 | 20077796 | EXISTING | RAZOR | 14735 | PALMDALE | 5564 | D | NO | SCE | THREE | UNKNOWN | 12KV | LOW 6 | UNKNOWN | MB | UNKNOWN | UNKNOWN |  |  | SYSTEM | 2013-11-19 | mannepl |  | CONSOLIDATED | VINCENT | NORTH COAST | 2182938 | 2 | 2212778 | A | N | N |  | -1 | I | 1987-06-01 |  | D |  | 20077806 | 20183061;20183062 |  |  |  | :14735 | 14735:14735 | main_exi_3_route_oh | CIRCUIT_BREAKER |  |  |  |  | -1.78 | 3 |  | 504449 |  | [MDSYS.SDO_GEOMETRY]
60908494 | 20126916 | EXISTING | BOGART | 1869 | MOVIE | 5798 | D | NO | SCE | THREE | UNKNOWN | 16KV | LOW 4 | UNKNOWN | MB | UNKNOWN | UNKNOWN |  |  | SYSTEM | 2015-04-09 | bessar |  |  | EL NIDO | METRO WEST | 2137735 |  | 2215464 | S | N | Y | 202 | -1 | I | 1987-06-19 |  | D |  | 20126926 | 20216242 |  |  |  | :01869 | 01869:01869 | main_exi_3_route_oh | CIRCUIT_BREAKER |  |  |  |  | -1.76 | 3 |  | 504449 |  | [MDSYS.SDO_GEOMETRY]
60908495 | 20140192 | EXISTING | COPY | 4023 | COPY P.T. | 7145 | A | NO | SCE | THREE | UNKNOWN | 4KV | LOW 1 | UNKNOWN | MB | UNKNOWN | UNKNOWN |  |  | SYSTEM | 2013-10-28 | lantzmk |  | CONSOLIDATED | GOLETA | NORTH COAST | 2148841 |  | 2122979 | N | N | N |  | -1 | I | 1969-04-01 |  | D |  | 20140202 | 20140664 |  |  |  | :04023 | 04023:04023 | main_exi_3_route_oh | CIRCUIT_BREAKER |  |  |  |  | -1.72 | 3 |  | 504449 |  | [MDSYS.SDO_GEOMETRY]
60908496 | 20140701 | EXISTING | CORDIAL | 4045 | HANFORD | 5310 | D | NO | SCE | THREE | UNKNOWN | 12KV | LOW 7 | UNKNOWN | MB | UNKNOWN | UNKNOWN |  |  | SYSTEM | 2014-01-09 | mannepl |  | CONSOLIDATED | SAN JOAQUIN | SAN JOAQUIN | 2148842 |  | 2219430 | A | N | Y | 209 | -1 | I | 1967-05-01 |  | D |  | 20140711 | 20222190 |  |  |  | :04045 | 04045:04045 | main_exi_3_route_oh | CIRCUIT_BREAKER |  |  |  |  | -1.79 | 3 |  | 504449 |  | [MDSYS.SDO_GEOMETRY]
60908497 | 20184839 | EXISTING | READY | 14740 | SAN MIGUEL | 5577 | D | NO | SCE | THREE | UNKNOWN | 16KV | LOW 3 | UNKNOWN | MB | UNKNOWN | UNKNOWN |  |  | SYSTEM | 2013-12-16 | merugusn |  | CONSOLIDATED | SANTA CLARA | NORTH COAST | 2180269 | 1 | 2212814 | A | Y | N |  | -1 | I | 1966-02-01 |  | D |  | 20184849 | 20293800;20293801 |  |  |  | :14740 | 14740:14740 | main_exi_3_route_oh | CIRCUIT_BREAKER |  |  |  |  | -1.73 | 3 |  | 504449 |  | [MDSYS.SDO_GEOMETRY]
60908498 | 20220395 | EXISTING | BOLAND | 1880 | FREMONT | 5720 | D | NO | SCE | THREE | UNKNOWN | 4KV | LOW 9 | UNKNOWN | MB | UNKNOWN | UNKNOWN |  |  | SYSTEM | 2017-10-26 | maxwelbw |  |  | LIGHTHIPE | METRO WEST | 2133707 | 1 | 2217610 | A | N | Y | 220 | -1 | I | 1971-07-01 |  | D |  | 20220405 | 20256858 |  |  |  | :01880 | 01880:01880 | main_exi_3_route_oh | CIRCUIT_BREAKER |  |  |  |  | -1.76 | 3 |  | 504449 |  | [MDSYS.SDO_GEOMETRY]
60908499 | 20242151 | EXISTING | CORNELL | 4060 | LAKESIDE P.T. | 7460 | A | NO | SCE | THREE | UNKNOWN | 4KV | LOW 1 | UNKNOWN | MB | UNKNOWN | UNKNOWN |  |  | SYSTEM | 2013-12-23 | attadas |  | CONSOLIDATED | MOORPARK | NORTH COAST | 2163355 |  | 2125054 | N | Y | N |  | -1 | I | 1972-09-01 |  | D |  | 20242161 | 20244188 |  |  |  | :04060 | 04060:04060 | main_exi_3_route_oh | CIRCUIT_BREAKER |  |  |  |  | -1.74 | 3 |  | 504449 |  | [MDSYS.SDO_GEOMETRY]
60908506 | 20253030 | EXISTING | CORSICA | 4111 | GONZALES | 5587 | D | NO | SCE | THREE | UNKNOWN | 16KV | LOW 3 | UNKNOWN | MB | UNKNOWN | UNKNOWN |  |  | SYSTEM | 2014-02-07 | attadas |  | CONSOLIDATED | SANTA CLARA | NORTH COAST | 2148845 |  | 2212826 | A | Y | N |  | -1 | I | 1969-12-01 |  | D |  | 20253040 | 20353132;20353133 |  |  |  | :04111 | 04111:04111 | main_exi_3_route_oh | CIRCUIT_BREAKER |  |  |  |  | -1.73 | 3 |  | 504449 |  | [MDSYS.SDO_GEOMETRY]
60908507 | 20258972 | EXISTING | BOLTON | 1893 | JERSEY | 5776 | D | NO | SCE | THREE | UNKNOWN | 16KV | LOW 5 | UNKNOWN | MB | UNKNOWN | UNKNOWN |  |  | SYSTEM | 2015-03-12 | bondigc |  | CONSOLIDATED | LIGHTHIPE | METRO WEST | 2137909 | 2 | 2215406 | A | N | N |  | -1 | I | 1988-09-01 |  | D |  | 20258982 | 20381462;20381463 |  |  |  | :01893 | 01893:01893 | main_exi_3_route_oh | CIRCUIT_BREAKER |  |  |  |  | -1.76 | 3 |  | 504449 |  | [MDSYS.SDO_GEOMETRY]
60908508 | 20295890 | EXISTING | REDBANKS | 14750 | VENICE HILL | 5329 | D | NO | SCE | THREE | UNKNOWN | 12KV | LOW 2 | UNKNOWN | MB | UNKNOWN | UNKNOWN |  |  | SYSTEM | 2014-02-03 | aminencn |  | CONSOLIDATED | SAN JOAQUIN | SAN JOAQUIN | 2180272 |  | 2217114 | A | N | N |  | -1 | I | 1968-04-01 |  | D |  | 20295894 | 20499799;20499800 |  |  |  | :14750 | 14750:14750 | main_exi_3_route_oh | CIRCUIT_BREAKER |  |  |  |  | -1.8 | 5 |  | 504449 |  | [MDSYS.SDO_GEOMETRY]
60908509 | 20371257 | EXISTING | CORTA | 4115 | VICTORVILLE | 8260 | D | NO | SCE | THREE | UNKNOWN | 4KV | LOW 7 | UNKNOWN | MB | UNKNOWN | UNKNOWN |  |  | SYSTEM | 2014-02-24 | bessar |  | CONSOLIDATED | LUGO | DESERT | 2141576 |  | 2213804 | A | N | Y |  | -1 | I | 1950-01-01 |  | D |  | 20371264 | 20372876 |  |  |  | :04115 | 04115:04115 | main_exi_3_route_oh | CIRCUIT_BREAKER |  |  |  |  | -1.81 | 3 |  | 504449 |  | [MDSYS.SDO_GEOMETRY]
60908510 | 20373168 | EXISTING | COUNTS | 4125 | COUNTS P.T. | 7142 | A | NO | SCE | THREE | UNKNOWN | 2.4KV | LOW 1 | UNKNOWN | MB | UNKNOWN | UNKNOWN |  |  | SYSTEM | 2014-01-09 | ramuj |  | CONSOLIDATED | SAN JOAQUIN | SAN JOAQUIN | 2163541 |  | 2122596 | N | N | N |  | -1 | I | 1950-01-01 |  | D |  | 20373178 | 20373643 |  |  |  | :04125 | 04125:04125 | main_exi_3_route_oh | CIRCUIT_BREAKER |  |  |  |  | -1.8 | 3 |  | 504449 |  | [MDSYS.SDO_GEOMETRY]
60908511 | 20393665 | EXISTING | COTTON | 4160 | POPLAR | 5322 | D | NO | SCE | THREE | UNKNOWN | 12KV | LOW 5 | UNKNOWN | MB | UNKNOWN | UNKNOWN |  |  | SYSTEM | 2014-01-09 | bodduvh |  | CONSOLIDATED | SAN JOAQUIN | SAN JOAQUIN | 2163543 |  | 2217098 | A | N | Y | 234 | -1 | I | 1950-01-01 |  | D |  | 20393675 | 20418903;20418904 |  |  |  | :04160 | 04160:04160 | main_exi_3_route_oh | CIRCUIT_BREAKER |  |  |  |  | -1.78 | 6 |  | 504449 |  | [MDSYS.SDO_GEOMETRY]
60908512 | 20400878 | EXISTING | BOND | 1900 | WATSON | 5758 | D | NO | SCE | THREE | UNKNOWN | 12KV | LOW 5 | UNKNOWN | MB | UNKNOWN | UNKNOWN |  |  | SYSTEM | 2015-01-25 | kallurr |  | CONSOLIDATED | LIGHTHIPE | METRO WEST | 2132076 |  | 2215372 | S | Y | N |  | -1 | I | 1950-01-01 |  | D |  | 20400888 | 20403350;20403351 |  |  |  | :01900 | 01900:01900 | main_exi_3_route_oh | CIRCUIT_BREAKER |  |  |  |  | -1.76 | 3 |  | 504449 |  | [MDSYS.SDO_GEOMETRY]
60908513 | 20404816 | EXISTING | BORDEN | 1975 | DITMAR | 5246 | D | NO | SCE | THREE | UNKNOWN | 4KV | LOW 11 | UNKNOWN | MB | UNKNOWN | UNKNOWN |  |  | SYSTEM | 2017-05-08 | maxwelbw |  |  | EL NIDO | METRO WEST | 2133853 | 6 | 2212364 | A | N | Y | 203 | -1 | I | 1960-10-01 |  | D |  | 20404826 | 20461547;196547111 |  |  |  | :01975 | 01975:01975 | main_exi_3_route_oh | CIRCUIT_BREAKER |  |  |  |  | -1.76 | 3 |  | 504449 |  | [MDSYS.SDO_GEOMETRY]
60908514 | 20419691 | EXISTING | COTTONMOUTH | 4162 | NORTH OAKS | 5542 | D | NO | SCE | THREE | UNKNOWN | 16KV | LOW 8 | UNKNOWN | MB | UNKNOWN | UNKNOWN |  |  | SYSTEM | 2013-12-07 | simhadk |  | CONSOLIDATED | SAUGUS | NORTH COAST | 2143774 |  | 2214980 | A | N | N |  | -1 | I | 1971-07-01 |  | D |  | 20419701 | 20504017;20504018 |  |  |  | :04162 | 04162:04162 | main_exi_3_route_oh | CIRCUIT_BREAKER |  |  |  |  | -1.76 | 3 |  | 504449 |  | [MDSYS.SDO_GEOMETRY]
60908516 | 20464326 | EXISTING | BORT | 1980 | SUNNYSIDE | 5785 | D | NO | SCE | THREE | UNKNOWN | 12KV | LOW 1 | UNKNOWN | MB | UNKNOWN | UNKNOWN |  |  | SYSTEM | 2017-10-20 | maxwelbw |  | CONSOLIDATED | LIGHTHIPE | METRO WEST | 2132235 | 1 | 2217758 | S | N | Y | 110 | -1 | I | 1949-05-01 |  | D |  | 20464336 | 20498430 |  |  |  | :01980 | 01980:01980 | main_exi_3_route_oh | CIRCUIT_BREAKER |  |  |  |  | -1.77 | 3 |  | 504449 |  | [MDSYS.SDO_GEOMETRY]
60908521 | 20501985 | EXISTING | RED BARN | 14753 | NORTH MUROC | 8206 | D | NO | SCE | THREE | UNKNOWN | 12KV | LOW 1 | UNKNOWN | MB | UNKNOWN | UNKNOWN |  |  | SYSTEM | 2014-02-18 | bessar |  | CONSOLIDATED | LUGO | RURALS | 2180274 |  | 2218348 | A | Y | N |  | -1 | I | 1950-01-01 |  | D |  | 20501992 | 20518426;157921648 |  |  |  | :14753 | 14753:14753 | main_exi_3_route_oh | CIRCUIT_BREAKER |  |  |  |  | -1.8 | 6 |  | 504449 |  | [MDSYS.SDO_GEOMETRY]
60908522 | 20505222 | EXISTING | FROZEN | 4170 | TEJON (PGAE) | 4133 | F | NO | SCE | THREE | UNKNOWN | 12KV | LOW 1 | UNKNOWN | MB | UNKNOWN | UNKNOWN |  |  | SYSTEM | 2013-11-07 | ankarlr |  | CONSOLIDATED | VINCENT | NORTH COAST | 2141759 |  | 2274125 | A | Y | N |  | -1 | I | 1966-06-01 |  | D |  | 20505229 | 20505699;191144291 |  |  |  | :04170 | 04170:04170 | main_exi_3_route_oh | CIRCUIT_BREAKER |  |  |  |  | -1.78 | 15 |  | 504449 |  | [MDSYS.SDO_GEOMETRY]
60908528 | 20506513 | EXISTING | COURSON | 4207 | PALMDALE | 5564 | D | NO | SCE | THREE | UNKNOWN | 12KV | LOW 8 | UNKNOWN | MB | UNKNOWN | UNKNOWN |  |  | SYSTEM | 2013-11-08 | punukos |  | CONSOLIDATED | VINCENT | NORTH COAST | 2141760 | 2 | 2212778 | A | N | N |  | -1 | I | 1991-04-05 |  | D |  | 20506523 | 20607773;20607774 |  |  |  | :04207 | 04207:04207 | main_exi_3_route_oh | CIRCUIT_BREAKER |  |  |  |  | -1.78 | 2.5 |  | 504449 |  | [MDSYS.SDO_GEOMETRY]
60908529 | 20518787 | EXISTING | RED MOUNTAIN | 14810 | CASITAS | 5504 | D | NO | SCE | THREE | UNKNOWN | 16KV | LOW 1 | UNKNOWN | MB | UNKNOWN | UNKNOWN |  |  | SYSTEM | 2013-12-17 | kallurr |  | CONSOLIDATED | SANTA CLARA | NORTH COAST | 2180276 |  | 2214878 | S | Y | N |  | -1 | I | 1950-01-01 |  | D |  | 20518797 | 20546186;20546187 |  |  |  | :14810 | 14810:14810 | main_exi_3_route_oh | CIRCUIT_BREAKER |  |  |  |  | -1.73 | 4 |  | 504449 |  | [MDSYS.SDO_GEOMETRY]
60908530 | 20533031 | EXISTING | BORIS | 1990 | BANDINI | 5107 | D | NO | SCE | THREE | UNKNOWN | 16KV | LOW 3 | UNKNOWN | MB | UNKNOWN | UNKNOWN |  |  | SYSTEM | 2017-10-26 | maxwelbw |  |  | LIGHTHIPE | METRO WEST | 2146096 | 2 | 2214362 | S | Y | N |  | -1 | I | 1950-01-01 |  | D |  | 20533041 | 20558890 |  |  |  | :01990 | 01990:01990 | main_exi_3_route_oh | CIRCUIT_BREAKER |  |  |  |  | -1.77 | 2.5 |  | 504449 |  | [MDSYS.SDO_GEOMETRY]
60908531 | 20583610 | EXISTING | REDSTONE | 14814 | ESTERO | 5563 | D | NO | SCE | THREE | UNKNOWN | 16KV | LOW 1 | UNKNOWN | MB | UNKNOWN | UNKNOWN |  |  | SYSTEM | 2014-02-17 | bodduvh |  | CONSOLIDATED | SANTA CLARA | NORTH COAST | 2186141 |  | 2217340 | A | Y | N |  | -1 | I | 1965-07-01 |  | D |  | 20583620 | 20739582;20739583 |  |  |  | :14814 | 14814:14814 | main_exi_3_route_oh | CIRCUIT_BREAKER |  |  |  |  | -115.87 | 6 |  | 504449 |  | [MDSYS.SDO_GEOMETRY]
60908532 | 20587359 | EXISTING | BOSTON | 2020 | GRAHAM | 5725 | D | NO | SCE | THREE | UNKNOWN | 4KV | LOW 1 | UNKNOWN | MB | UNKNOWN | UNKNOWN |  |  | SYSTEM | 2015-02-05 | bondigc |  |  | LIGHTHIPE | METRO WEST | 2146098 |  | 2215300 | A | N | N |  | -1 | I | 1950-01-01 |  | D |  | 20587366 | 20616261;20616262 |  |  |  | :02020 | 02020:02020 | main_exi_3_route_oh | CIRCUIT_BREAKER |  |  |  |  | -1.76 | 3 |  | 504449 |  | [MDSYS.SDO_GEOMETRY]
60908538 | 20609545 | EXISTING | COVENTRY | 4226 | THOUSAND OAKS | 5569 | D | NO | SCE | THREE | UNKNOWN | 16KV | LOW 8 | UNKNOWN | MB | UNKNOWN | UNKNOWN |  |  | SYSTEM | 2015-04-10 | lantzmk |  | CONSOLIDATED | MOORPARK | NORTH COAST | 2149022 | 1 | 2212798 |  |  |  |  | -1 | I | 1990-04-27 |  | D |  | 20609555 | 20690866;20690867 |  |  |  | :04226 | 04226:04226 | main_exi_3_route_oh | CIRCUIT_BREAKER |  |  |  |  | -1.74 | 3 |  | 504449 |  | [MDSYS.SDO_GEOMETRY]
60908539 | 20618666 | EXISTING | BOULEVARD | 2030 | LINDEN | 5734 | D | NO | SCE | THREE | UNKNOWN | 4KV | LOW 3 | UNKNOWN | MB | UNKNOWN | UNKNOWN |  |  | SYSTEM | 2014-12-29 | aminencn |  | CONSOLIDATED | LIGHTHIPE | METRO WEST | 2146281 |  | 2217650 | A | N | Y |  | -1 | I | 2029-11-01 |  | D |  | 20618676 | 20626082 |  |  |  | :02030 | 02030:02030 | main_exi_3_route_oh | CIRCUIT_BREAKER |  |  |  |  | -1.77 | 3 |  | 504449 |  | [MDSYS.SDO_GEOMETRY]
60908540 | 20626365 | EXISTING | BOW | 2037 | PICO | 5722 | D | NO | SCE | THREE | UNKNOWN | 12KV | LOW 11 | UNKNOWN | MB | UNKNOWN | UNKNOWN |  |  | SYSTEM | 2014-11-25 | kallurr |  | CONSOLIDATED | LIGHTHIPE | METRO WEST | 2137913 | 2 | 2219974 | S | N | Y | 130 | -1 | I | 1985-02-01 |  | D |  | 20626375 | 20660762 |  |  |  | :02037 | 02037:02037 | main_exi_3_route_oh | CIRCUIT_BREAKER |  |  |  |  | -1.76 | 3 |  | 504449 |  | [MDSYS.SDO_GEOMETRY]
60908541 | 20697575 | EXISTING | BOWIE | 2042 | PIONEER | 5886 | D | NO | SCE | THREE | UNKNOWN | 12KV | LOW 7 | UNKNOWN | MB | UNKNOWN | UNKNOWN |  |  | SYSTEM | 2017-11-03 | beealdb |  |  | LIGHTHIPE | METRO WEST | 2137915 |  | 2217978 | A | N | Y | 233 | -1 | I | 1982-03-01 |  | D |  | 20697585 | 20778150 |  |  |  | :02042 | 02042:02042 | main_exi_3_route_oh | CIRCUIT_BREAKER |  |  |  |  | -1.77 | 3 |  | 504449 |  | [MDSYS.SDO_GEOMETRY]
60908542 | 20708936 | EXISTING | CRABTREE | 4252 | SAUGUS | 5051 | D | NO | SCE | THREE | UNKNOWN | 16KV | LOW 21 | UNKNOWN | MB | UNKNOWN | UNKNOWN |  |  | SYSTEM | 2013-12-02 | simhadk |  |  | SAUGUS | NORTH COAST | 2143921 | 6 | 2211724 | A | Y | Y |  | -1 | I | 2002-07-24 |  | D |  | 20708946 | 20730910;106520893 |  |  |  | :04252 | 04252:04252 | main_exi_3_route_oh | CIRCUIT_BREAKER |  |  |  |  | -1.76 | 2 |  | 504449 |  | [MDSYS.SDO_GEOMETRY]
60908543 | 20749499 | EXISTING | CRAWFORD | 4284 | CRAWFORD P.T. | 7149 | A | NO | SCE | THREE | UNKNOWN | 2.4KV | LOW 1 | UNKNOWN | MB | UNKNOWN | UNKNOWN |  |  | SYSTEM | 2014-01-24 | kollir |  | CONSOLIDATED | LUGO | RURALS | 2149025 |  | 2123502 | N | N | Y | 239 | -1 | I | 1971-12-01 |  | D |  | 20749509 | 20749925 |  |  |  | :04284 | 04284:04284 | main_exi_3_route_oh | CIRCUIT_BREAKER |  |  |  |  | -1.83 | 3 |  | 504449 |  | [MDSYS.SDO_GEOMETRY]
60908544 | 20750028 | EXISTING | CREE | 4300 | OAK GROVE | 5337 | D | NO | SCE | THREE | UNKNOWN | 12KV | LOW 1 | UNKNOWN | MB | UNKNOWN | UNKNOWN |  |  | SYSTEM | 2014-01-09 | simhadk |  | CONSOLIDATED | SAN JOAQUIN | SAN JOAQUIN | 2149026 | 1 | 2217124 | A | N | Y | 213 | -1 | I | 1950-01-01 |  | D |  | 20750038 | 20768047 |  |  |  | :04300 | 04300:04300 | main_exi_3_route_oh | CIRCUIT_BREAKER |  |  |  |  | -1.79 | 3 |  | 504449 |  | [MDSYS.SDO_GEOMETRY]
60908545 | 20759261 | EXISTING | RIECK | 14880 | VESTAL | 5035 | D | NO | SCE | THREE | UNKNOWN | 12KV | LOW 13 | UNKNOWN | MB | UNKNOWN | UNKNOWN |  |  | SYSTEM | 2014-01-11 | merugusn |  | CONSOLIDATED | SAN JOAQUIN | SAN JOAQUIN | 2180277 |  | 2211660 | M | N | Y | 138 | -1 | I | 1950-01-01 |  | D |  | 20759271 | 20760953;20760954 |  |  |  | :14880 | 14880:14880 | main_exi_3_route_oh | CIRCUIT_BREAKER |  |  |  |  | -1.78 | 4 |  | 504449 |  | [MDSYS.SDO_GEOMETRY]
60908546 | 20761303 | EXISTING | REIMANN | 14890 | COLONIA | 5505 | D | NO | SCE | THREE | UNKNOWN | 16KV | LOW 8 | UNKNOWN | MB | UNKNOWN | UNKNOWN |  |  | SYSTEM | 2014-01-31 | aminencn |  | CONSOLIDATED | SANTA CLARA | NORTH COAST | 2183017 |  | 2219578 | S | Y | N |  | -1 | I | 1950-01-01 |  | D |  | 20761313 | 20868034;20868035 |  |  |  | :14890 | 14890:14890 | main_exi_3_route_oh | CIRCUIT_BREAKER |  |  |  |  | -1.73 | 3 |  | 504449 |  | [MDSYS.SDO_GEOMETRY]
60908547 | 20768630 | EXISTING | CRESTHAVEN | 4355 | OAK PARK | 5525 | D | NO | SCE | THREE | UNKNOWN | 16KV | LOW 2 | UNKNOWN | MB | UNKNOWN | UNKNOWN |  |  | SYSTEM | 2013-12-24 | merugusn |  | CONSOLIDATED | MOORPARK | NORTH COAST | 2149210 |  | 2217252 | A | N | Y | 250 | -1 | I | 1984-06-01 |  | D |  | 20768640 | 20810945;99554414 |  |  |  | :04355 | 04355:04355 | main_exi_3_route_oh | CIRCUIT_BREAKER |  |  |  |  | 178.26 | 3 |  | 504449 |  | [MDSYS.SDO_GEOMETRY]
60908669 | 22290291 | EXISTING | DELTA | 4890 | VENIDA | 5330 | D | NO | SCE | THREE | UNKNOWN | 12KV | LOW 4 | UNKNOWN | MB | UNKNOWN | UNKNOWN |  |  | SYSTEM | 2014-01-28 | kallurr |  | CONSOLIDATED | SAN JOAQUIN | SAN JOAQUIN | 2150272 |  | 2217116 | S | Y | N |  | -1 | I | 1950-01-01 |  | D |  | 22290301 | 22315529 |  |  |  | :04890 | 04890:04890 | main_exi_3_route_oh | CIRCUIT_BREAKER |  |  |  |  | -1.79 | 3 |  | 504449 |  | [MDSYS.SDO_GEOMETRY]
60908676 | 22321765 | EXISTING | DE MILLE | 4900 | KAGLE CANYON P.T. | 7421 | A | NO | SCE | THREE | UNKNOWN | 4KV | LOW 1 | UNKNOWN | MB | UNKNOWN | UNKNOWN |  |  | SYSTEM | 2013-12-03 | manthak |  | CONSOLIDATED | SAUGUS | NORTH COAST | 2165394 |  | 2122887 | A | N | N |  | -1 | I | 1950-01-01 |  | D |  | 22321775 | 22324452 |  |  |  | :04900 | 04900:04900 | main_exi_3_route_oh | CIRCUIT_BREAKER |  |  |  |  | 178.23 | 3 |  | 504449 |  | [MDSYS.SDO_GEOMETRY]
60908677 | 22337148 | EXISTING | NORWICH | 12890 | FAIRFAX | 5208 | D | NO | SCE | THREE | UNKNOWN | 16KV | LOW 2 | UNKNOWN | MB | UNKNOWN | UNKNOWN |  |  | SYSTEM | 2015-04-30 | aminencn |  | CONSOLIDATED | MESA | METRO WEST | 2182367 | 2 | 2214546 | S | N | Y | 122 | -1 | I | 1964-11-01 |  | D |  | 22337158 | 22411853;22411854 |  |  |  | :12890 | 12890:12890 | main_exi_3_route_oh | CIRCUIT_BREAKER |  |  |  |  | -1.76 | 3 |  | 504449 |  | [MDSYS.SDO_GEOMETRY]
60908678 | 22337575 | EXISTING | DEMAREE | 4905 | OAK GROVE | 5337 | D | NO | SCE | THREE | UNKNOWN | 12KV | LOW 5 | UNKNOWN | MB | UNKNOWN | UNKNOWN |  |  | SYSTEM | 2014-01-12 | kallurr |  |  | SAN JOAQUIN | SAN JOAQUIN | 2149400 | 2 | 2217124 | A | N | Y | 213 | -1 | I | 1974-05-01 |  | D |  | 22337585 | 22415955 |  |  |  | :04905 | 04905:04905 | main_exi_3_route_oh | CIRCUIT_BREAKER |  |  |  |  | -1.79 | 3 |  | 504449 |  | [MDSYS.SDO_GEOMETRY]
60908679 | 22365814 | EXISTING | BUTLER | 2550 | CARMENITA | 5814 | D | NO | SCE | THREE | UNKNOWN | 12KV | LOW 4 | UNKNOWN | MB | UNKNOWN | UNKNOWN |  |  | SYSTEM | 2014-11-25 | attadas |  | CONSOLIDATED | LIGHTHIPE | METRO WEST | 2154059 | 1 | 2217816 | S | N | Y | 107 | -1 | I | 1980-07-01 |  | D |  | 22365824 | 22387321 |  |  |  | :02550 | 02550:02550 | main_exi_3_route_oh | CIRCUIT_BREAKER |  |  |  |  | -1.77 | 3 |  | 504449 |  | [MDSYS.SDO_GEOMETRY]
60908680 | 22387766 | EXISTING | CABRILLO | 2580 | MADRID | 5215 | D | NO | SCE | THREE | UNKNOWN | 4KV | LOW 2 | UNKNOWN | MB | UNKNOWN | UNKNOWN |  |  | SYSTEM | 2015-03-05 | manthak |  | CONSOLIDATED | EL NIDO | METRO WEST | 2136057 |  | 2212274 | A | N | Y |  | -1 | I | 1950-01-01 |  | D |  | 22387776 | 22428292;22428293 |  |  |  | :02580 | 02580:02580 | main_exi_3_route_oh | CIRCUIT_BREAKER |  |  |  |  | -1.76 | 3 |  | 504449 |  | [MDSYS.SDO_GEOMETRY]
60908681 | 22409194 | EXISTING | ROSEBUD | 15415 | PITMAN | 5301 | D | NO | SCE | THREE | UNKNOWN | 12KV | LOW 1 | UNKNOWN | MB | UNKNOWN | UNKNOWN |  |  | SYSTEM | 2014-02-17 | manthak |  | CONSOLIDATED | SAN JOAQUIN | RURALS | 2186624 |  | 2273793 | N | N | N |  | -1 | I | 1969-07-01 |  | D |  | 22409204 | 22455079;22455080 |  |  |  | :15415 | 15415:15415 | main_exi_3_route_oh | CIRCUIT_BREAKER |  |  |  |  | -1.82 | 7 |  | 504449 |  | [MDSYS.SDO_GEOMETRY]
60908682 | 22414603 | EXISTING | NYLIC | 12930 | LOCUST | 5735 | D | NO | SCE | THREE | UNKNOWN | 4KV | LOW 4 | UNKNOWN | MB | UNKNOWN | UNKNOWN |  |  | SYSTEM | 2015-01-06 | rajendrs |  | CONSOLIDATED | LIGHTHIPE | METRO WEST | 2174214 |  | 2213106 | S | N | N |  | -1 | I | 2026-11-01 |  | D |  | 22414613 | 22433375 |  |  |  | :12930 | 12930:12930 | main_exi_3_route_oh | CIRCUIT_BREAKER |  |  |  |  | -1.76 | 3 |  | 504449 |  | [MDSYS.SDO_GEOMETRY]
60908685 | 22440648 | EXISTING | DENNIS | 4940 | LITTLE ROCK | 5518 | D | NO | SCE | THREE | UNKNOWN | 12KV | LOW 5 | UNKNOWN | MB | UNKNOWN | UNKNOWN |  |  | SYSTEM | 2013-11-06 | simhadk |  | CONSOLIDATED | VINCENT | NORTH COAST | 2165396 |  | 2212664 | A | N | Y | 229 | -1 | I | 1950-01-01 |  | D |  | 22440655 | 22441347;157700233 |  |  |  | :04940 | 04940:04940 | main_exi_3_route_oh | CIRCUIT_BREAKER |  |  |  |  | -1.79 | 6 |  | 504449 |  | [MDSYS.SDO_GEOMETRY]
60908686 | 22441861 | EXISTING | DESERT | 5000 | LANCASTER | 5514 | D | NO | SCE | THREE | UNKNOWN | 4KV | LOW 13 | UNKNOWN | MB | UNKNOWN | UNKNOWN |  |  | SYSTEM | 2013-11-08 | bessar |  | CONSOLIDATED | VINCENT | NORTH COAST | 2150429 |  | 2212654 | S | N | Y | 110 | -1 | I | 1950-01-01 |  | D |  | 22441871 | 22458178;22458179 |  |  |  | :05000 | 05000:05000 | main_exi_3_route_oh | CIRCUIT_BREAKER |  |  |  |  | -1.78 | 3 |  | 504449 |  | [MDSYS.SDO_GEOMETRY]
60908687 | 22449730 | EXISTING | CAGNEY | 2628 | MOVIE | 5798 | D | NO | SCE | THREE | UNKNOWN | 16KV | LOW 3 | UNKNOWN | MB | UNKNOWN | UNKNOWN |  |  | SYSTEM | 2015-04-28 | amathis |  | CONSOLIDATED | EL NIDO | METRO WEST | 2139449 |  | 2215464 | S | N | Y | 202 | -1 | I | 1987-06-19 |  | D |  | 22449737 | 22486763 |  | 22485829 |  | :02628 | 02628:02628 | main_exi_3_route_oh | CIRCUIT_BREAKER |  |  |  |  | -1.76 | 3 |  | 504449 |  | [MDSYS.SDO_GEOMETRY]
60908688 | 22459170 | EXISTING | DESOLATE | 5013 | CADY | 8119 | D | NO | SCE | THREE | UNKNOWN | 12KV | LOW 1 | UNKNOWN | MB | UNKNOWN | UNKNOWN |  |  | SYSTEM | 2014-03-03 | merugusn |  | CONSOLIDATED | LUGO | RURALS | 2165580 |  | 2215944 | A | N | Y | 239 | -1 | I | 1950-01-01 |  | D |  | 22459177 | 22531601;22531602 |  |  |  | :05013 | 05013:05013 | main_exi_3_route_oh | CIRCUIT_BREAKER |  |  |  |  | -1.84 | 6 |  | 504449 |  | [MDSYS.SDO_GEOMETRY]
60908694 | 22472427 | EXISTING | ROSEDALE | 15420 | LINDSAY | 5317 | D | NO | SCE | THREE | UNKNOWN | 12KV | LOW 6 | UNKNOWN | MB | UNKNOWN | UNKNOWN |  |  | SYSTEM | 2014-03-14 | bodduvh |  | CONSOLIDATED | SAN JOAQUIN | SAN JOAQUIN | 2186625 |  | 2219444 | S | N | Y | 122 | -1 | I | 1950-01-01 |  | D |  | 22472437 | 22555749 |  |  |  | :15420 | 15420:15420 | main_exi_3_route_oh | CIRCUIT_BREAKER |  |  |  |  | -1.79 | 3 |  | 504449 |  | [MDSYS.SDO_GEOMETRY]
60908733 | 22939217 | EXISTING | CANEHILL | 2857 | LAKEWOOD | 5733 | D | NO | SCE | THREE | UNKNOWN | 4KV | LOW 1 | UNKNOWN | MB | UNKNOWN | UNKNOWN |  |  | SYSTEM | 2015-02-09 | manthak |  |  | LIGHTHIPE | METRO WEST | 2145509 | 2 | 2215320 | A | N | Y | 237 | -1 | I | 1959-12-01 |  | D |  | 22939227 | 23008212 |  |  |  | :02857 | 02857:02857 | main_exi_3_route_oh | CIRCUIT_BREAKER |  |  |  |  | -1.77 | 3 |  | 504449 |  | [MDSYS.SDO_GEOMETRY]
60908739 | 22975463 | EXISTING | O'MALLEY | 13162 | MURPHY | 5812 | D | NO | SCE | THREE | UNKNOWN | 12KV | LOW 5 | UNKNOWN | MB | UNKNOWN | UNKNOWN |  |  | SYSTEM | 2015-03-18 | bodduvh |  |  | LIGHTHIPE | METRO WEST | 2182455 |  | 2213242 | A | N | Y | 204 | -1 | I | 1966-09-01 |  | D |  | 22975470 | 23077658;23077659 |  |  |  | :13162 | 13162:13162 | main_exi_3_route_oh | CIRCUIT_BREAKER |  |  |  |  | -1.77 | 3 |  | 504449 |  | [MDSYS.SDO_GEOMETRY]
60908740 | 22993868 | EXISTING | SALVADOR | 15701 | SAN MIGUEL | 5577 | D | NO | SCE | THREE | UNKNOWN | 16KV | LOW 1 | UNKNOWN | MB | UNKNOWN | UNKNOWN |  |  | SYSTEM | 2013-12-19 | manthak |  | CONSOLIDATED | SANTA CLARA | NORTH COAST | 2183448 | 2 | 2212814 | A | Y | N |  | -1 | I | 1969-08-01 |  | D |  | 22993878 | 23127321;23127322 |  |  |  | :15701 | 15701:15701 | main_exi_3_route_oh | CIRCUIT_BREAKER |  |  |  |  | -1.73 | 2.5 |  | 504449 |  | [MDSYS.SDO_GEOMETRY]
60908741 | 23000766 | EXISTING | DIVISION | 5110 | ROSAMOND | 5541 | D | NO | SCE | THREE | UNKNOWN | 12KV | LOW 5 | UNKNOWN | MB | UNKNOWN | UNKNOWN |  |  | SYSTEM | 2013-11-09 | mannepl |  | CONSOLIDATED | VINCENT | NORTH COAST | 2149585 |  | 2217298 | S | Y | N |  | -1 | I | 1950-01-01 |  | D |  | 23000776 | 23041363;23041364 |  |  |  | :05110 | 05110:05110 | main_exi_3_route_oh | CIRCUIT_BREAKER |  |  |  |  | -1.78 | 4 |  | 504449 |  | [MDSYS.SDO_GEOMETRY]
60908742 | 23009179 | EXISTING | CANNING | 2870 | LAGUNA BELL | 5074 | D | NO | SCE | THREE | UNKNOWN | 16KV | LOW 28 | UNKNOWN | MB | UNKNOWN | UNKNOWN |  |  | SYSTEM | 2015-03-19 | merugusn |  | CONSOLIDATED | LIGHTHIPE | METRO WEST | 2145511 | 5 | 2216554 | M | N | Y | 107 | -1 | I | 1950-01-01 |  | D |  | 23009189 | 23056312 |  |  |  | :02870 | 02870:02870 | main_exi_3_route_oh | CIRCUIT_BREAKER |  |  |  |  | -1.77 | 3 |  | 504449 |  | [MDSYS.SDO_GEOMETRY]
60908743 | 23051645 | EXISTING | DOBLE | 5123 | COTTONWOOD | 8027 | D | NO | SCE | THREE | UNKNOWN | 33KV | LOW 3 | UNKNOWN | MB | UNKNOWN | UNKNOWN |  |  | SYSTEM | 2014-02-17 | bodduvh |  | CONSOLIDATED | LUGO | DESERT | 2166853 |  | 2218096 | N | N | Y | 242 | -1 | I | 1967-02-01 |  | D |  | 23051652 | 23052516;23052517 |  |  |  | :05123 | 05123:05123 | main_exi_3_route_oh | CIRCUIT_BREAKER |  |  |  |  | -1.83 | 3 |  | 504449 |  | [MDSYS.SDO_GEOMETRY]
60908744 | 23056532 | EXISTING | CANTON | 2880 | LOS CERRITOS | 5738 | D | NO | SCE | THREE | UNKNOWN | 4KV | LOW 8 | UNKNOWN | MB | UNKNOWN | UNKNOWN |  |  | SYSTEM | 2014-11-26 | kallurr |  | CONSOLIDATED | LIGHTHIPE | METRO WEST | 2154253 |  | 2217658 | A | N | Y | 216 | -1 | I | 2023-11-01 |  | D |  | 23056542 | 23104833;23104834 |  |  |  | :02880 | 02880:02880 | main_exi_3_route_oh | CIRCUIT_BREAKER |  |  |  |  | -1.76 | 3 |  | 504449 |  | [MDSYS.SDO_GEOMETRY]
60908745 | 23072922 | EXISTING | DOMELAND | 5195 | DOMELAND P.T. | 7173 | A | NO | SCE | THREE | UNKNOWN | 12KV | LOW 1 | UNKNOWN | MB | UNKNOWN | UNKNOWN |  |  | SYSTEM | 2014-01-22 | bodduvh |  | CONSOLIDATED | LUGO | RURALS | 2146486 |  | 2123556 | N | N | N |  | -1 | I | 1980-04-01 |  | D |  | 23072932 | 23073263 |  |  |  | :05195 | 05195:05195 | main_exi_3_route_oh | CIRCUIT_BREAKER |  |  |  |  | -1.81 | 3 |  | 504449 |  | [MDSYS.SDO_GEOMETRY]
60908746 | 23073360 | EXISTING | DONERT | 5204 | SAVAGE | 8020 | D | NO | SCE | THREE | UNKNOWN | 12KV | LOW 4 | UNKNOWN | MB | UNKNOWN | UNKNOWN |  |  | SYSTEM | 2014-03-26 | kallurr |  |  | LUGO | DESERT | 2167033 | 1 | 2220412 | A | N | Y | 219 | -1 | I | 1980-07-01 |  | D |  | 23073370 | 23134680;23134681 |  |  |  | :05204 | 05204:05204 | main_exi_3_route_oh | CIRCUIT_BREAKER |  |  |  |  | -1.81 | 2 |  | 504449 |  | [MDSYS.SDO_GEOMETRY]
60908747 | 23079610 | EXISTING | OPAL | 13190 | REDONDO | 5227 | D | NO | SCE | THREE | UNKNOWN | 4KV | LOW 2 | UNKNOWN | MB | UNKNOWN | UNKNOWN |  |  | SYSTEM | 2015-03-27 | kallurr |  | CONSOLIDATED | EL NIDO | METRO WEST | 2178752 |  | 2214594 | A | N | Y | 214 | -1 | I | 1950-01-01 |  | D |  | 23079614 | 23112353 |  |  |  | :13190 | 13190:13190 | main_exi_3_route_oh | CIRCUIT_BREAKER |  |  |  |  | -1.76 | 3 |  | 504449 |  | [MDSYS.SDO_GEOMETRY]
60908748 | 23112585 | EXISTING | ORA | 13200 | SUNNYSIDE | 5785 | D | NO | SCE | THREE | UNKNOWN | 4KV | LOW 11 | UNKNOWN | MB | UNKNOWN | UNKNOWN |  |  | SYSTEM | 2018-01-09 | maxwelbw |  | CONSOLIDATED | LIGHTHIPE | METRO WEST | 2178753 | 3 | 2215432 | S | N | Y | 118 | -1 | I | 1951-06-01 |  | D |  | 23112595 | 23156366 |  |  |  | :13200 | 13200:13200 | main_exi_3_route_oh | CIRCUIT_BREAKER |  |  |  |  | -1.77 | 3 |  | 504449 |  | [MDSYS.SDO_GEOMETRY]
60908749 | 23141349 | EXISTING | DONLON | 5207 | SOMIS | 5536 | D | NO | SCE | THREE | UNKNOWN | 16KV | LOW 5 | UNKNOWN | MB | UNKNOWN | UNKNOWN |  |  | SYSTEM | 2013-12-05 | simhadk |  | CONSOLIDATED | SANTA CLARA | NORTH COAST | 2154621 |  | 2212720 | A | N | Y | 236 | -1 | I | 1966-02-01 |  | D |  | 23141359 | 23214291;23214292 |  |  |  | :05207 | 05207:05207 | main_exi_3_route_oh | CIRCUIT_BREAKER |  |  |  |  | -1.74 | 4 |  | 504449 |  | [MDSYS.SDO_GEOMETRY]
60908755 | 23150136 | EXISTING | CAPETOWN | 2900 | LUCAS | 5771 | D | NO | SCE | THREE | UNKNOWN | 12KV | LOW 7 | UNKNOWN | MB | UNKNOWN | UNKNOWN |  |  | SYSTEM | 2015-04-08 | kallurr |  |  | LIGHTHIPE | METRO WEST | 2136389 |  | 2220062 | S | N | Y | 108 | -1 | I | 1950-01-01 |  | D |  | 23150143 | 23222730;23222731 |  |  |  | :02900 | 02900:02900 | main_exi_3_route_oh | CIRCUIT_BREAKER |  |  |  |  | -1.77 | 3 |  | 504449 |  | [MDSYS.SDO_GEOMETRY]
60908695 | 22476416 | EXISTING | OAKHURST | 12970 | BEVERLY | 5201 | D | NO | SCE | THREE | UNKNOWN | 4KV | LOW 16 | UNKNOWN | MB | UNKNOWN | UNKNOWN |  |  | SYSTEM | 2015-04-06 | kallurr |  | CONSOLIDATED | MESA | METRO WEST | 2178596 | 3 | 2219196 | A | N | Y | 228 | -1 | I | 1950-01-01 |  | D |  | 22476426 | 22526958 |  |  |  | :12970 | 12970:12970 | main_exi_3_route_oh | CIRCUIT_BREAKER |  |  |  |  | -1.76 | 3 |  | 504449 |  | [MDSYS.SDO_GEOMETRY]
60908696 | 22512302 | EXISTING | CALAREST | 2652 | BEVERLY | 5201 | D | NO | SCE | THREE | UNKNOWN | 4KV | LOW 19 | UNKNOWN | MB | UNKNOWN | UNKNOWN |  |  | SYSTEM | 2015-03-27 | manthak |  | CONSOLIDATED | MESA | METRO WEST | 2139454 | 2 | 2219196 | A | N | Y | 228 | -1 | I | 1965-09-01 |  | D |  | 22512312 | 22539927 |  |  |  | :02652 | 02652:02652 | main_exi_3_route_oh | CIRCUIT_BREAKER |  |  |  |  | -1.76 | 3 |  | 504449 |  | [MDSYS.SDO_GEOMETRY]
60908697 | 22527235 | EXISTING | OCANA | 13002 | CHERRY | 5797 | D | NO | SCE | THREE | UNKNOWN | 12KV | LOW 2 | UNKNOWN | MB | UNKNOWN | UNKNOWN |  |  | SYSTEM | 2015-03-06 | bessar |  | CONSOLIDATED | LIGHTHIPE | METRO WEST | 2178598 |  | 2217778 | A | N | N |  | -1 | I | 1987-08-01 |  | D |  | 22527245 | 22578129 |  |  |  | :13002 | 13002:13002 | main_exi_3_route_oh | CIRCUIT_BREAKER |  |  |  |  | -1.76 | 3 |  | 504449 |  | [MDSYS.SDO_GEOMETRY]
60908698 | 22534456 | EXISTING | DEVINE | 5018 | THOUSAND OAKS | 5569 | D | NO | SCE | THREE | UNKNOWN | 16KV | LOW 3 | UNKNOWN | MB | UNKNOWN | UNKNOWN |  |  | SYSTEM | 2015-04-10 | lantzmk |  | CONSOLIDATED | MOORPARK | NORTH COAST | 2149403 | 1 | 2212798 | A | Y | N |  | -1 | I | 1960-12-01 |  | D |  | 22534466 | 22632600;22632601 |  |  |  | :05018 | 05018:05018 | main_exi_3_route_oh | CIRCUIT_BREAKER |  |  |  |  | -1.74 | 3 |  | 504449 |  | [MDSYS.SDO_GEOMETRY]
60908700 | 22540270 | EXISTING | CALM | 2735 | NEPTUNE | 5781 | D | NO | SCE | THREE | UNKNOWN | 12KV | LOW 4 | UNKNOWN | MB | UNKNOWN | UNKNOWN |  |  | SYSTEM | 2017-10-20 | maxwelbw |  | CONSOLIDATED | LIGHTHIPE | METRO WEST | 2154068 |  | 2220082 | A | Y | N |  | -1 | I | 1966-09-01 |  | D |  | 22540280 | 22624549 |  |  |  | :02735 | 02735:02735 | main_exi_3_route_oh | CIRCUIT_BREAKER |  |  |  |  | -1.76 | 3 |  | 504449 |  | [MDSYS.SDO_GEOMETRY]
60908705 | 22565820 | EXISTING | ROUND VALLEY | 15470 | LINDSAY | 5317 | D | NO | SCE | THREE | UNKNOWN | 12KV | LOW 4 | UNKNOWN | MB | UNKNOWN | UNKNOWN |  |  | SYSTEM | 2014-02-14 | attadas |  | CONSOLIDATED | SAN JOAQUIN | SAN JOAQUIN | 2190578 |  | 2219444 | S | Y | N |  | -1 | I | 1950-01-01 |  | D |  | 22565827 | 22646704 |  |  |  | :15470 | 15470:15470 | main_exi_3_route_oh | CIRCUIT_BREAKER |  |  |  |  | -1.74 | 3 |  | 504449 |  | [MDSYS.SDO_GEOMETRY]
60908706 | 22578682 | EXISTING | OCCIDENTAL | 13010 | LA FRESA | 5021 | D | NO | SCE | THREE | UNKNOWN | 16KV | LOW 28 | UNKNOWN | MB | UNKNOWN | UNKNOWN |  |  | SYSTEM | 2015-04-13 | kallurr |  |  | EL NIDO | METRO WEST | 2178680 | 5 | 2211620 | M | N | Y | 126 | -1 | I | 1950-01-01 |  | D |  | 22578692 | 22639023 |  |  |  | :13010 | 13010:13010 | main_exi_3_route_oh | CIRCUIT_BREAKER |  |  |  |  | -1.76 | 2.5 |  | 504449 |  | [MDSYS.SDO_GEOMETRY]
60908707 | 22640591 | EXISTING | OCEAN | 13020 | SEABRIGHT | 5790 | D | NO | SCE | THREE | UNKNOWN | 12KV | LOW 4 | UNKNOWN | MB | UNKNOWN | UNKNOWN |  |  | SYSTEM | 2015-01-13 | manthak |  | CONSOLIDATED | LIGHTHIPE | METRO WEST | 2178681 |  | 2217772 | S | Y | N |  | -1 | I | 1951-05-01 |  | D |  | 22640601 | 22642094 |  |  |  | :13020 | 13020:13020 | main_exi_3_route_oh | CIRCUIT_BREAKER |  |  |  |  | -1.76 | 3 |  | 504449 |  | [MDSYS.SDO_GEOMETRY]
60908708 | 22643284 | EXISTING | DEWITT | 5041 | NEWHALL | 5576 | D | NO | SCE | THREE | UNKNOWN | 16KV | LOW 1 | UNKNOWN | MB | UNKNOWN | UNKNOWN |  |  | SYSTEM | 2013-12-03 | ramuj |  | CONSOLIDATED | SAUGUS | NORTH COAST | 2149407 | 2 | 2217376 | A | N | Y | 222 | -1 | I | 1968-09-01 |  | D |  | 22643294 | 22705623;22705624 |  |  |  | :05041 | 05041:05041 | main_exi_3_route_oh | CIRCUIT_BREAKER |  |  |  |  | -1.76 | 3 |  | 504449 |  | [MDSYS.SDO_GEOMETRY]
60908709 | 22648367 | EXISTING | SABER | 15605 | HANFORD | 5310 | D | NO | SCE | THREE | UNKNOWN | 12KV | LOW 1 | UNKNOWN | MB | UNKNOWN | UNKNOWN |  |  | SYSTEM | 2014-01-11 | ankarlr |  | CONSOLIDATED | SAN JOAQUIN | SAN JOAQUIN | 2190744 |  | 2219430 | A | Y | N |  | -1 | I | 1962-04-01 |  | D |  | 22648377 | 22777291;22777292 |  |  |  | :15605 | 15605:15605 | main_exi_3_route_oh | CIRCUIT_BREAKER |  |  |  |  | -1.79 | 3 |  | 504449 |  | [MDSYS.SDO_GEOMETRY]
60908710 | 22660598 | EXISTING | CAL STRIP | 2750 | LAGUNA BELL | 5074 | D | NO | SCE | THREE | UNKNOWN | 16KV | LOW 19 | UNKNOWN | MB | UNKNOWN | UNKNOWN |  |  | SYSTEM | 2015-01-13 | simhadk |  |  | LIGHTHIPE | METRO WEST | 2139637 | 6 | 2216554 | M | N | Y | 107 | -1 | I | 1950-01-01 |  | D |  | 22660608 | 22726056 |  |  |  | :02750 | 02750:02750 | main_exi_3_route_oh | CIRCUIT_BREAKER |  |  |  |  | -1.77 | 3 |  | 504449 |  | [MDSYS.SDO_GEOMETRY]
60908711 | 22698244 | EXISTING | OCEANIC | 13030 | LOCUST | 5735 | D | NO | SCE | THREE | UNKNOWN | 4KV | LOW 7 | UNKNOWN | MB | UNKNOWN | UNKNOWN |  |  | SYSTEM | 2015-01-27 | simhadk |  | CONSOLIDATED | LIGHTHIPE | METRO WEST | 2174389 |  | 2213106 | S | N | N |  | -1 | I | 2026-11-01 |  | D |  | 22698254 | 22701106 |  |  |  | :13030 | 13030:13030 | main_exi_3_route_oh | CIRCUIT_BREAKER |  |  |  |  | -1.76 | 3 |  | 504449 |  | [MDSYS.SDO_GEOMETRY]
60908712 | 22701395 | EXISTING | OCTANE | 13040 | YUKON | 5241 | D | NO | SCE | THREE | UNKNOWN | 16KV | LOW 6 | UNKNOWN | MB | UNKNOWN | UNKNOWN |  |  | SYSTEM | 2017-12-11 | maxwelbw |  | CONSOLIDATED | EL NIDO | METRO WEST | 2174390 | 3 | 2212348 | A | Y | N |  | -1 | I | 1950-01-01 |  | D |  | 22701405 | 22819201 |  |  |  | :13040 | 13040:13040 | main_exi_3_route_oh | CIRCUIT_BREAKER |  |  |  |  | -1.76 | 3 |  | 504449 |  | [MDSYS.SDO_GEOMETRY]
60908713 | 22711281 | EXISTING | DIABLO | 5055 | SAN MIGUEL | 5577 | D | NO | SCE | THREE | UNKNOWN | 16KV | LOW 8 | UNKNOWN | MB | UNKNOWN | UNKNOWN |  |  | SYSTEM | 2013-12-04 | aminencn |  | CONSOLIDATED | SANTA CLARA | NORTH COAST | 2149579 | 1 | 2212814 | A | Y | N |  | -1 | I | 1965-10-01 |  | D |  | 22711291 | 22823911;22823912 |  |  |  | :05055 | 05055:05055 | main_exi_3_route_oh | CIRCUIT_BREAKER |  |  |  |  | -1.73 | 3 |  | 504449 |  | [MDSYS.SDO_GEOMETRY]
60908714 | 22727486 | EXISTING | CAMINO REAL | 2780 | REDONDO | 5227 | D | NO | SCE | THREE | UNKNOWN | 4KV | LOW 6 | UNKNOWN | MB | UNKNOWN | UNKNOWN |  |  | SYSTEM | 2015-03-10 | yallasv |  | CONSOLIDATED | EL NIDO | METRO WEST | 2136211 |  | 2214594 | A | N | Y | 214 | -1 | I | 1950-01-01 |  | D |  | 22727493 | 22756697;22756699 |  |  |  | :02780 | 02780:02780 | main_exi_3_route_oh | CIRCUIT_BREAKER |  |  |  |  | -1.76 | 3 |  | 504449 |  | [MDSYS.SDO_GEOMETRY]
60908715 | 22779585 | EXISTING | SABRINA | 15607 | BISHOP CREEK NO.2 | 2522 | H | NO | SCE | THREE | UNKNOWN | 12KV | LOW 3 | UNKNOWN | MB | UNKNOWN | UNKNOWN |  |  | SYSTEM | 2014-01-27 | aminencn |  | CONSOLIDATED | LUGO | RURALS | 2187543 |  | 2274008 | A | N | N |  | -1 | I | 1950-01-01 |  | D |  | 22779595 | 22796170;22796171 |  |  |  | :15607 | 15607:15607 | main_exi_3_route_oh | CIRCUIT_BREAKER |  |  |  |  | -1.82 | 7 |  | 504449 |  | [MDSYS.SDO_GEOMETRY]
60908716 | 22798550 | EXISTING | CANDLE | 2850 | SOMERSET | 5754 | D | NO | SCE | THREE | UNKNOWN | 12KV | LOW 6 | UNKNOWN | MB | UNKNOWN | UNKNOWN |  |  | SYSTEM | 2015-04-15 | merugusn |  | CONSOLIDATED | LIGHTHIPE | METRO WEST | 2145326 |  | 2215356 | S | Y | N |  | -1 | I | 1950-01-01 |  | D |  | 22798560 | 22901143 |  |  |  | :02850 | 02850:02850 | main_exi_3_route_oh | CIRCUIT_BREAKER |  |  |  |  | -1.77 | 3 |  | 504449 |  | [MDSYS.SDO_GEOMETRY]
60908717 | 22807381 | EXISTING | SAGEBRUSH | 15632 | BRYMAN | 8117 | D | NO | SCE | THREE | UNKNOWN | 4KV | LOW 1 | UNKNOWN | MB | UNKNOWN | UNKNOWN |  |  | SYSTEM | 2014-02-17 | aminencn |  | CONSOLIDATED | LUGO | DESERT | 2190746 |  | 2215940 | A | N | Y |  | -1 | I | 1950-01-01 |  | D |  | 22807391 | 22839960 |  |  |  | :15632 | 15632:15632 | main_exi_3_route_oh | CIRCUIT_BREAKER |  |  |  |  | -1.81 | 4 |  | 504449 |  | [MDSYS.SDO_GEOMETRY]
60908718 | 22820661 | EXISTING | OHIO | 13060 | BOWL | 5708 | D | NO | SCE | THREE | UNKNOWN | 4KV | LOW 7 | UNKNOWN | MB | UNKNOWN | UNKNOWN |  |  | SYSTEM | 2015-01-29 | bondigc |  | CONSOLIDATED | LIGHTHIPE | METRO WEST | 2174392 | 1 | 2219942 | S | N | Y | 136 | -1 | I | 1947-06-01 |  | D |  | 22820671 | 22862324 |  |  |  | :13060 | 13060:13060 | main_exi_3_route_oh | CIRCUIT_BREAKER |  |  |  |  | -1.77 | 3 |  | 504449 |  | [MDSYS.SDO_GEOMETRY]
60908719 | 22831474 | EXISTING | DICE | 5068 | PHELAN | 8010 | D | NO | SCE | THREE | UNKNOWN | 33KV | LOW 1 | UNKNOWN | MB | UNKNOWN | UNKNOWN |  |  | SYSTEM | 2014-03-21 | kallurr |  | CONSOLIDATED | LUGO | DESERT | 2154424 |  | 2213438 | A | N | Y | 239 | -1 | I | 1987-07-01 |  | D |  | 22831481 | 22832596;153666513 |  | 22832138 |  | :05068 | 05068:05068 | main_exi_3_route_oh | CIRCUIT_BREAKER |  |  |  |  | -1.8 | 3 |  | 504449 |  | [MDSYS.SDO_GEOMETRY]
60908721 | 22834716 | EXISTING | DEIGAARD | 5078 | DEIGAARD P.T. | 7161 | A | NO | SCE | THREE | UNKNOWN | 4KV | LOW 1 | UNKNOWN | MB | UNKNOWN | UNKNOWN |  |  | SYSTEM | 2013-10-29 | inneswm |  | CONSOLIDATED | GOLETA | NORTH COAST | 2165583 |  | 2123031 | N | N | N |  | -1 | I | 1963-09-01 |  | D |  | 22834726 | 22844094 |  |  |  | :05078 | 05078:05078 | main_exi_3_route_oh | CIRCUIT_BREAKER |  |  |  |  | -1.71 | 3 |  | 504449 |  | [MDSYS.SDO_GEOMETRY]
60908726 | 22840952 | EXISTING | SAGEHEN | 15634 | ZACK | 2582 | D | NO | SCE | THREE | UNKNOWN | 12KV | LOW 1 | UNKNOWN | MB | UNKNOWN | UNKNOWN |  |  | SYSTEM | 2014-02-06 | manthak |  | CONSOLIDATED | LUGO | RURALS | 2190747 |  | 2273869 | A | N | N |  | -1 | I | 1968-12-01 |  | D |  | 22840962 | 22880460;22880461 |  |  |  | :15634 | 15634:15634 | main_exi_3_route_oh | CIRCUIT_BREAKER |  |  |  |  | 21.15 | 8 |  | 504449 |  | [MDSYS.SDO_GEOMETRY]
60908727 | 22844197 | EXISTING | DINKEY CREEK | 5085 | DINKEY CREEK P.T. | 7158 | A | NO | SCE | THREE | UNKNOWN | 4KV | LOW 1 | UNKNOWN | MB | UNKNOWN | UNKNOWN |  |  | SYSTEM | 2014-02-03 | attadas |  | CONSOLIDATED | SAN JOAQUIN | RURALS | 2165586 |  | 2123014 | N | N | N |  | -1 | I | 1950-01-01 |  | D |  | 22844207 | 22845735 |  |  |  | :05085 | 05085:05085 | main_exi_3_route_oh | CIRCUIT_BREAKER |  |  |  |  | -1.82 | 5 |  | 504449 |  | [MDSYS.SDO_GEOMETRY]
60908728 | 22845874 | EXISTING | DISCOVERY | 5090 | GOLDTOWN | 5511 | D | NO | SCE | THREE | UNKNOWN | 12KV | LOW 1 | UNKNOWN | MB | UNKNOWN | UNKNOWN |  |  | SYSTEM | 2014-02-11 | aminencn |  | CONSOLIDATED | VINCENT | RURALS | 2165588 |  | 2219596 | A | N | Y | 202 | -1 | I | 1950-01-01 |  | D |  | 22845884 | 22906778;22906779 |  |  |  | :05090 | 05090:05090 | main_exi_3_route_oh | CIRCUIT_BREAKER |  |  |  |  | -1.79 | 3 |  | 504449 |  | [MDSYS.SDO_GEOMETRY]
60908729 | 22862889 | EXISTING | OIL | 13070 | SANTA FE SPRINGS | 5850 | D | NO | SCE | THREE | UNKNOWN | 12KV | LOW 8 | UNKNOWN | MB | UNKNOWN | UNKNOWN |  |  | SYSTEM | 2014-11-28 | bodduvh |  |  | LIGHTHIPE | METRO WEST | 2187468 | 2 | 2215586 | S | N | Y | 115 | -1 | I | 1950-01-01 |  | D |  | 22862899 | 22972928;22972929 |  |  |  | :13070 | 13070:13070 | main_exi_3_route_oh | CIRCUIT_BREAKER |  |  |  |  | -1.77 | 3 |  | 504449 |  | [MDSYS.SDO_GEOMETRY]
60908730 | 22895684 | EXISTING | SAGINAW | 15640 | BIG CREEK 4 | 2236 | D | NO | SCE | THREE | UNKNOWN | 12KV | HIGH 2 | UNKNOWN | MB | UNKNOWN | UNKNOWN |  |  | SYSTEM | 2015-07-31 | lantzmk |  | CONSOLIDATED | SAN JOAQUIN | RURALS | 2187547 |  | 2274036 | M | Y | N |  | -1 | I | 1950-01-01 |  | D |  | 22895691 | 22896559 |  |  |  | :15640 | 15640:15640 | main_exi_3_route_oh | CIRCUIT_BREAKER |  |  |  |  | -1.82 | 8 |  | 504449 |  | [MDSYS.SDO_GEOMETRY]
60908731 | 22896695 | EXISTING | SALT CREEK | 15680 | THREE RIVERS | 5350 | D | NO | SCE | THREE | UNKNOWN | 12KV | LOW 1 | UNKNOWN | MB | UNKNOWN | UNKNOWN |  |  | SYSTEM | 2014-02-03 | attadas |  | CONSOLIDATED | SAN JOAQUIN | SAN JOAQUIN | 2187623 |  | 2214830 | A | Y | N |  | -1 | I | 1956-11-01 |  | D |  | 22896702 | 22991445;22991446 |  |  |  | :15680 | 15680:15680 | main_exi_3_route_oh | CIRCUIT_BREAKER |  |  |  |  | -1.8 | 3 |  | 504449 |  | [MDSYS.SDO_GEOMETRY]
60908732 | 22918554 | EXISTING | DITCH | 5095 | GONZALES | 5587 | D | NO | SCE | THREE | UNKNOWN | 16KV | LOW 6 | UNKNOWN | MB | UNKNOWN | UNKNOWN |  |  | SYSTEM | 2013-12-05 | attadas |  | CONSOLIDATED | SANTA CLARA | NORTH COAST | 2145142 |  | 2212826 | A | Y | N |  | -1 | I | 1966-12-01 |  | D |  | 22918564 | 22985228 |  |  |  | :05095 | 05095:05095 | main_exi_3_route_oh | CIRCUIT_BREAKER |  |  |  |  | -1.73 | 3 |  | 504449 |  | [MDSYS.SDO_GEOMETRY]
60908611 | 21613121 | EXISTING | DAIRY | 4583 | HINKLEY | 8167 | D | NO | SCE | THREE | UNKNOWN | 12KV | LOW 1 | UNKNOWN | MB | UNKNOWN | UNKNOWN |  |  | SYSTEM | 2014-02-05 | bodduvh |  | CONSOLIDATED | LUGO | RURALS | 2144743 |  | 2218322 | A | N | Y |  | -1 | I | 1968-03-01 |  | D |  | 21613131 | 21669823;21669824 |  |  |  | :04583 | 04583:04583 | main_exi_3_route_oh | CIRCUIT_BREAKER |  |  |  |  | -1.82 | 5 |  | 504449 |  | [MDSYS.SDO_GEOMETRY]
60908612 | 21633809 | EXISTING | RIVIERA | 15200 | SANTA BARBARA | 5531 | D | NO | SCE | THREE | UNKNOWN | 4KV | LOW 9 | UNKNOWN | MB | UNKNOWN | UNKNOWN |  |  | SYSTEM | 2017-09-20 | inneswm |  | CONSOLIDATED | GOLETA | NORTH COAST | 2190564 |  | 2214956 | S | N | Y | 124 | -1 | I | 1950-01-01 |  | D |  | 21633813 | 21673562 |  |  |  | :15200 | 15200:15200 | main_exi_3_route_oh | CIRCUIT_BREAKER |  |  |  |  | -1.72 | 3 |  | 504449 |  | [MDSYS.SDO_GEOMETRY]
60908613 | 21651607 | EXISTING | BRINK | 2245 | PICO | 5722 | D | NO | SCE | THREE | UNKNOWN | 12KV | LOW 5 | UNKNOWN | MB | UNKNOWN | UNKNOWN |  |  | SYSTEM | 2017-09-26 | maxwelbw |  | CONSOLIDATED | LIGHTHIPE | METRO WEST | 2138073 | 1 | 2219974 | S | N | Y | 130 | -1 | I | 1970-10-01 |  | D |  | 21651617 | 21677479 |  |  |  | :02245 | 02245:02245 | main_exi_3_route_oh | CIRCUIT_BREAKER |  |  |  |  | -1.76 | 3 |  | 504449 |  | [MDSYS.SDO_GEOMETRY]
60908614 | 21662952 | EXISTING | NEVADA | 12630 | SEPULVEDA | 5207 | D | NO | SCE | THREE | UNKNOWN | 4KV | LOW 11 | UNKNOWN | MB | UNKNOWN | UNKNOWN |  |  | SYSTEM | 2015-04-01 | kallurr |  | CONSOLIDATED | EL NIDO | METRO WEST | 2181815 | 2 | 2212246 | A | N | Y | 240 | -1 | I | 1950-01-01 |  | D |  | 21662962 | 21715163;21715164 |  |  |  | :12630 | 12630:12630 | main_exi_3_route_oh | CIRCUIT_BREAKER |  |  |  |  | -1.76 | 3 |  | 504449 |  | [MDSYS.SDO_GEOMETRY]
60908615 | 21671751 | EXISTING | CASTRO | 4632 | WAKEFIELD | 5579 | D | NO | SCE | THREE | UNKNOWN | 16KV | LOW 2 | UNKNOWN | MB | UNKNOWN | UNKNOWN |  |  | SYSTEM | 2013-11-29 | attadas |  | CONSOLIDATED | SANTA CLARA | NORTH COAST | 2149945 |  | 2219736 | A | Y | N |  | -1 | I | 1965-08-01 |  | D |  | 21671761 | 21753604;21753605 |  |  |  | :04632 | 04632:04632 | main_exi_3_route_oh | CIRCUIT_BREAKER |  |  |  |  | -1.74 | 3 |  | 504449 |  | [MDSYS.SDO_GEOMETRY]
60908616 | 21675345 | EXISTING | ROBIN | 15275 | WRIGHTWOOD | 5461 | D | NO | SCE | THREE | UNKNOWN | 12KV | LOW 2 | UNKNOWN | MB | UNKNOWN | UNKNOWN |  |  | SYSTEM | 2014-04-09 | amathis |  | CONSOLIDATED | LUGO | DESERT | 2181021 |  | 2214864 | A | N | Y |  | -1 | I | 1987-04-01 |  | D |  | 21675355 | 21729487;21729488 |  | 21727799 |  | :15275 | 15275:15275 | main_exi_3_route_oh | CIRCUIT_BREAKER |  |  |  |  | -1.8 | 6 |  | 504449 |  | [MDSYS.SDO_GEOMETRY]
60908617 | 21680075 | EXISTING | BRYANT | 2330 | LA FRESA | 5021 | D | NO | SCE | THREE | UNKNOWN | 16KV | LOW 24 | UNKNOWN | MB | UNKNOWN | UNKNOWN |  |  | SYSTEM | 2015-03-13 | manthak |  |  | EL NIDO | METRO WEST | 2135094 | 5 | 2211620 | M | N | Y | 111 | -1 | I | 1950-01-01 |  | D |  | 21680085 | 21740388;21740389 |  |  |  | :02330 | 02330:02330 | main_exi_3_route_oh | CIRCUIT_BREAKER |  |  |  |  | -1.76 | 3 |  | 504449 |  | [MDSYS.SDO_GEOMETRY]
60908618 | 21717340 | EXISTING | NIMITZ | 12716 | SAWTELLE | 5250 | D | NO | SCE | THREE | UNKNOWN | 16KV | LOW 4 | UNKNOWN | MB | UNKNOWN | UNKNOWN |  |  | SYSTEM | 2015-04-20 | kallurr |  | CONSOLIDATED | EL NIDO | METRO WEST | 2174022 |  | 2214666 | A | N | N |  | -1 | I | 1968-01-01 |  | D |  | 21717350 | 21745106;21745107 |  |  |  | :12716 | 12716:12716 | main_exi_3_route_oh | CIRCUIT_BREAKER |  |  |  |  | -1.76 | 3 |  | 504449 |  | [MDSYS.SDO_GEOMETRY]
60908619 | 21748975 | EXISTING | NINTH ST | 12720 | SANTA MONICA | 5231 | D | NO | SCE | THREE | UNKNOWN | 4KV | LOW 13 | UNKNOWN | MB | UNKNOWN | UNKNOWN |  |  | SYSTEM | 2015-04-06 | punukos |  | CONSOLIDATED | EL NIDO | METRO WEST | 2174023 | 2 | 2214606 | A | N | Y | 216 | -1 | I | 1950-01-01 |  | D |  | 21748982 | 21759652 |  |  |  | :12720 | 12720:12720 | main_exi_3_route_oh | CIRCUIT_BREAKER |  |  |  |  | -1.75 | 3 |  | 504449 |  | [MDSYS.SDO_GEOMETRY]
60908622 | 21749407 | EXISTING | ROBINSON CREEK | 15282 | BRIDGEPORT | 2610 | D | NO | SCE | THREE | UNKNOWN | 12KV | LOW 1 | UNKNOWN | MB | UNKNOWN | UNKNOWN |  |  | SYSTEM | 2014-01-27 | aminencn |  | CONSOLIDATED | LUGO | RURALS | 2183384 |  | 2273991 | N | Y | N |  | -1 | I | 1967-02-01 |  | D |  | 21749414 | 21753111;21753112 |  |  |  | :15282 | 15282:15282 | main_exi_3_route_oh | CIRCUIT_BREAKER |  |  |  |  | -1.85 | 9 |  | 504449 |  | [MDSYS.SDO_GEOMETRY]
60908626 | 21759866 | EXISTING | NISLEY | 12730 | INGLEWOOD | 5211 | D | NO | SCE | THREE | UNKNOWN | 16KV | LOW 4 | UNKNOWN | MB | UNKNOWN | UNKNOWN |  |  | SYSTEM | 2015-05-05 | bessar |  |  | EL NIDO | METRO WEST | 2187296 |  | 2214556 | S | Y | N |  | -1 | I | 1950-01-01 |  | D |  | 21759876 | 21851476 |  |  |  | :12730 | 12730:12730 | main_exi_3_route_oh | CIRCUIT_BREAKER |  |  |  |  | -1.76 | 3 |  | 504449 |  | [MDSYS.SDO_GEOMETRY]
60908627 | 21776423 | EXISTING | DAVENPORT | 4706 | SOLEMINT | 5560 | D | NO | SCE | THREE | UNKNOWN | 16KV | LOW 2 | UNKNOWN | MB | UNKNOWN | UNKNOWN |  |  | SYSTEM | 2016-06-17 | lantzmk |  | CONSOLIDATED | SAUGUS | NORTH COAST | 2144748 |  | 2219702 | A | N | N |  | -1 | I | 1964-06-01 |  | D |  | 21776433 | 21881865;21881866 |  |  |  | :04706 | 04706:04706 | main_exi_3_route_oh | CIRCUIT_BREAKER |  |  |  |  | -1.77 | 4 |  | 504449 |  | [MDSYS.SDO_GEOMETRY]
60908628 | 21779861 | EXISTING | ROCKCREEK | 15302 | SHERWIN | 2571 | D | NO | SCE | THREE | UNKNOWN | 12KV | LOW 2 | UNKNOWN | MB | UNKNOWN | UNKNOWN |  |  | SYSTEM | 2014-03-03 | aminencn |  | CONSOLIDATED | LUGO | RURALS | 2190569 |  | 2274059 | A | N | N |  | -1 | I | 1987-11-01 |  | D |  | 21779868 | 21800797;21800798 |  |  |  | :15302 | 15302:15302 | main_exi_3_route_oh | CIRCUIT_BREAKER |  |  |  |  | -150.53 | 6 |  | 504449 |  | [MDSYS.SDO_GEOMETRY]
60908629 | 21794225 | EXISTING | BUCK | 2358 | LA MIRADA | 5834 | D | NO | SCE | THREE | UNKNOWN | 12KV | LOW 7 | UNKNOWN | MB | UNKNOWN | UNKNOWN |  |  | SYSTEM | 2014-12-06 | kallurr |  | CONSOLIDATED | LIGHTHIPE | METRO WEST | 2153863 |  | 2220206 | A | Y | N |  | -1 | I | 1961-10-01 |  | D |  | 21794235 | 21815384 |  |  |  | :02358 | 02358:02358 | main_exi_3_route_oh | CIRCUIT_BREAKER |  |  |  |  | -1.77 | 3 |  | 504449 |  | [MDSYS.SDO_GEOMETRY]
60908630 | 21802085 | EXISTING | ROCKET TOWN | 15315 | DOWNS | 8137 | D | NO | SCE | THREE | UNKNOWN | 12KV | LOW 6 | UNKNOWN | MB | UNKNOWN | UNKNOWN |  |  | SYSTEM | 2017-01-03 | lantzmk |  | CONSOLIDATED | LUGO | RURALS | 2190572 |  | 17994938 | A | Y | N |  | -1 | I | 1967-05-01 |  | D |  | 21802095 | 21989837;21989838 |  |  |  | :15315 | 15315:15315 | main_exi_3_route_oh | CIRCUIT_BREAKER |  |  |  |  | -1.81 | 2 |  | 504449 |  | [MDSYS.SDO_GEOMETRY]
60908631 | 21815676 | EXISTING | BUDLONG | 2380 | HOWARD | 5210 | D | NO | SCE | THREE | UNKNOWN | 4KV | LOW 6 | UNKNOWN | MB | UNKNOWN | UNKNOWN |  |  | SYSTEM | 2015-03-06 | bodduvh |  |  | EL NIDO | METRO WEST | 2135270 | 2 | 2216880 | A | N | Y | 210 | -1 | I | 1950-01-01 |  | D |  | 21815686 | 21841333;21841334 |  |  |  | :02380 | 02380:02380 | main_exi_3_route_oh | CIRCUIT_BREAKER |  |  |  |  | -1.76 | 3 |  | 504449 |  | [MDSYS.SDO_GEOMETRY]
60908632 | 21860836 | EXISTING | BUFORD | 2395 | GREENING | 5791 | D | NO | SCE | THREE | UNKNOWN | 12KV | LOW 5 | UNKNOWN | MB | UNKNOWN | UNKNOWN |  |  | SYSTEM | 2017-10-11 | maxwelbw |  |  | LIGHTHIPE | METRO WEST | 2134174 |  | 2213198 | A | N | Y | 207 | -1 | I | 1982-06-01 |  | D |  | 21860846 | 21894802 |  |  |  | :02395 | 02395:02395 | main_exi_3_route_oh | CIRCUIT_BREAKER |  |  |  |  | -1.77 | 3 |  | 504449 |  | [MDSYS.SDO_GEOMETRY]
60908633 | 21901971 | EXISTING | DEBRA | 4732 | HELIJET | 5599 | C | NO | SCE | THREE | UNKNOWN | 12KV | LOW 1 | UNKNOWN | MB | UNKNOWN | UNKNOWN |  |  | SYSTEM | 2013-11-06 | bessar |  | CONSOLIDATED | VINCENT | NORTH COAST | 2147935 |  | 2217412 | A | Y | N |  | -1 | I | 1970-03-01 |  | D |  | 21901981 | 21902047;21902048 |  |  |  | :04732 | 04732:04732 | main_exi_3_route_oh | CIRCUIT_BREAKER |  |  |  |  | -1.78 | 3 |  | 504449 |  | [MDSYS.SDO_GEOMETRY]
60908634 | 21902136 | EXISTING | DE CAMP | 4735 | OAK GROVE | 5337 | D | NO | SCE | THREE | UNKNOWN | 12KV | LOW 7 | UNKNOWN | MB | UNKNOWN | UNKNOWN |  |  | SYSTEM | 2014-02-08 | eadsrl |  | CONSOLIDATED | SAN JOAQUIN | SAN JOAQUIN | 2147937 | 1 | 2217124 | A | Y | N |  | -1 | I | 1962-07-01 |  | D |  | 21902143 | 21971416 |  |  |  | :04735 | 04735:04735 | main_exi_3_route_oh | CIRCUIT_BREAKER |  |  |  |  | -1.79 | 3 |  | 504449 |  | [MDSYS.SDO_GEOMETRY]
60908635 | 21907526 | EXISTING | NOMAD | 12776 | COLORADO | 5242 | D | NO | SCE | THREE | UNKNOWN | 16KV | LOW 4 | UNKNOWN | MB | UNKNOWN | UNKNOWN |  |  | SYSTEM | 2015-04-07 | kallurr |  | CONSOLIDATED | EL NIDO | METRO WEST | 2187380 |  | 2214646 | S | N | Y | 109 | -1 | I | 1968-08-01 |  | D |  | 21907536 | 21917871 |  |  |  | :12776 | 12776:12776 | main_exi_3_route_oh | CIRCUIT_BREAKER |  |  |  |  | -1.76 | 3 |  | 504449 |  | [MDSYS.SDO_GEOMETRY]
60908636 | 21918697 | EXISTING | NORMAN | 12810 | BOWL | 5708 | D | NO | SCE | THREE | UNKNOWN | 4KV | LOW 8 | UNKNOWN | MB | UNKNOWN | UNKNOWN |  |  | SYSTEM | 2015-02-11 | bessar |  | CONSOLIDATED | LIGHTHIPE | METRO WEST | 2174210 | 1 | 2219942 | S | N | Y | 136 | -1 | I | 1947-06-01 |  | D |  | 21918707 | 21973757;129219584 |  |  |  | :12810 | 12810:12810 | main_exi_3_route_oh | CIRCUIT_BREAKER |  |  |  |  | -1.77 | 2 |  | 504449 |  | [MDSYS.SDO_GEOMETRY]
60908637 | 21932377 | EXISTING | BUFFALO | 2400 | CENTER | 5084 | D | NO | SCE | THREE | UNKNOWN | 12KV | LOW 22 | UNKNOWN | MB | UNKNOWN | UNKNOWN |  |  | SYSTEM | 2017-09-25 | maxwelbw |  | CONSOLIDATED | LIGHTHIPE | METRO WEST | 2134175 | 6 | 2211948 | M | Y | N |  | -1 | I | 1958-12-01 |  | D |  | 21932387 | 21943114 |  |  |  | :02400 | 02400:02400 | main_exi_3_route_oh | CIRCUIT_BREAKER |  |  |  |  | -1.77 | 3 |  | 504449 |  | [MDSYS.SDO_GEOMETRY]
60908644 | 21944354 | EXISTING | BUNGALOW | 2424 | SEPULVEDA | 5207 | D | NO | SCE | THREE | UNKNOWN | 16KV | LOW 8 | UNKNOWN | MB | UNKNOWN | UNKNOWN |  |  | SYSTEM | 2015-03-18 | manthak |  |  | EL NIDO | METRO WEST | 2138251 | 1 | 2212248 | A | Y | N |  | -1 | I | 1965-07-01 |  | D |  | 21944364 | 21979928;21979929 |  |  |  | :02424 | 02424:02424 | main_exi_3_route_oh | CIRCUIT_BREAKER |  |  |  |  | -1.76 | 3 |  | 504449 |  | [MDSYS.SDO_GEOMETRY]
60908645 | 21974139 | EXISTING | NORMANDIE | 12811 | HOWARD | 5210 | D | NO | SCE | THREE | UNKNOWN | 4KV | LOW 5 | UNKNOWN | MB | UNKNOWN | UNKNOWN |  |  | SYSTEM | 2017-10-04 | maxwelbw |  | CONSOLIDATED | EL NIDO | METRO WEST | 2174211 | 2 | 2216880 | A | N | Y | 210 | -1 | I | 1963-12-01 |  | D |  | 21974149 | 22043430 |  |  |  | :12811 | 12811:12811 | main_exi_3_route_oh | CIRCUIT_BREAKER |  |  |  |  | -1.76 | 3 |  | 504449 |  | [MDSYS.SDO_GEOMETRY]
60908646 | 21986147 | EXISTING | DEEP CREEK | 4765 | APPLE VALLEY | 8013 | D | NO | SCE | THREE | UNKNOWN | 12KV | LOW 2 | UNKNOWN | MB | UNKNOWN | UNKNOWN |  |  | SYSTEM | 2014-04-04 | aminencn |  | CONSOLIDATED | LUGO | DESERT | 2148114 |  | 2213450 | N | N | Y | 235 | -1 | I | 1950-01-01 |  | D |  | 21986157 | 22027487;68929590 |  |  |  | :04765 | 04765:04765 | main_exi_3_route_oh | CIRCUIT_BREAKER |  |  |  |  | -1.81 | 2 |  | 504449 |  | [MDSYS.SDO_GEOMETRY]
60908647 | 21992017 | EXISTING | ROEBUCK | 15338 | PIERPONT | 5528 | D | NO | SCE | THREE | UNKNOWN | 4KV | LOW 5 | UNKNOWN | MB | UNKNOWN | UNKNOWN |  |  | SYSTEM | 2013-12-05 | manthak |  | CONSOLIDATED | SANTA CLARA | NORTH COAST | 2190573 |  | 2212698 | A | N | Y | 213 | -1 | I | 1965-10-01 |  | D |  | 21992027 | 22018140 |  |  |  | :15338 | 15338:15338 | main_exi_3_route_oh | CIRCUIT_BREAKER |  |  |  |  | -1.73 | 3 |  | 504449 |  | [MDSYS.SDO_GEOMETRY]
60908648 | 21998936 | EXISTING | BUNNY | 2426 | BEVERLY | 5201 | D | NO | SCE | THREE | UNKNOWN | 16KV | LOW 10 | UNKNOWN | MB | UNKNOWN | UNKNOWN |  |  | SYSTEM | 2015-04-29 | manthak |  | CONSOLIDATED | EL NIDO | METRO WEST | 2135271 | 7 | 2216848 | S | N | Y | 124 | -1 | I | 1971-11-01 |  | D |  | 21998946 | 22001651 |  |  |  | :02426 | 02426:02426 | main_exi_3_route_oh | CIRCUIT_BREAKER |  |  |  |  | -142.17 | 3 |  | 504449 |  | [MDSYS.SDO_GEOMETRY]
60908649 | 22001919 | EXISTING | BURLEIGH | 2460 | YUKON | 5241 | D | NO | SCE | THREE | UNKNOWN | 4KV | LOW 15 | UNKNOWN | MB | UNKNOWN | UNKNOWN |  |  | SYSTEM | 2017-10-19 | maxwelbw |  | CONSOLIDATED | EL NIDO | METRO WEST | 2153866 | 2 | 2214644 | S | N | Y | 248 | -1 | I | 1950-01-01 |  | D |  | 22001929 | 22052025 |  |  |  | :02460 | 02460:02460 | main_exi_3_route_oh | CIRCUIT_BREAKER |  |  |  |  | -1.76 | 3 |  | 504449 |  | [MDSYS.SDO_GEOMETRY]
60908650 | 22032757 | EXISTING | DEER | 4770 | TERRA BELLA | 5326 | D | NO | SCE | THREE | UNKNOWN | 12KV | LOW 3 | UNKNOWN | MB | UNKNOWN | UNKNOWN |  |  | SYSTEM | 2014-04-07 | bodduvh |  | CONSOLIDATED | SAN JOAQUIN | SAN JOAQUIN | 2144962 |  | 2219476 | A | Y | N |  | -1 | I | 1950-01-01 |  | D |  | 22032767 | 22098256;22098257 |  |  |  | :04770 | 04770:04770 | main_exi_3_route_oh | CIRCUIT_BREAKER |  |  |  |  | -1.79 | 3 |  | 504449 |  | [MDSYS.SDO_GEOMETRY]
60908651 | 22037132 | EXISTING | ROEDING | 15340 | VENIDA | 5330 | D | NO | SCE | THREE | UNKNOWN | 12KV | LOW 6 | UNKNOWN | MB | UNKNOWN | UNKNOWN |  |  | SYSTEM | 2014-02-14 | simhadk |  | CONSOLIDATED | SAN JOAQUIN | SAN JOAQUIN | 2190574 |  | 2217116 | S | N | Y | 126 | -1 | I | 1950-01-01 |  | D |  | 22037142 | 22173643;22173644 |  |  |  | :15340 | 15340:15340 | main_exi_3_route_oh | CIRCUIT_BREAKER |  |  |  |  | -1.79 | 3 |  | 504449 |  | [MDSYS.SDO_GEOMETRY]
60908652 | 22053730 | EXISTING | BURMA | 2470 | JERSEY | 5776 | D | NO | SCE | THREE | UNKNOWN | 16KV | LOW 3 | UNKNOWN | MB | UNKNOWN | UNKNOWN |  |  | SYSTEM | 2015-03-02 | merugusn |  | CONSOLIDATED | LIGHTHIPE | METRO WEST | 2135274 | 2 | 2215406 | A | N | Y | 224 | -1 | I | 1950-01-01 |  | D |  | 22053740 | 22217686;22217687 |  |  |  | :02470 | 02470:02470 | main_exi_3_route_oh | CIRCUIT_BREAKER |  |  |  |  | -1.76 | 3 |  | 504449 |  | [MDSYS.SDO_GEOMETRY]
60908653 | 22072291 | EXISTING | NO AMERICAN | 12820 | SUNNYSIDE | 5785 | D | NO | SCE | THREE | UNKNOWN | 12KV | LOW 5 | UNKNOWN | MB | UNKNOWN | UNKNOWN |  |  | SYSTEM | 2015-04-20 | attadas |  | CONSOLIDATED | LIGHTHIPE | METRO WEST | 2178590 | 1 | 2217758 | S | N | Y | 110 | -1 | I | 1949-05-01 |  | D |  | 22072298 | 22105466 |  |  |  | :12820 | 12820:12820 | main_exi_3_route_oh | CIRCUIT_BREAKER |  |  |  |  | -1.77 | 3 |  | 504449 |  | [MDSYS.SDO_GEOMETRY]
60908654 | 22099953 | EXISTING | DEETER | 4784 | DOWNS | 8137 | D | NO | SCE | THREE | UNKNOWN | 12KV | LOW 2 | UNKNOWN | MB | UNKNOWN | UNKNOWN |  |  | SYSTEM | 2014-02-26 | kallurr |  | CONSOLIDATED | LUGO | RURALS | 2165216 |  | 17994938 | A | N | Y | 239 | -1 | I | 1971-06-01 |  | D |  | 22099963 | 22181499;22181500 |  |  |  | :04784 | 04784:04784 | main_exi_3_route_oh | CIRCUIT_BREAKER |  |  |  |  | -1.81 | 2 |  | 504449 |  | [MDSYS.SDO_GEOMETRY]
60908655 | 22157834 | EXISTING | NO BEACH | 12830 | MANHATTAN | 5216 | D | NO | SCE | THREE | UNKNOWN | 4KV | LOW 1 | UNKNOWN | MB | UNKNOWN | UNKNOWN |  |  | SYSTEM | 2015-04-01 | attadas |  | CONSOLIDATED | EL NIDO | METRO WEST | 2178591 |  | 2214564 | A | N | Y | 211 | -1 | I | 1950-01-01 |  | D |  | 22157841 | 22160124 |  |  |  | :12830 | 12830:12830 | main_exi_3_route_oh | CIRCUIT_BREAKER |  |  |  |  | -1.76 | 3 |  | 504449 |  | [MDSYS.SDO_GEOMETRY]
60908661 | 22160602 | EXISTING | NORTHRIDGE | 12850 | WINDSOR HILLS | 5235 | D | NO | SCE | THREE | UNKNOWN | 4KV | LOW 8 | UNKNOWN | MB | UNKNOWN | UNKNOWN |  |  | SYSTEM | 2015-03-27 | bodduvh |  | CONSOLIDATED | EL NIDO | METRO WEST | 2187384 | 6 | 2214618 | A | N | Y | 231 | -1 | I | 1950-01-01 |  | D |  | 22160612 | 22204505 |  | 149500755 |  | :12850 | 12850:12850 | main_exi_3_route_oh | CIRCUIT_BREAKER |  |  |  |  | -1.76 | 3 |  | 504449 |  | [MDSYS.SDO_GEOMETRY]
60908662 | 22182740 | EXISTING | DEL REY | 4875 | PLAYA | 5565 | D | NO | SCE | THREE | UNKNOWN | 4KV | LOW 1 | UNKNOWN | MB | UNKNOWN | UNKNOWN |  |  | SYSTEM | 2013-10-29 | kotakr |  | CONSOLIDATED | GOLETA | NORTH COAST | 2144966 |  | 2212780 | A | N | Y | 232 | -1 | I | 1950-01-01 |  | D |  | 22182750 | 22198092 |  |  |  | :04875 | 04875:04875 | main_exi_3_route_oh | CIRCUIT_BREAKER |  |  |  |  | -1.71 | 2.5 |  | 504449 |  | [MDSYS.SDO_GEOMETRY]
60908663 | 22192741 | EXISTING | ROOSEVELT | 15390 | REDMAN | 5530 | D | NO | SCE | THREE | UNKNOWN | 12KV | LOW 1 | UNKNOWN | MB | UNKNOWN | UNKNOWN |  |  | SYSTEM | 2013-12-09 | simhadk |  | CONSOLIDATED | VINCENT | NORTH COAST | 2186620 |  | 2212700 | A | N | Y | 241 | -1 | I | 1950-01-01 |  | D |  | 22192751 | 22243490;22243491 |  |  |  | :15390 | 15390:15390 | main_exi_3_route_oh | CIRCUIT_BREAKER |  |  |  |  | -1.79 | 4.5 |  | 504449 |  | [MDSYS.SDO_GEOMETRY]
60908664 | 22198300 | EXISTING | DELORO | 4885 | APPLE VALLEY | 8013 | D | NO | SCE | THREE | UNKNOWN | 12KV | LOW 5 | UNKNOWN | MB | UNKNOWN | UNKNOWN |  |  | SYSTEM | 2014-04-16 | aminencn |  | CONSOLIDATED | LUGO | DESERT | 2148115 |  | 2213450 | A | N | Y | 235 | -1 | I | 1987-07-01 |  | D |  | 22198307 | 22279706;22279707 |  |  |  | :04885 | 04885:04885 | main_exi_3_route_oh | CIRCUIT_BREAKER |  |  |  |  | -1.81 | 2 |  | 504449 |  | [MDSYS.SDO_GEOMETRY]
60908665 | 22204818 | EXISTING | NORTHSIDE | 12870 | OCEAN PARK | 5221 | D | NO | SCE | THREE | UNKNOWN | 4KV | LOW 3 | UNKNOWN | MB | UNKNOWN | UNKNOWN |  |  | SYSTEM | 2015-04-07 | amathis |  | CONSOLIDATED | EL NIDO | METRO WEST | 2181893 | 2 | 2219248 | A | N | Y |  | -1 | I | 1950-01-01 |  | D |  | 22204828 | 22208048 |  |  |  | :12870 | 12870:12870 | main_exi_3_route_oh | CIRCUIT_BREAKER |  |  |  |  | -1.75 | 3 |  | 504449 |  | [MDSYS.SDO_GEOMETRY]
60908666 | 22208376 | EXISTING | NORTON | 12880 | SANTA FE SPRINGS | 5850 | D | NO | SCE | THREE | UNKNOWN | 12KV | LOW 3 | UNKNOWN | MB | UNKNOWN | UNKNOWN |  |  | SYSTEM | 2017-10-23 | maxwelbw |  |  | LIGHTHIPE | METRO WEST | 2181894 | 1 | 2215586 | S | N | Y | 129 | -1 | I | 1950-01-01 |  | D |  | 22208386 | 22297794 |  |  |  | :12880 | 12880:12880 | main_exi_3_route_oh | CIRCUIT_BREAKER |  |  |  |  | -1.77 | 3 |  | 504449 |  | [MDSYS.SDO_GEOMETRY]
60908667 | 22219632 | EXISTING | BUTANE | 2540 | SEPULVEDA | 5207 | D | NO | SCE | THREE | UNKNOWN | 16KV | LOW 6 | UNKNOWN | MB | UNKNOWN | UNKNOWN |  |  | SYSTEM | 2015-04-06 | merugusn |  |  | EL NIDO | METRO WEST | 2138257 | 3 | 2212248 | A | Y | N |  | -1 | I | 1950-01-01 |  | D |  |  | 22348935 |  |  |  | :02540 | 02540:02540 | main_exi_3_route_oh | CIRCUIT_BREAKER |  |  |  |  | -1.76 | 3 |  | 504449 |  | [MDSYS.SDO_GEOMETRY]
60908668 | 22244713 | EXISTING | ROSA | 15408 | CAMARILLO | 5517 | D | NO | SCE | THREE | UNKNOWN | 16KV | LOW 3 | UNKNOWN | MB | UNKNOWN | UNKNOWN |  |  | SYSTEM | 2013-12-19 | attadas |  | CONSOLIDATED | SANTA CLARA | NORTH COAST | 2186622 |  | 2219612 | A | N | Y | 231 | -1 | I | 1983-01-01 |  | D |  | 22244720 | 22392323;22392324 |  |  |  | :15408 | 15408:15408 | main_exi_3_route_oh | CIRCUIT_BREAKER |  |  |  |  | -1.74 | 3 |  | 504449 |  | [MDSYS.SDO_GEOMETRY]
60908863 | 24158444 | EXISTING | AGASSI | 114 | WIMBLEDON | 5664 | D | NO | SCE | THREE | UNKNOWN | 12KV | LOW 1 | UNKNOWN | MB | UNKNOWN | UNKNOWN |  |  | SYSTEM | 2014-05-21 | aminencn |  | CONSOLIDATED | VISTA | DESERT | 2129137 |  | 2215220 | A | Y | N |  | -1 | I | 2000-04-20 |  | D |  | 24158451 | 24216348 |  |  |  | :00114 | 00114:00114 | main_exi_3_route_oh | CIRCUIT_BREAKER |  |  |  |  | -1.8 | 2 |  | 504449 |  | [MDSYS.SDO_GEOMETRY]
60908864 | 24182110 | EXISTING | CARRIER | 3013 | PICO | 5722 | D | NO | SCE | THREE | UNKNOWN | 12KV | LOW 2 | UNKNOWN | MB | UNKNOWN | UNKNOWN |  |  | SYSTEM | 2017-10-23 | maxwelbw |  | CONSOLIDATED | LIGHTHIPE | METRO WEST | 2139969 | 2 | 2219974 | S | Y | N |  | -1 | I | 1985-02-01 |  | D |  | 24182120 | 24183590 |  |  |  | :03013 | 03013:03013 | main_exi_3_route_oh | CIRCUIT_BREAKER |  |  |  |  | -1.76 | 3 |  | 504449 |  | [MDSYS.SDO_GEOMETRY]
60908870 | 24203114 | EXISTING | PABLO | 13420 | BOWL | 5708 | D | NO | SCE | THREE | UNKNOWN | 12KV | LOW 1 | UNKNOWN | MB | UNKNOWN | UNKNOWN |  |  | SYSTEM | 2015-02-24 | simhadk |  |  | LIGHTHIPE | METRO WEST | 2189770 |  | 2213042 | S | Y | N |  | -1 | I | 1950-02-01 |  | D |  | 24203121 | 24381614;24381615 |  |  |  | :13420 | 13420:13420 | main_exi_3_route_oh | CIRCUIT_BREAKER |  |  |  |  | -103.5 | 3 |  | 504449 |  | [MDSYS.SDO_GEOMETRY]
60908871 | 24217568 | EXISTING | AHA | 166 | AHA P.T. | 7004 | A | NO | SCE | THREE | UNKNOWN | 12KV | LOW 1 | UNKNOWN | MB | UNKNOWN | UNKNOWN |  |  | SYSTEM | 2014-01-22 | manthak |  | CONSOLIDATED | DEVERS | RURALS | 2129331 |  | 2121478 | N | N | N |  | -1 | I | 1984-08-01 |  | D |  | 24217575 | 24234996;24234997 |  |  |  | :00166 | 00166:00166 | main_exi_3_route_oh | CIRCUIT_BREAKER |  |  |  |  | -1.94 | 5 |  | 504449 |  | [MDSYS.SDO_GEOMETRY]
60908872 | 24224816 | EXISTING | SEAFORTH | 16043 | HESPERIA | 8087 | D | NO | SCE | THREE | UNKNOWN | 12KV | LOW 7 | UNKNOWN | MB | UNKNOWN | UNKNOWN |  |  | SYSTEM | 2014-02-24 | kallurr |  | CONSOLIDATED | LUGO | DESERT | 2183960 |  | 2218228 | N | N | Y | 206 | -1 | I | 1969-08-01 |  | D |  | 24224820 | 24341214;24341215 |  |  |  | :16043 | 16043:16043 | main_exi_3_route_oh | CIRCUIT_BREAKER |  |  |  |  | -1.81 | 2 |  | 504449 |  | [MDSYS.SDO_GEOMETRY]
60908873 | 24230475 | EXISTING | MONTCLAIR | 12114 | SAN ANTONIO | 5631 | D | NO | SCE | THREE | UNKNOWN | 12KV | LOW 6 | UNKNOWN | MB | UNKNOWN | UNKNOWN |  |  | SYSTEM | 2014-05-30 | punukos |  | CONSOLIDATED | MIRA LOMA | METRO EAST | 2180685 |  | 2219828 | S | N | Y | 114 | -1 | I | 1968-03-01 |  | D |  | 24230482 | 24251161 |  |  |  | :12114 | 12114:12114 | main_exi_3_route_oh | CIRCUIT_BREAKER |  |  |  |  | -1.79 | 3 |  | 504449 |  | [MDSYS.SDO_GEOMETRY]
60908874 | 24236900 | EXISTING | ELM | 5760 | LANCASTER | 5514 | D | NO | SCE | THREE | UNKNOWN | 4KV | LOW 14 | UNKNOWN | MB | UNKNOWN | UNKNOWN |  |  | SYSTEM | 2013-11-06 | bessar |  | CONSOLIDATED | VINCENT | NORTH COAST | 2156362 |  | 2212654 | S | N | Y | 110 | -1 | I | 1950-01-01 |  | D |  | 24236910 | 24238655 |  |  |  | :05760 | 05760:05760 | main_exi_3_route_oh | CIRCUIT_BREAKER |  |  |  |  | -1.78 | 3 |  | 504449 |  | [MDSYS.SDO_GEOMETRY]
60908875 | 24238839 | EXISTING | ELMO | 5770 | BROWNING | 5304 | D | NO | SCE | THREE | UNKNOWN | 12KV | LOW 2 | UNKNOWN | MB | UNKNOWN | UNKNOWN |  |  | SYSTEM | 2014-01-09 | simhadk |  | CONSOLIDATED | SAN JOAQUIN | SAN JOAQUIN | 2156363 |  | 2214730 | A | N | Y | 205 | -1 | I | 1950-01-01 |  | D |  | 24238849 | 24254356;24254357 |  |  |  | :05770 | 05770:05770 | main_exi_3_route_oh | CIRCUIT_BREAKER |  |  |  |  | -1.77 | 3.5 |  | 504449 |  | [MDSYS.SDO_GEOMETRY]
60908876 | 24239784 | EXISTING | ALABAMA | 200 | REDLANDS | 5629 | D | NO | SCE | THREE | UNKNOWN | 12KV | LOW 3 | UNKNOWN | MB | UNKNOWN | UNKNOWN |  |  | SYSTEM | 2014-03-13 | aminencn |  | CONSOLIDATED | VISTA | DESERT | 2141015 |  | 2215146 | S | N | Y | 139 | -1 | I | 1950-01-01 |  | D |  | 24239794 | 24334359 |  |  |  | :00200 | 00200:00200 | main_exi_3_route_oh | CIRCUIT_BREAKER |  |  |  |  | -1.82 | 3 |  | 504449 |  | [MDSYS.SDO_GEOMETRY]
60908877 | 24251579 | EXISTING | OXLEY | 12120 | GARFIELD | 5121 | D | NO | SCE | THREE | UNKNOWN | 4KV | LOW 1 | UNKNOWN | MB | UNKNOWN | UNKNOWN |  |  | SYSTEM | 2014-11-07 | manthak |  | CONSOLIDATED | MESA | METRO EAST | 2177402 |  | 2219022 | A | N | Y | 246 | -1 | I | 1967-02-01 |  | D |  | 24251589 | 24290618;24290619 |  |  |  | :12120 | 12120:12120 | main_exi_3_route_oh | CIRCUIT_BREAKER |  |  |  |  | -1.77 | 3 |  | 504449 |  | [MDSYS.SDO_GEOMETRY]
60908883 | 24254856 | EXISTING | EL MIRADOR | 5810 | STRATHMORE | 5325 | D | NO | SCE | THREE | UNKNOWN | 12KV | LOW 1 | UNKNOWN | MB | UNKNOWN | UNKNOWN |  |  | SYSTEM | 2014-03-13 | attadas |  | CONSOLIDATED | SAN JOAQUIN | SAN JOAQUIN | 2168891 |  | 2217102 | S | N | N |  | -1 | I | 1950-01-01 |  | D |  | 24254866 | 24372217;24372218 |  |  |  | :05810 | 05810:05810 | main_exi_3_route_oh | CIRCUIT_BREAKER |  |  |  |  | -1.79 | 4 |  | 504449 |  | [MDSYS.SDO_GEOMETRY]
60908884 | 24297368 | EXISTING | CARTER | 3030 | HOWARD | 5210 | D | NO | SCE | THREE | UNKNOWN | 4KV | LOW 2 | UNKNOWN | MB | UNKNOWN | UNKNOWN |  |  | SYSTEM | 2017-11-03 | maxwelbw |  | CONSOLIDATED | EL NIDO | METRO WEST | 2139971 | 2 | 2216880 | A | N | Y | 210 | -1 | I | 1950-01-01 |  | D |  | 24297378 | 24333206 |  |  |  | :03030 | 03030:03030 | main_exi_3_route_oh | CIRCUIT_BREAKER |  |  |  |  | -1.76 | 3 |  | 504449 |  | [MDSYS.SDO_GEOMETRY]
60908891 | 24326751 | EXISTING | MONTREAL | 12136 | CANADIAN | 6599 | D | NO | SCE | THREE | UNKNOWN | 12KV | LOW 2 | UNKNOWN | MB | UNKNOWN | UNKNOWN |  |  | SYSTEM | 2014-04-22 | gallog |  | CONSOLIDATED | VISTA | RURALS | 2186379 |  | 7090714 | N | N | N |  | -1 | I | 1994-01-04 |  | D |  | 24326758 | 24386548 |  | 24349939 |  | :12136 | 12136:12136 | main_exi_3_route_oh | CIRCUIT_BREAKER |  |  |  |  | -100.58 | 3 |  | 504449 |  | [MDSYS.SDO_GEOMETRY]
60908892 | 24337559 | EXISTING | ALAMOSA | 233 | LIVE OAK | 5611 | D | NO | SCE | THREE | UNKNOWN | 12KV | LOW 8 | UNKNOWN | MB | UNKNOWN | UNKNOWN |  |  | SYSTEM | 2014-06-26 | yallasv |  | CONSOLIDATED | MIRA LOMA | METRO EAST | 2131541 |  | 2217432 | A | N | N |  | -1 | I | 1965-08-01 |  | D |  | 24337569 | 24418678 |  |  |  | :00233 | 00233:00233 | main_exi_3_route_oh | CIRCUIT_BREAKER |  |  |  |  | -1.79 | 3 |  | 504449 |  | [MDSYS.SDO_GEOMETRY]
60908893 | 24365329 | EXISTING | SEALS | 16049 | VICTORVILLE | 8260 | D | NO | SCE | THREE | UNKNOWN | 12KV | LOW 4 | UNKNOWN | MB | UNKNOWN | UNKNOWN |  |  | SYSTEM | 2014-04-04 | gorlav |  | CONSOLIDATED | LUGO | DESERT | 2183961 |  | 2220732 | A | N | Y |  | -1 | I | 1986-12-17 |  | D |  | 24365336 | 24602680;24602681 |  |  |  | :16049 | 16049:16049 | main_exi_3_route_oh | CIRCUIT_BREAKER |  |  |  |  | 86.42 | 4.5 |  | 504449 |  | [MDSYS.SDO_GEOMETRY]
60908894 | 24378127 | EXISTING | CASPIAN | 3110 | CAMERON | 5712 | D | NO | SCE | THREE | UNKNOWN | 12KV | LOW 1 | UNKNOWN | MB | UNKNOWN | UNKNOWN |  |  | SYSTEM | 2015-01-24 | bondigc |  | CONSOLIDATED | LIGHTHIPE | METRO WEST | 2154994 |  | 2215280 | S | N | Y | 102 | -1 | I | 1946-07-01 |  | D |  | 24378137 | 24423291;24423292 |  |  |  | :03110 | 03110:03110 | main_exi_3_route_oh | CIRCUIT_BREAKER |  |  |  |  | -1.76 | 3 |  | 504449 |  | [MDSYS.SDO_GEOMETRY]
60908895 | 24388985 | EXISTING | MONTROSE | 12140 | LA CANADA | 5130 | D | NO | SCE | THREE | UNKNOWN | 4KV | LOW 6 | UNKNOWN | MB | UNKNOWN | UNKNOWN |  |  | SYSTEM | 2014-11-27 | attadas |  | CONSOLIDATED | MESA | METRO EAST | 2177674 |  | 2219036 | A | N | Y | 243 | -1 | I | 1950-01-01 |  | D |  | 24388995 | 24441504 |  | 24409766 |  | :12140 | 12140:12140 | main_exi_3_route_oh | CIRCUIT_BREAKER |  |  |  |  | -1.77 | 3 |  | 504449 |  | [MDSYS.SDO_GEOMETRY]
60908896 | 24392485 | EXISTING | ELOWIN | 5819 | OAK GROVE | 5337 | D | NO | SCE | THREE | UNKNOWN | 12KV | LOW 9 | UNKNOWN | MB | UNKNOWN | UNKNOWN |  |  | SYSTEM | 2014-04-09 | bodduvh |  | CONSOLIDATED | SAN JOAQUIN | SAN JOAQUIN | 2150785 | 2 | 2217124 | A | N | N |  | -1 | I | 1990-01-01 |  | D |  | 24392495 | 24451073 |  |  |  | :05819 | 05819:05819 | main_exi_3_route_oh | CIRCUIT_BREAKER |  |  |  |  | -1.79 | 3 |  | 504449 |  | [MDSYS.SDO_GEOMETRY]
60908897 | 24398791 | EXISTING | P & G | 13440 | SEABRIGHT | 5790 | D | NO | SCE | THREE | UNKNOWN | 12KV | LOW 3 | UNKNOWN | MB | UNKNOWN | UNKNOWN |  |  | SYSTEM | 2015-01-28 | bodduvh |  | CONSOLIDATED | LIGHTHIPE | METRO WEST | 2178837 |  | 2217772 | S | N | Y | 116 | -1 | I | 1953-06-01 |  | D |  | 24398801 | 24400887 |  |  |  | :13440 | 13440:13440 | main_exi_3_route_oh | CIRCUIT_BREAKER |  |  |  |  | -1.76 | 2 |  | 504449 |  | [MDSYS.SDO_GEOMETRY]
60908898 | 24401128 | EXISTING | PACOMA | 13470 | HOWARD | 5210 | D | NO | SCE | THREE | UNKNOWN | 4KV | LOW 4 | UNKNOWN | MB | UNKNOWN | UNKNOWN |  |  | SYSTEM | 2017-12-06 | beealdb |  | CONSOLIDATED | EL NIDO | METRO WEST | 2179005 | 1 | 2216880 | A | N | Y | 210 | -1 | I | 1950-01-01 |  | D |  | 24401138 | 24483032 |  |  |  | :13470 | 13470:13470 | main_exi_3_route_oh | CIRCUIT_BREAKER |  |  |  |  | -1.76 | 3 |  | 504449 |  | [MDSYS.SDO_GEOMETRY]
60908904 | 24419883 | EXISTING | ALEJO | 292 | PALM SPRINGS | 8124 | D | NO | SCE | THREE | UNKNOWN | 4KV | LOW 1 | UNKNOWN | MB | UNKNOWN | UNKNOWN |  |  | SYSTEM | 2014-04-11 | aminencn |  | CONSOLIDATED | DEVERS | DESERT | 2141017 | 2 | 2218288 | A | N | N |  | -1 | I | 1967-10-01 |  | D |  | 24419893 | 24431844 |  |  |  | :00292 | 00292:00292 | main_exi_3_route_oh | CIRCUIT_BREAKER |  |  |  |  | -1.85 | 2.5 |  | 504449 |  | [MDSYS.SDO_GEOMETRY]
60908905 | 24432082 | EXISTING | ALEXANDER | 298 | ARRO | 5602 | D | NO | SCE | THREE | UNKNOWN | 4KV | LOW 2 | UNKNOWN | MB | UNKNOWN | UNKNOWN |  |  | SYSTEM | 2014-03-18 | merugusn |  | ARRO SUB | VISTA | DESERT | 2129530 | 1 | 2219768 | A | N | N |  | -1 | I | 1950-01-01 |  | D |  | 24432092 | 24448918;24448919 |  |  |  | :00298 | 00298:00298 | main_exi_3_route_oh | CIRCUIT_BREAKER |  |  |  |  | -1.81 | 3 |  | 504449 |  | [MDSYS.SDO_GEOMETRY]
60908906 | 24443590 | EXISTING | MONTY | 12143 | CARDIFF | 5608 | D | NO | SCE | THREE | UNKNOWN | 12KV | LOW 14 | UNKNOWN | MB | UNKNOWN | UNKNOWN |  |  | SYSTEM | 2014-03-20 | bodduvh |  | CONSOLIDATED | VISTA | DESERT | 2180687 | 3 | 2217428 | S | N | Y | 110 | -1 | I | 1970-08-01 |  | D |  | 24443600 | 24463619 |  |  |  | :12143 | 12143:12143 | main_exi_3_route_oh | CIRCUIT_BREAKER |  |  |  |  | -1.81 | 3 |  | 504449 |  | [MDSYS.SDO_GEOMETRY]
60908907 | 24452931 | EXISTING | EL RIO | 5830 | OXNARD | 5527 | D | NO | SCE | THREE | UNKNOWN | 4KV | LOW 3 | UNKNOWN | MB | UNKNOWN | UNKNOWN |  |  | SYSTEM | 2013-12-03 | mannepl |  | CONSOLIDATED | SANTA CLARA | NORTH COAST | 2148306 |  | 2214938 | A | N | Y | 222 | -1 | I | 1950-01-01 |  | D |  | 24452941 | 24470829 |  |  |  | :05830 | 05830:05830 | main_exi_3_route_oh | CIRCUIT_BREAKER |  |  |  |  | -1.73 | 2.5 |  | 504449 |  | [MDSYS.SDO_GEOMETRY]
60908908 | 24459173 | EXISTING | ALICIA | 307 | PEYTON | 5614 | D | NO | SCE | THREE | UNKNOWN | 12KV | LOW 4 | UNKNOWN | MB | UNKNOWN | UNKNOWN |  |  | SYSTEM | 2014-05-12 | aminencn |  | CONSOLIDATED | MIRA LOMA | METRO EAST | 2129532 | 2 | 2215106 | A | N | N |  | -1 | I | 1999-06-01 |  | D |  | 24459180 | 24533505 |  |  |  | :00307 | 00307:00307 | main_exi_3_route_oh | CIRCUIT_BREAKER |  |  |  |  | -1.79 | 2 |  | 504449 |  | [MDSYS.SDO_GEOMETRY]
60908909 | 24463860 | EXISTING | MONUMENT | 12147 | JOSHUA TREE | 8172 | D | NO | SCE | THREE | UNKNOWN | 12KV | LOW 1 | UNKNOWN | MB | UNKNOWN | UNKNOWN |  |  | SYSTEM | 2014-04-02 | attadas |  | CONSOLIDATED | DEVERS | RURALS | 2177675 |  | 2218330 | A | N | Y |  | -1 | I | 1950-01-01 |  | D |  | 24463867 | 24525566;24525567 |  |  |  | :12147 | 12147:12147 | main_exi_3_route_oh | CIRCUIT_BREAKER |  |  |  |  | -1.85 | 3 |  | 504449 |  | [MDSYS.SDO_GEOMETRY]
60908916 | 24475228 | EXISTING | CASWELL | 3138 | FREMONT | 5720 | D | NO | SCE | THREE | UNKNOWN | 16KV | LOW 1 | UNKNOWN | MB | UNKNOWN | UNKNOWN |  |  | SYSTEM | 2015-02-24 | simhadk |  | CONSOLIDATED | LIGHTHIPE | METRO WEST | 2139976 | 2 | 2217612 | A | Y | N |  | -1 | I | 1966-01-01 |  | D |  | 24475238 | 24579554;24579555 |  |  |  | :03138 | 03138:03138 | main_exi_3_route_oh | CIRCUIT_BREAKER |  |  |  |  | -1.76 | 3 |  | 504449 |  | [MDSYS.SDO_GEOMETRY]
60908917 | 24484102 | EXISTING | PAINTER | 13540 | SANTA FE SPRINGS | 5850 | D | NO | SCE | THREE | UNKNOWN | 12KV | LOW 5 | UNKNOWN | MB | UNKNOWN | UNKNOWN |  |  | SYSTEM | 2017-09-29 | maxwelbw |  |  | LIGHTHIPE | METRO WEST | 2189775 | 2 | 2215586 | S | N | Y | 129 | -1 | I | 1950-01-01 |  | D |  | 24484109 | 24617424 |  |  |  | :13540 | 13540:13540 | main_exi_3_route_oh | CIRCUIT_BREAKER |  |  |  |  | -1.77 | 3 |  | 504449 |  | [MDSYS.SDO_GEOMETRY]
60908918 | 24493770 | EXISTING | ELSTER | 5850 | BOXWOOD | 5351 | D | NO | SCE | THREE | UNKNOWN | 12KV | LOW 1 | UNKNOWN | MB | UNKNOWN | UNKNOWN |  |  | SYSTEM | 2014-01-22 | simhadk |  | CONSOLIDATED | SAN JOAQUIN | SAN JOAQUIN | 2148307 |  | 2219530 | A | Y | N |  | -1 | I | 1950-01-01 |  | D |  | 24493780 | 24611353;24611354 |  |  |  | :05850 | 05850:05850 | main_exi_3_route_oh | CIRCUIT_BREAKER |  |  |  |  | -1.79 | 3 |  | 504449 |  | [MDSYS.SDO_GEOMETRY]
60908919 | 24527302 | EXISTING | MOONBEAM | 12160 | REPETTO | 5164 | D | NO | SCE | THREE | UNKNOWN | 4KV | LOW 10 | UNKNOWN | MB | UNKNOWN | UNKNOWN |  |  | SYSTEM | 2014-11-20 | simhadk |  | CONSOLIDATED | MESA | METRO EAST | 2177678 |  | 2216782 | S | N | Y | 115 | -1 | I | 1957-12-01 |  | D |  | 24527309 | 24588120 |  |  |  | :12160 | 12160:12160 | main_exi_3_route_oh | CIRCUIT_BREAKER |  |  |  |  | -1.77 | 3 |  | 504449 |  | [MDSYS.SDO_GEOMETRY]
60908920 | 24535705 | EXISTING | ALLEGRA | 324 | CARODEAN | 8072 | D | NO | SCE | THREE | UNKNOWN | 12KV | LOW 2 | UNKNOWN | MB | UNKNOWN | UNKNOWN |  |  | SYSTEM | 2014-03-05 | merugusn |  | CONSOLIDATED | DEVERS | RURALS | 2134564 |  | 2215858 | A | N | N |  | -1 | I | 1993-03-18 |  | D |  | 24535715 | 24632148;24632149 |  |  |  | :00324 | 00324:00324 | main_exi_3_route_oh | CIRCUIT_BREAKER |  |  |  |  | -1.86 | 5 |  | 504449 |  | [MDSYS.SDO_GEOMETRY]
60908926 | 24540213 | EXISTING | ABBOT | 18 | ELLIS | 5086 | D | NO | SCE | THREE | UNKNOWN | 12KV | LOW 23 | UNKNOWN | MB | UNKNOWN | UNKNOWN |  |  | SYSTEM | 2018-01-05 | bradlem |  | CONSOLIDATED | ELLIS | ORANGE | 2140851 |  | 2218928 | A | N | N |  | -1 | I | 1988-06-01 |  | D |  | 24540220 | 24699375 |  |  |  | :00018 | 00018:00018 | main_exi_3_route_oh | CIRCUIT_BREAKER |  |  |  |  | -1.78 | 3 |  | 504449 |  | [MDSYS.SDO_GEOMETRY]
60908927 | 24581539 | EXISTING | CATALINA | 3150 | REDONDO | 5227 | D | NO | SCE | THREE | UNKNOWN | 4KV | LOW 5 | UNKNOWN | MB | UNKNOWN | UNKNOWN |  |  | SYSTEM | 2017-10-30 | maxwelbw |  | CONSOLIDATED | EL NIDO | METRO WEST | 2145717 |  | 2214594 | A | N | Y | 214 | -1 | I | 1950-01-01 |  | D |  | 24581549 | 24642929 |  |  |  | :03150 | 03150:03150 | main_exi_3_route_oh | CIRCUIT_BREAKER |  |  |  |  | -1.76 | 3 |  | 504449 |  | [MDSYS.SDO_GEOMETRY]
60908928 | 24588445 | EXISTING | MORAN | 12170 | LAYFAIR | 5645 | D | NO | SCE | THREE | UNKNOWN | 12KV | LOW 5 | UNKNOWN | MB | UNKNOWN | UNKNOWN |  |  | SYSTEM | 2017-09-22 | krumwimg |  | CONSOLIDATED | MIRA LOMA | METRO EAST | 2180762 | 3 | 2217522 | A | Y | N |  | -1 | I | 1950-01-01 |  | D |  | 24588452 | 24693606 |  |  |  | :12170 | 12170:12170 | main_exi_3_route_oh | CIRCUIT_BREAKER |  |  |  |  | -1.79 | 3 |  | 504449 |  | [MDSYS.SDO_GEOMETRY]
60908929 | 24617626 | EXISTING | EMIGRANT | 5885 | EMIGRANT P.T. | 7205 | A | NO | SCE | THREE | UNKNOWN | 12KV | LOW 1 | UNKNOWN | MB | UNKNOWN | UNKNOWN |  |  | SYSTEM | 2014-01-22 | bodduvh |  | CONSOLIDATED | ELDORADO | RURALS | 2168895 |  | 2123648 | N | N | N |  | -1 | I | 1985-05-01 |  | D |  | 24617636 | 24618552 |  |  |  | :05885 | 05885:05885 | main_exi_3_route_oh | CIRCUIT_BREAKER |  |  |  |  | -1.83 | 3 |  | 504449 |  | [MDSYS.SDO_GEOMETRY]
60908930 | 24618583 | EXISTING | EMPIRE | 5897 | SAN MARCOS | 5585 | D | NO | SCE | THREE | UNKNOWN | 16KV | LOW 4 | UNKNOWN | MB | UNKNOWN | UNKNOWN |  |  | SYSTEM | 2013-10-30 | manthak |  | CONSOLIDATED | GOLETA | NORTH COAST | 2168896 |  | 2219744 | A | N | Y | 209 | -1 | I | 1965-10-01 |  | D |  | 24618593 | 24690463 |  |  |  | :05897 | 05897:05897 | main_exi_3_route_oh | CIRCUIT_BREAKER |  |  |  |  | -1.71 | 3 |  | 504449 |  | [MDSYS.SDO_GEOMETRY]
60908931 | 24624979 | EXISTING | SENECA | 16124 | VICTORVILLE | 8260 | D | NO | SCE | THREE | UNKNOWN | 33KV | LOW 8 | UNKNOWN | MB | UNKNOWN | UNKNOWN |  |  | SYSTEM | 2014-03-05 | bessar |  | CONSOLIDATED | LUGO | DESERT | 2190786 |  | 2273829 | A | N | Y |  | -1 | I | 1950-01-01 |  | D |  | 24624983 | 24625678;24625679 |  |  |  | :16124 | 16124:16124 | main_exi_3_route_oh | CIRCUIT_BREAKER |  |  |  |  | -1.81 | 3 |  | 504449 |  | [MDSYS.SDO_GEOMETRY]
60908932 | 24643855 | EXISTING | ALLISON | 330 | CORTEZ | 5186 | D | NO | SCE | THREE | UNKNOWN | 12KV | LOW 5 | UNKNOWN | MB | UNKNOWN | UNKNOWN |  |  | SYSTEM | 2014-08-06 | yallasv |  | CONSOLIDATED | MIRA LOMA | METRO EAST | 2141211 | 1 | 2214504 | S | Y | N |  | -1 | I | 1957-05-01 |  | D |  | 24643865 | 24671904 |  |  |  | :00330 | 00330:00330 | main_exi_3_route_oh | CIRCUIT_BREAKER |  |  |  |  | -1.78 | 3 |  | 504449 |  | [MDSYS.SDO_GEOMETRY]
60908933 | 24665081 | EXISTING | PALISADES | 13560 | SAN VICENTE | 5230 | D | NO | SCE | THREE | UNKNOWN | 4KV | LOW 1 | UNKNOWN | MB | UNKNOWN | UNKNOWN |  |  | SYSTEM | 2015-04-23 | manthak |  | CONSOLIDATED | EL NIDO | METRO WEST | 2182616 |  | 2216928 | A | N | Y | 211 | -1 | I | 1950-01-01 |  | D |  | 24665091 | 24665183 |  |  |  | :13560 | 13560:13560 | main_exi_3_route_oh | CIRCUIT_BREAKER |  |  |  |  | -1.75 | 3 |  | 504449 |  | [MDSYS.SDO_GEOMETRY]
60908934 | 24665376 | EXISTING | PALM | 13570 | MONETA | 5218 | D | NO | SCE | THREE | UNKNOWN | 4KV | LOW 5 | UNKNOWN | MB | UNKNOWN | UNKNOWN |  |  | SYSTEM | 2015-04-20 | bodduvh |  | CONSOLIDATED | EL NIDO | METRO WEST | 2179008 | 2 | 2216898 | A | N | Y | 234 | -1 | I | 1950-01-01 |  | D |  | 24665386 | 24752676;107793425 |  |  |  | :13570 | 13570:13570 | main_exi_3_route_oh | CIRCUIT_BREAKER |  |  |  |  | -1.76 | 3 |  | 504449 |  | [MDSYS.SDO_GEOMETRY]
60908935 | 24675230 | EXISTING | SEMINARY | 16128 | SOMIS | 5536 | D | NO | SCE | THREE | UNKNOWN | 16KV | LOW 3 | UNKNOWN | MB | UNKNOWN | UNKNOWN |  |  | SYSTEM | 2014-01-31 | manthak |  | CONSOLIDATED | SANTA CLARA | NORTH COAST | 2183618 |  | 2212720 | A | N | Y | 236 | -1 | I | 1970-05-01 |  | D |  | 24675240 | 24798727;24798728 |  |  |  | :16128 | 16128:16128 | main_exi_3_route_oh | CIRCUIT_BREAKER |  |  |  |  | -1.74 | 3 |  | 504449 |  | [MDSYS.SDO_GEOMETRY]
60908941 | 24682399 | EXISTING | ALLSTATE | 334 | HOMART | 8039 | D | NO | SCE | THREE | UNKNOWN | 12KV | LOW 2 | UNKNOWN | MB | UNKNOWN | UNKNOWN |  |  | SYSTEM | 2014-04-11 | bodduvh |  | CONSOLIDATED | VISTA | DESERT | 2129535 |  | 2220488 | A | Y | N |  | -1 | I | 1967-04-01 |  | D |  | 24682409 | 24769760 |  |  |  | :00334 | 00334:00334 | main_exi_3_route_oh | CIRCUIT_BREAKER |  |  |  |  | -1.81 | 3 |  | 504449 |  | [MDSYS.SDO_GEOMETRY]
60908756 | 23170640 | EXISTING | SAN ANDREAS | 15710 | MODOC | 5520 | D | NO | SCE | THREE | UNKNOWN | 4KV | LOW 4 | UNKNOWN | MB | UNKNOWN | UNKNOWN |  |  | SYSTEM | 2013-10-31 | simhadk |  | CONSOLIDATED | GOLETA | NORTH COAST | 2183533 |  | 2214922 | A | Y | N |  | -1 | I | 1950-01-01 |  | D |  | 23170647 | 23173781 |  |  |  | :15710 | 15710:15710 | main_exi_3_route_oh | CIRCUIT_BREAKER |  |  |  |  | -1.71 | 2.5 |  | 504449 |  | [MDSYS.SDO_GEOMETRY]
60908757 | 23174232 | EXISTING | SANCHO | 15725 | SOUTHWIND | 5423 | X | NO | SCE | THREE | UNKNOWN | 12KV | LOW 2 | UNKNOWN | MB | UNKNOWN | UNKNOWN |  |  | SYSTEM | 2014-02-14 | manthak |  | CONSOLIDATED | VINCENT | RURALS | 2187626 |  | 2212616 | A | Y | N |  | -1 | I | 1983-09-01 |  | D |  | 23174242 | 23174660 |  |  |  | :15725 | 15725:15725 | main_exi_3_route_oh | CIRCUIT_BREAKER |  |  |  |  | -1.78 | 3.5 |  | 504449 |  | [MDSYS.SDO_GEOMETRY]
60908758 | 23202505 | EXISTING | ORCHARDALE | 13230 | CARMENITA | 5814 | D | NO | SCE | THREE | UNKNOWN | 12KV | LOW 9 | UNKNOWN | MB | UNKNOWN | UNKNOWN |  |  | SYSTEM | 2017-12-14 | maxwelbw |  | CONSOLIDATED | LIGHTHIPE | METRO WEST | 2178685 | 1 | 2217816 | S | N | Y | 127 | -1 | I | 1950-01-01 |  | D |  | 23202515 | 23268142 |  |  |  | :13230 | 13230:13230 | main_exi_3_route_oh | CIRCUIT_BREAKER |  |  |  |  | -1.77 | 3 |  | 504449 |  | [MDSYS.SDO_GEOMETRY]
60908759 | 23204830 | EXISTING | SAND CANYON | 15737 | SOLEMINT | 5560 | D | NO | SCE | THREE | UNKNOWN | 16KV | LOW 1 | UNKNOWN | MB | UNKNOWN | UNKNOWN |  |  | SYSTEM | 2013-12-30 | bessar |  | CONSOLIDATED | SAUGUS | NORTH COAST | 2187627 |  | 2219702 | A | N | N |  | -1 | I | 1964-06-01 |  | D |  | 23204840 | 23374969;23374970 |  |  |  | :15737 | 15737:15737 | main_exi_3_route_oh | CIRCUIT_BREAKER |  |  |  |  | -1.77 | 3 |  | 504449 |  | [MDSYS.SDO_GEOMETRY]
60908760 | 23220227 | EXISTING | DORAN | 5210 | EARLIMART | 5306 | D | NO | SCE | THREE | UNKNOWN | 12KV | LOW 1 | UNKNOWN | MB | UNKNOWN | UNKNOWN |  |  | SYSTEM | 2014-01-15 | attadas |  | CONSOLIDATED | SAN JOAQUIN | SAN JOAQUIN | 2146487 |  | 2217064 | A | N | N |  | -1 | I | 1950-01-01 |  | D |  | 23220234 | 23247338;23247339 |  |  |  | :05210 | 05210:05210 | main_exi_3_route_oh | CIRCUIT_BREAKER |  |  |  |  | -1.78 | 4 |  | 504449 |  | [MDSYS.SDO_GEOMETRY]
60908761 | 23224190 | EXISTING | CAPRI | 2914 | BROADWAY | 5768 | D | NO | SCE | THREE | UNKNOWN | 12KV | LOW 3 | UNKNOWN | MB | UNKNOWN | UNKNOWN |  |  | SYSTEM | 2015-01-12 | merugusn |  |  | LIGHTHIPE | METRO WEST | 2136391 |  | 2220056 | A | N | Y | 224 | -1 | I | 1965-08-01 |  | D |  | 23224200 | 23361075;23361076 |  |  |  | :02914 | 02914:02914 | main_exi_3_route_oh | CIRCUIT_BREAKER |  |  |  |  | -1.77 | 3 |  | 504449 |  | [MDSYS.SDO_GEOMETRY]
60908762 | 23295344 | EXISTING | ORCHID | 13235 | ROLLING HILLS | 5252 | D | NO | SCE | THREE | UNKNOWN | 4KV | LOW 13 | UNKNOWN | MB | UNKNOWN | UNKNOWN |  |  | SYSTEM | 2015-04-06 | bodduvh |  | CONSOLIDATED | EL NIDO | METRO WEST | 2182458 |  | 2219336 | S | N | Y | 103 | -1 | I | 1960-01-01 |  | D |  | 23295354 | 23340294;23340295 |  |  |  | :13235 | 13235:13235 | main_exi_3_route_oh | CIRCUIT_BREAKER |  |  |  |  | -1.76 | 3 |  | 504449 |  | [MDSYS.SDO_GEOMETRY]
60908768 | 23303669 | EXISTING | DRAG | 5307 | PORTERVILLE | 5323 | D | NO | SCE | THREE | UNKNOWN | 12KV | LOW 2 | UNKNOWN | MB | UNKNOWN | UNKNOWN |  |  | SYSTEM | 2014-01-15 | aminencn |  | CONSOLIDATED | SAN JOAQUIN | SAN JOAQUIN | 2167234 | 1 | 2212530 | A | Y | N |  | -1 | I | 1969-03-01 |  | D |  | 23303679 | 23345209 |  |  |  | :05307 | 05307:05307 | main_exi_3_route_oh | CIRCUIT_BREAKER |  |  |  |  | -1.79 | 3 |  | 504449 |  | [MDSYS.SDO_GEOMETRY]
60908769 | 23355109 | EXISTING | DRAKE | 5310 | PIXLEY | 5321 | D | NO | SCE | THREE | UNKNOWN | 12KV | LOW 4 | UNKNOWN | MB | UNKNOWN | UNKNOWN |  |  | SYSTEM | 2014-01-27 | bodduvh |  | CONSOLIDATED | SAN JOAQUIN | SAN JOAQUIN | 2146665 |  | 2219454 | A | N | Y | 227 | -1 | I | 1950-01-01 |  | D |  | 23355119 | 23412114 |  |  |  | :05310 | 05310:05310 | main_exi_3_route_oh | CIRCUIT_BREAKER |  |  |  |  | -1.78 | 5.5 |  | 504449 |  | [MDSYS.SDO_GEOMETRY]
60908770 | 23363156 | EXISTING | CAPSTAN | 2917 | CULVER | 5204 | D | NO | SCE | THREE | UNKNOWN | 16KV | LOW 3 | UNKNOWN | MB | UNKNOWN | UNKNOWN |  |  | SYSTEM | 2015-03-11 | yallasv |  | CONSOLIDATED | EL NIDO | METRO WEST | 2136393 | 1 | 2214532 | S | N | Y | 106 | -1 | I | 1964-12-01 |  | D |  | 23363166 | 23417202 |  |  |  | :02917 | 02917:02917 | main_exi_3_route_oh | CIRCUIT_BREAKER |  |  |  |  | -1.76 | 3 |  | 504449 |  | [MDSYS.SDO_GEOMETRY]
60908771 | 23363833 | EXISTING | OREGON | 13240 | LOCUST | 5735 | D | NO | SCE | THREE | UNKNOWN | 4KV | LOW 6 | UNKNOWN | MB | UNKNOWN | UNKNOWN |  |  | SYSTEM | 2015-01-13 | bessar |  | CONSOLIDATED | LIGHTHIPE | METRO WEST | 2178686 |  | 2213106 | S | N | N |  | -1 | I | 2026-11-01 |  | D |  | 23363843 | 23365344 |  |  |  | :13240 | 13240:13240 | main_exi_3_route_oh | CIRCUIT_BREAKER |  |  |  |  | -1.76 | 3 |  | 504449 |  | [MDSYS.SDO_GEOMETRY]
60908772 | 23365678 | EXISTING | ORIZABA | 13256 | BROADWAY | 5768 | D | NO | SCE | THREE | UNKNOWN | 12KV | LOW 4 | UNKNOWN | MB | UNKNOWN | UNKNOWN |  |  | SYSTEM | 2017-11-28 | maxwelbw |  |  | LIGHTHIPE | METRO WEST | 2178999 |  | 2220056 | A | N | Y | 224 | -1 | I | 1969-02-01 |  | D |  | 23365688 | 23489990 |  |  |  | :13256 | 13256:13256 | main_exi_3_route_oh | CIRCUIT_BREAKER |  |  |  |  | -1.77 | 3 |  | 504449 |  | [MDSYS.SDO_GEOMETRY]
60908773 | 23395030 | EXISTING | SAN NICHOLAS | 15828 | CASITAS | 5504 | D | NO | SCE | THREE | UNKNOWN | 16KV | LOW 2 | UNKNOWN | MB | UNKNOWN | UNKNOWN |  |  | SYSTEM | 2013-12-19 | merugusn |  | CONSOLIDATED | SANTA CLARA | NORTH COAST | 2190759 |  | 2214878 | S | Y | N |  | -1 | I | 1965-09-01 |  | D |  | 23395037 | 23455762;23455763 |  |  |  | :15828 | 15828:15828 | main_exi_3_route_oh | CIRCUIT_BREAKER |  |  |  |  | -1.73 | 3.5 |  | 504449 |  | [MDSYS.SDO_GEOMETRY]
60908774 | 23413393 | EXISTING | DWP DRINKWATER | 5323 | DWP POWER PLANT 1 | 4195 | F | NO | SCE | THREE | UNKNOWN | 2.4KV | LOW 1 | UNKNOWN | MB | UNKNOWN | UNKNOWN |  |  | SYSTEM | 2013-11-25 | ankarlr |  | CONSOLIDATED | LUGO | NORTH COAST | 2154809 |  | 2274128 | A | N | N |  | -1 | I | 1967-01-01 |  | D |  | 23413400 | 23413765 |  |  |  | :05323 | 05323:05323 | main_exi_3_route_oh | CIRCUIT_BREAKER |  |  |  |  | -1.77 | 3 |  | 504449 |  | [MDSYS.SDO_GEOMETRY]
60908778 | 23414507 | EXISTING | DRINKWATER | 5324 | DRINKWATER P.T. | 7177 | A | NO | SCE | THREE | UNKNOWN | 16KV | LOW 1 | UNKNOWN | MB | UNKNOWN | UNKNOWN |  |  | SYSTEM | 2013-11-25 | manthak |  | CONSOLIDATED | LUGO | NORTH COAST | 2154810 |  | 2123068 | N | N | N |  | -1 | I | 2002-07-01 |  | D |  | 23414514 | 23414725 |  |  |  | :05324 | 05324:05324 | main_exi_3_route_oh | CIRCUIT_BREAKER |  |  |  |  | -1.77 | 3.5 |  | 504449 |  | [MDSYS.SDO_GEOMETRY]
60908782 | 23414822 | EXISTING | DRISKILL | 5327 | SAN MARCOS | 5585 | D | NO | SCE | THREE | UNKNOWN | 16KV | LOW 1 | UNKNOWN | MB | UNKNOWN | UNKNOWN |  |  | SYSTEM | 2013-11-02 | ankarlr |  | CONSOLIDATED | GOLETA | NORTH COAST | 2149763 |  | 2219744 | A | N | Y | 209 | -1 | I | 1965-10-01 |  | D |  | 23414832 | 23570410;23570411 |  |  |  | :05327 | 05327:05327 | main_exi_3_route_oh | CIRCUIT_BREAKER |  |  |  |  | -1.71 | 3 |  | 504449 |  | [MDSYS.SDO_GEOMETRY]
60908783 | 23419351 | EXISTING | CARFAX | 2920 | LAKEWOOD | 5733 | D | NO | SCE | THREE | UNKNOWN | 4KV | LOW 5 | UNKNOWN | MB | UNKNOWN | UNKNOWN |  |  | SYSTEM | 2014-12-16 | bessar |  | CONSOLIDATED | LIGHTHIPE | METRO WEST | 2145513 | 2 | 2215320 | A | N | Y | 237 | -1 | I | 1959-12-01 |  | D |  | 23419358 | 23409628 |  |  |  | :02920 | 02920:02920 | main_exi_3_route_oh | CIRCUIT_BREAKER |  |  |  |  | -1.77 | 4 |  | 504449 |  | [MDSYS.SDO_GEOMETRY]
60908784 | 23471295 | EXISTING | SARATOGA | 15885 | LEVY | 5552 | D | NO | SCE | THREE | UNKNOWN | 16KV | LOW 3 | UNKNOWN | MB | UNKNOWN | UNKNOWN |  |  | SYSTEM | 2013-12-19 | mannepl |  | CONSOLIDATED | SANTA CLARA | NORTH COAST | 2183248 |  | 2217318 | A | Y | N |  | -1 | I | 1961-09-01 |  | D |  | 23471305 | 23578387;23578388 |  |  |  | :15885 | 15885:15885 | main_exi_3_route_oh | CIRCUIT_BREAKER |  |  |  |  | -1.73 | 3 |  | 504449 |  | [MDSYS.SDO_GEOMETRY]
60908789 | 23514698 | EXISTING | ORLENA | 13260 | NAPLES | 5740 | D | NO | SCE | THREE | UNKNOWN | 4KV | LOW 2 | UNKNOWN | MB | UNKNOWN | UNKNOWN |  |  | SYSTEM | 2017-12-29 | maxwelbw |  | CONSOLIDATED | LIGHTHIPE | METRO WEST | 2178755 |  | 2220020 | A | N | Y | 239 | -1 | I | 1950-01-01 |  | D |  | 23514708 | 23536363 |  |  |  | :13260 | 13260:13260 | main_exi_3_route_oh | CIRCUIT_BREAKER |  |  |  |  | -1.77 | 2.5 |  | 504449 |  | [MDSYS.SDO_GEOMETRY]
60908790 | 23533248 | EXISTING | CARAVEL | 2925 | GREENING | 5791 | D | NO | SCE | THREE | UNKNOWN | 12KV | LOW 4 | UNKNOWN | MB | UNKNOWN | UNKNOWN |  |  | SYSTEM | 2015-02-24 | manthak |  | CONSOLIDATED | LIGHTHIPE | METRO WEST | 2139822 |  | 2213198 | A | N | Y | 207 | -1 | I | 1982-06-01 |  | D |  | 23533258 | 23427581 |  |  |  | :02925 | 02925:02925 | main_exi_3_route_oh | CIRCUIT_BREAKER |  |  |  |  | -1.77 | 3 |  | 504449 |  | [MDSYS.SDO_GEOMETRY]
60908791 | 23561989 | EXISTING | ORSATTI | 13270 | OLYMPIC | 5222 | D | NO | SCE | THREE | UNKNOWN | 4KV | LOW 2 | UNKNOWN | MB | UNKNOWN | UNKNOWN |  |  | SYSTEM | 2015-04-02 | kallurr |  | CONSOLIDATED | EL NIDO | METRO WEST | 2178758 |  | 2216906 | A | N | Y |  | -1 | I | 1950-01-01 |  | D |  | 23561999 | 23565142 |  |  |  | :13270 | 13270:13270 | main_exi_3_route_oh | CIRCUIT_BREAKER |  |  |  |  | -1.76 | 3 |  | 504449 |  | [MDSYS.SDO_GEOMETRY]
60908792 | 23574150 | EXISTING | DRIVER | 5330 | DELANO | 5305 | D | NO | SCE | THREE | UNKNOWN | 12KV | LOW 1 | UNKNOWN | MB | UNKNOWN | UNKNOWN |  |  | SYSTEM | 2014-01-11 | merugusn |  | CONSOLIDATED | SAN JOAQUIN | SAN JOAQUIN | 2149764 |  | 2219412 | S | N | Y | 102 | -1 | I | 1950-01-01 |  | D |  | 23574160 | 23595702;23595703 |  |  |  | :05330 | 05330:05330 | main_exi_3_route_oh | CIRCUIT_BREAKER |  |  |  |  | -1.78 | 3 |  | 504449 |  | [MDSYS.SDO_GEOMETRY]
60908793 | 23580036 | EXISTING | SARGENT | 15890 | OCTOL | 5320 | D | NO | SCE | THREE | UNKNOWN | 12KV | LOW 2 | UNKNOWN | MB | UNKNOWN | UNKNOWN |  |  | SYSTEM | 2014-01-10 | kallurr |  | CONSOLIDATED | SAN JOAQUIN | SAN JOAQUIN | 2183309 |  | 2214766 | A | N | Y | 224 | -1 | I | 1930-04-01 |  | D |  | 23580046 | 23625208;23625209 |  |  |  | :15890 | 15890:15890 | main_exi_3_route_oh | CIRCUIT_BREAKER |  |  |  |  | -1.78 | 5.5 |  | 504449 |  | [MDSYS.SDO_GEOMETRY]
60908794 | 23596838 | EXISTING | DRIVE INN | 5332 | INYOKERN | 5041 | D | NO | SCE | THREE | UNKNOWN | 12KV | LOW 6 | UNKNOWN | MB | UNKNOWN | UNKNOWN |  |  | SYSTEM | 2014-03-05 | aminencn |  | CONSOLIDATED | LUGO | RURALS | 2154811 |  | 2214068 | S | N | Y | 105 | -1 | I | 1950-01-01 |  | D |  | 23596848 | 23641436 |  |  |  | :05332 | 05332:05332 | main_exi_3_route_oh | CIRCUIT_BREAKER |  |  |  |  | -1.81 | 4 |  | 504449 |  | [MDSYS.SDO_GEOMETRY]
60908795 | 23605635 | EXISTING | CARGO | 2957 | SEABRIGHT | 5790 | D | NO | SCE | THREE | UNKNOWN | 12KV | LOW 2 | UNKNOWN | MB | UNKNOWN | UNKNOWN |  |  | SYSTEM | 2015-03-16 | attadas |  | CONSOLIDATED | LIGHTHIPE | METRO WEST | 2154258 |  | 2217772 | S | Y | N |  | -1 | I | 1964-01-01 |  | D |  | 23605645 | 23633634 |  |  |  | :02957 | 02957:02957 | main_exi_3_route_oh | CIRCUIT_BREAKER |  |  |  |  | -1.76 | 3 |  | 504449 |  | [MDSYS.SDO_GEOMETRY]
60908796 | 23608434 | EXISTING | OSGOOD | 13300 | SUNNYSIDE | 5785 | D | NO | SCE | THREE | UNKNOWN | 4KV | LOW 14 | UNKNOWN | MB | UNKNOWN | UNKNOWN |  |  | SYSTEM | 2017-10-20 | maxwelbw |  |  | LIGHTHIPE | METRO WEST | 2179000 | 3 | 2215432 | S | N | Y | 118 | -1 | I | 1957-02-01 |  | D |  | 23608438 | 23658330 |  |  |  | :13300 | 13300:13300 | main_exi_3_route_oh | CIRCUIT_BREAKER |  |  |  |  | -1.77 | 2 |  | 504449 |  | [MDSYS.SDO_GEOMETRY]
60908797 | 23643457 | EXISTING | SAUCELITO | 15920 | WOODVILLE | 5333 | D | NO | SCE | THREE | UNKNOWN | 12KV | LOW 2 | UNKNOWN | MB | UNKNOWN | UNKNOWN |  |  | SYSTEM | 2014-01-11 | kallurr |  | CONSOLIDATED | SAN JOAQUIN | SAN JOAQUIN | 2190766 |  | 2219506 | S | N | Y | 104 | -1 | I | 1950-01-01 |  | D |  | 23643467 | 23666115 |  |  |  | :15920 | 15920:15920 | main_exi_3_route_oh | CIRCUIT_BREAKER |  |  |  |  | -1.79 | 3.5 |  | 504449 |  | [MDSYS.SDO_GEOMETRY]
60908798 | 23651528 | EXISTING | DRY CANYON | 5340 | SAUGUS | 5051 | D | NO | SCE | THREE | UNKNOWN | 16KV | LOW 23 | UNKNOWN | MB | UNKNOWN | UNKNOWN |  |  | SYSTEM | 2013-12-05 | ramuj |  | CONSOLIDATED | SAUGUS | NORTH COAST | 2154812 | 5 | 2211724 | A | N | Y | 241 | -1 | I | 1954-06-01 |  | D |  | 23651538 | 23672718;23672719 |  |  |  | :05340 | 05340:05340 | main_exi_3_route_oh | CIRCUIT_BREAKER |  |  |  |  | -1.76 | 3 |  | 504449 |  | [MDSYS.SDO_GEOMETRY]
60908799 | 23659493 | EXISTING | OTIS | 13340 | CUDAHY | 5714 | D | NO | SCE | THREE | UNKNOWN | 16KV | LOW 4 | UNKNOWN | MB | UNKNOWN | UNKNOWN |  |  | SYSTEM | 2015-02-02 | merugusn |  |  | LIGHTHIPE | METRO WEST | 2179003 | 1 | 2215284 | S | Y | N |  | -1 | I | 1950-01-01 |  | D |  | 23659503 | 23777174;23777175 |  |  |  | :13340 | 13340:13340 | main_exi_3_route_oh | CIRCUIT_BREAKER |  |  |  |  | -1.77 | 3 |  | 504449 |  | [MDSYS.SDO_GEOMETRY]
60908800 | 23666803 | EXISTING | SAWMILL | 15953 | INYOKERN | 5041 | D | NO | SCE | THREE | UNKNOWN | 33KV | LOW 1 | UNKNOWN | MB | UNKNOWN | UNKNOWN |  |  | SYSTEM | 2014-03-24 | kallurr |  | CONSOLIDATED | LUGO | RURALS | 2190768 |  | 2214070 | A | Y | N |  | -1 | I | 1970-02-01 |  | D |  | 23666813 | 23667564;158153874 |  |  |  | :15953 | 15953:15953 | main_exi_3_route_oh | CIRCUIT_BREAKER |  |  |  |  | -1.81 | 4 |  | 504449 |  | [MDSYS.SDO_GEOMETRY]
60908801 | 23668063 | EXISTING | SCHENLEY | 15980 | COLUMBINE | 5336 | D | NO | SCE | THREE | UNKNOWN | 12KV | LOW 3 | UNKNOWN | MB | UNKNOWN | UNKNOWN |  |  | SYSTEM | 2014-03-27 | bodduvh |  | CONSOLIDATED | SAN JOAQUIN | SAN JOAQUIN | 2183610 |  | 2212556 | A | N | Y | 228 | -1 | I | 1949-02-01 |  | D |  | 23668073 | 23780338;23780339 |  |  |  | :15980 | 15980:15980 | main_exi_3_route_oh | CIRCUIT_BREAKER |  |  |  |  | -1.78 | 5.5 |  | 504449 |  | [MDSYS.SDO_GEOMETRY]
60908802 | 23681956 | EXISTING | DUCOR | 5360 | TERRA BELLA | 5326 | D | NO | SCE | THREE | UNKNOWN | 12KV | LOW 1 | UNKNOWN | MB | UNKNOWN | UNKNOWN |  |  | SYSTEM | 2014-03-13 | simhadk |  | CONSOLIDATED | SAN JOAQUIN | SAN JOAQUIN | 2167238 |  | 2219476 | A | N | Y | 234 | -1 | I | 1950-01-01 |  | D |  | 23681963 | 23747107 |  |  |  | :05360 | 05360:05360 | main_exi_3_route_oh | CIRCUIT_BREAKER |  |  |  |  | -1.79 | 5 |  | 504449 |  | [MDSYS.SDO_GEOMETRY]
60908803 | 23712564 | EXISTING | CARLIN | 2960 | LYNWOOD | 5731 | D | NO | SCE | THREE | UNKNOWN | 4KV | LOW 6 | UNKNOWN | MB | UNKNOWN | UNKNOWN |  |  | SYSTEM | 2015-10-07 | maxwelbw |  | CONSOLIDATED | LIGHTHIPE | METRO WEST | 2136549 | 1 | 2219998 | A | N | Y | 215 | -1 | I | 1950-01-01 |  | D |  | 23712574 | 23744273 |  |  |  | :02960 | 02960:02960 | main_exi_3_route_oh | CIRCUIT_BREAKER |  |  |  |  | -1.77 | 3 |  | 504449 |  | [MDSYS.SDO_GEOMETRY]
60908805 | 23764632 | EXISTING | DUFFER | 5373 | SAN MARCOS | 5585 | D | NO | SCE | THREE | UNKNOWN | 16KV | LOW 5 | UNKNOWN | MB | UNKNOWN | UNKNOWN |  |  | SYSTEM | 2013-11-05 | kollir |  | CONSOLIDATED | GOLETA | NORTH COAST | 2149767 |  | 2219744 | A | N | Y | 209 | -1 | I | 1969-02-01 |  | D |  | 23764642 | 23839228 |  |  |  | :05373 | 05373:05373 | main_exi_3_route_oh | CIRCUIT_BREAKER |  |  |  |  | -1.71 | 3 |  | 504449 |  | [MDSYS.SDO_GEOMETRY]
60908811 | 23778958 | EXISTING | O'TOOLE | 13343 | MURPHY | 5812 | D | NO | SCE | THREE | UNKNOWN | 12KV | LOW 1 | UNKNOWN | MB | UNKNOWN | UNKNOWN |  |  | SYSTEM | 2017-10-19 | maxwelbw |  | CONSOLIDATED | LIGHTHIPE | METRO WEST | 2182530 |  | 2213242 | A | N | Y | 204 | -1 | I | 1966-09-01 |  | D |  | 23778968 | 23856760 |  |  |  | :13343 | 13343:13343 | main_exi_3_route_oh | CIRCUIT_BREAKER |  |  |  |  | -1.77 | 3 |  | 504449 |  | [MDSYS.SDO_GEOMETRY]
60908812 | 23781681 | EXISTING | SCHOONER | 15992 | CHANNEL ISLANDS | 5506 | D | NO | SCE | THREE | UNKNOWN | 16KV | LOW 2 | UNKNOWN | MB | UNKNOWN | UNKNOWN |  |  | SYSTEM | 2013-12-17 | simhadk |  | CONSOLIDATED | SANTA CLARA | NORTH COAST | 2183612 |  | 2217198 | A | Y | N |  | -1 | I | 1974-12-01 |  | D |  | 23781688 | 23900500;23900501 |  |  |  | :15992 | 15992:15992 | main_exi_3_route_oh | CIRCUIT_BREAKER |  |  |  |  | -1.73 | 3 |  | 504449 |  | [MDSYS.SDO_GEOMETRY]
60908814 | 23831864 | EXISTING | CARLYLE | 2980 | SAN VICENTE | 5230 | D | NO | SCE | THREE | UNKNOWN | 4KV | LOW 2 | UNKNOWN | MB | UNKNOWN | UNKNOWN |  |  | SYSTEM | 2015-03-06 | bessar |  | CONSOLIDATED | EL NIDO | METRO WEST | 2136552 |  | 2216928 | A | N | Y | 211 | -1 | I | 1950-01-01 |  | D |  | 23831871 | 23833263 |  |  |  | :02980 | 02980:02980 | main_exi_3_route_oh | CIRCUIT_BREAKER |  |  |  |  | -1.75 | 3 |  | 504449 |  | [MDSYS.SDO_GEOMETRY]
60908815 | 23833447 | EXISTING | CARNELIAN | 3000 | VICTORIA | 5232 | D | NO | SCE | THREE | UNKNOWN | 16KV | LOW 7 | UNKNOWN | MB | UNKNOWN | UNKNOWN |  |  | SYSTEM | 2015-05-01 | bondigc |  |  | EL NIDO | METRO WEST | 2137055 | 3 | 2214608 | S | Y | N |  | -1 | I | 1950-01-01 |  | D |  | 23833457 | 23996257 |  |  |  | :03000 | 03000:03000 | main_exi_3_route_oh | CIRCUIT_BREAKER |  |  |  |  | -1.76 | 3 |  | 504449 |  | [MDSYS.SDO_GEOMETRY]
60908816 | 23849869 | EXISTING | DUNGAN | 5400 | VENIDA | 5330 | D | NO | SCE | THREE | UNKNOWN | 12KV | LOW 1 | UNKNOWN | MB | UNKNOWN | UNKNOWN |  |  | SYSTEM | 2014-03-24 | aminencn |  | CONSOLIDATED | SAN JOAQUIN | SAN JOAQUIN | 2154815 |  | 2217116 | S | N | Y | 126 | -1 | I | 1950-01-01 |  | D |  | 23849879 | 23871468 |  |  |  | :05400 | 05400:05400 | main_exi_3_route_oh | CIRCUIT_BREAKER |  |  |  |  | -1.79 | 3 |  | 504449 |  | [MDSYS.SDO_GEOMETRY]
60908817 | 23872720 | EXISTING | DUNTLEY | 5420 | NEENACH | 5556 | D | NO | SCE | THREE | UNKNOWN | 12KV | LOW 3 | UNKNOWN | MB | UNKNOWN | UNKNOWN |  |  | SYSTEM | 2013-11-08 | bodduvh |  | CONSOLIDATED | VINCENT | NORTH COAST | 2150433 |  | 2215002 | A | N | Y | 206 | -1 | I | 1950-01-01 |  | D |  | 23872730 | 23893736;23893737 |  |  |  | :05420 | 05420:05420 | main_exi_3_route_oh | CIRCUIT_BREAKER |  |  |  |  | -1.77 | 5.5 |  | 504449 |  | [MDSYS.SDO_GEOMETRY]
60908818 | 23875147 | EXISTING | OTTO | 13350 | DOWNEY | 5820 | D | NO | SCE | THREE | UNKNOWN | 4KV | LOW 5 | UNKNOWN | MB | UNKNOWN | UNKNOWN |  |  | SYSTEM | 2015-02-23 | manthak |  | CONSOLIDATED | LIGHTHIPE | METRO WEST | 2182533 | 1 | 2215520 | A | N | N |  | -1 | I | 1950-01-01 |  | D |  | 23875157 | 23935917;23935918 |  |  |  | :13350 | 13350:13350 | main_exi_3_route_oh | CIRCUIT_BREAKER |  |  |  |  | -1.77 | 3 |  | 504449 |  | [MDSYS.SDO_GEOMETRY]
60908819 | 23894536 | EXISTING | DYNAMO | 5481 | LUNDY | 2560 | D | NO | SCE | THREE | UNKNOWN | 16KV | LOW 1 | UNKNOWN | MB | UNKNOWN | UNKNOWN |  |  | SYSTEM | 2014-03-04 | kallurr |  | CONSOLIDATED | LUGO | RURALS | 2146822 |  | 2274010 | A | Y | N |  | -1 | I | 1969-11-01 |  | D |  | 23894546 | 23894991 |  | 148841370 |  | :05481 | 05481:05481 | main_exi_3_route_oh | CIRCUIT_BREAKER |  |  |  |  | -1.85 | 15 |  | 504449 |  | [MDSYS.SDO_GEOMETRY]
60908820 | 23895130 | EXISTING | DYSON | 5482 | KRAMER | 5042 | D | NO | SCE | THREE | UNKNOWN | 33KV | LOW 12 | UNKNOWN | MB | UNKNOWN | UNKNOWN |  |  | SYSTEM | 2014-02-03 | attadas |  | CONSOLIDATED | LUGO | RURALS | 2150581 |  | 2211688 | S | N | N |  | -1 | I | 1950-01-01 |  | D |  | 23895140 | 23895355 |  |  |  | :05482 | 05482:05482 | main_exi_3_route_oh | CIRCUIT_BREAKER |  |  |  |  | -1.81 | 6 |  | 504449 |  | [MDSYS.SDO_GEOMETRY]
60908821 | 23895539 | EXISTING | EARLEY | 5491 | BISHOP CREEK NO.4 | 2524 | H | NO | SCE | THREE | UNKNOWN | 2.4KV | LOW 1 | UNKNOWN | MB | UNKNOWN | UNKNOWN |  |  | SYSTEM | 2014-01-22 | bodduvh |  | CONSOLIDATED | LUGO | RURALS | 2168515 |  | 2274050 | M | N | N |  | -1 | I | 1950-01-01 |  | D |  | 23895546 | 23895941 |  |  |  | :05491 | 05491:05491 | main_exi_3_route_oh | CIRCUIT_BREAKER |  |  |  |  | -1.82 | 3 |  | 504449 |  | [MDSYS.SDO_GEOMETRY]
60908822 | 23896026 | EXISTING | EARTH | 5492 | MOUNTAIN PASS | 8030 | D | NO | SCE | THREE | UNKNOWN | 12KV | LOW 2 | UNKNOWN | MB | UNKNOWN | UNKNOWN |  |  | SYSTEM | 2014-01-22 | kallurr |  | CONSOLIDATED | ELDORADO | RURALS | 2146825 |  | 2215780 | A | N | N |  | -1 | I | 1950-01-01 |  | D |  | 23896036 | 23910141;23910142 |  |  |  | :05492 | 05492:05492 | main_exi_3_route_oh | CIRCUIT_BREAKER |  |  |  |  | -1.86 | 3.5 |  | 504449 |  | [MDSYS.SDO_GEOMETRY]
60908823 | 23896113 | EXISTING | ABIGAIL | 22 | CORTEZ | 5186 | D | NO | SCE | THREE | UNKNOWN | 12KV | LOW 11 | UNKNOWN | MB | UNKNOWN | UNKNOWN |  |  | SYSTEM | 2014-06-24 | bessar |  | CONSOLIDATED | MIRA LOMA | METRO EAST | 2134369 | 1 | 2214504 | S | N | N |  | -1 | I | 2002-06-17 |  | D |  | 23896120 | 23946370 |  |  |  | :00022 | 00022:00022 | main_exi_3_route_oh | CIRCUIT_BREAKER |  |  |  |  | -1.78 | 2 |  | 504449 |  | [MDSYS.SDO_GEOMETRY]
60908825 | 23911556 | EXISTING | EAST CITY | 5500 | DELANO | 5305 | D | NO | SCE | THREE | UNKNOWN | 4KV | LOW 10 | UNKNOWN | MB | UNKNOWN | UNKNOWN |  |  | SYSTEM | 2017-07-18 | garciacm |  | CONSOLIDATED | SAN JOAQUIN | SAN JOAQUIN | 2168516 |  | 2212478 | S | N | Y | 102 | -1 | I | 1950-01-01 |  | D |  | 23911566 | 23931001 |  |  |  | :05500 | 05500:05500 | main_exi_3_route_oh | CIRCUIT_BREAKER |  |  |  |  | -1.78 | 3 |  | 504449 |  | [MDSYS.SDO_GEOMETRY]
60908831 | 23929630 | EXISTING | SCOUT | 16013 | SCOUT P.T. | 7796 | A | NO | SCE | THREE | UNKNOWN | 12KV | LOW 1 | UNKNOWN | MB | UNKNOWN | UNKNOWN |  |  | SYSTEM | 2014-01-29 | bodduvh |  | CONSOLIDATED | LUGO | DESERT | 2190776 |  | 2126956 | A | N | Y | 242 | -1 | I | 1971-05-01 |  | D |  | 23929637 | 23930027 |  |  |  | :16013 | 16013:16013 | main_exi_3_route_oh | CIRCUIT_BREAKER |  |  |  |  | -1.83 | 2.5 |  | 504449 |  | [MDSYS.SDO_GEOMETRY]
60908832 | 23930205 | EXISTING | SEACLIFF | 16040 | CARPINTERIA | 5503 | D | NO | SCE | THREE | UNKNOWN | 16KV | LOW 4 | UNKNOWN | MB | UNKNOWN | UNKNOWN |  |  | SYSTEM | 2013-11-02 | kotakr |  | CONSOLIDATED | GOLETA | NORTH COAST | 2190780 |  | 2214876 | A | Y | N |  | -1 | I | 1950-01-01 |  | D |  | 23930215 | 24208581;24208582 |  |  |  | :16040 | 16040:16040 | main_exi_3_route_oh | CIRCUIT_BREAKER |  |  |  |  | -1.72 | 4 |  | 504449 |  | [MDSYS.SDO_GEOMETRY]
60908833 | 23931170 | EXISTING | EASTWIND | 5565 | WILSONA | 5567 | D | NO | SCE | THREE | UNKNOWN | 12KV | LOW 1 | UNKNOWN | MB | UNKNOWN | UNKNOWN |  |  | SYSTEM | 2013-11-08 | ankarlr |  | CONSOLIDATED | VINCENT | NORTH COAST | 2150587 |  | 2215024 | A | N | Y | 248 | -1 | I | 1960-06-01 |  | D |  | 23931180 | 23934027;23934028 |  |  |  | :05565 | 05565:05565 | main_exi_3_route_oh | CIRCUIT_BREAKER |  |  |  |  | -1.8 | 7 |  | 504449 |  | [MDSYS.SDO_GEOMETRY]
60908834 | 23936948 | EXISTING | OVERHILL | 13370 | WINDSOR HILLS | 5235 | D | NO | SCE | THREE | UNKNOWN | 4KV | LOW 9 | UNKNOWN | MB | UNKNOWN | UNKNOWN |  |  | SYSTEM | 2015-04-09 | attadas |  | CONSOLIDATED | EL NIDO | METRO WEST | 2182536 | 5 | 2214618 | A | N | Y | 231 | -1 | I | 1950-01-01 |  | D |  | 23936958 | 23984115 |  | 139207737 |  | :13370 | 13370:13370 | main_exi_3_route_oh | CIRCUIT_BREAKER |  |  |  |  | -1.76 | 3 |  | 504449 |  | [MDSYS.SDO_GEOMETRY]
60908835 | 23951949 | EXISTING | EDENDALE | 5600 | TIPTON | 5327 | D | NO | SCE | THREE | UNKNOWN | 12KV | LOW 6 | UNKNOWN | MB | UNKNOWN | UNKNOWN |  |  | SYSTEM | 2014-01-10 | ankarlr |  | CONSOLIDATED | SAN JOAQUIN | SAN JOAQUIN | 2168700 |  | 2214782 | S | N | Y | 134 | -1 | I | 1950-01-01 |  | D |  | 23951959 | 23965686 |  |  |  | :05600 | 05600:05600 | main_exi_3_route_oh | CIRCUIT_BREAKER |  |  |  |  | -1.78 | 6 |  | 504449 |  | [MDSYS.SDO_GEOMETRY]
60908836 | 23957099 | EXISTING | ABSOLUT | 28 | MILLIKEN | 5663 | D | NO | SCE | THREE | UNKNOWN | 12KV | LOW 13 | UNKNOWN | MB | UNKNOWN | UNKNOWN |  |  | SYSTEM | 2017-09-28 | krumwimg |  | CONSOLIDATED | MIRA LOMA | METRO EAST | 2129130 |  | 2215218 | A | N | N |  | -1 | I | 2002-03-27 |  | D |  | 23957106 | 23975569 |  |  |  | :00028 | 00028:00028 | main_exi_3_route_oh | CIRCUIT_BREAKER |  |  |  |  | -1.8 | 2 |  | 504449 |  | [MDSYS.SDO_GEOMETRY]
60908843 | 23966383 | EXISTING | CONLEY | 5620 | CORUM | 5547 | D | NO | SCE | THREE | UNKNOWN | 12KV | LOW 1 | UNKNOWN | MB | UNKNOWN | UNKNOWN |  |  | SYSTEM | 2013-11-07 | mannepl |  | CONSOLIDATED | VINCENT | NORTH COAST | 2168701 |  | 2212744 | A | N | N |  | -1 | I | 1981-03-01 |  | D |  | 23966393 | 23988590;23988591 |  |  |  | :05620 | 05620:05620 | main_exi_3_route_oh | CIRCUIT_BREAKER |  |  |  |  | -1.79 | 7 |  | 504449 |  | [MDSYS.SDO_GEOMETRY]
60908844 | 23977134 | EXISTING | ACKLEY | 43 | NEWMARK | 5136 | D | NO | SCE | THREE | UNKNOWN | 4KV | LOW 5 | UNKNOWN | MB | UNKNOWN | UNKNOWN |  |  | SYSTEM | 2014-10-21 | aminencn |  | CONSOLIDATED | MESA | METRO EAST | 2140856 | 4 | 2212100 | S | N | Y | 132 | -1 | I | 1964-11-01 |  | D |  | 23977144 | 24013256;24013257 |  |  |  | :00043 | 00043:00043 | main_exi_3_route_oh | CIRCUIT_BREAKER |  |  |  |  | -1.77 | 3 |  | 504449 |  | [MDSYS.SDO_GEOMETRY]
60908845 | 23984854 | EXISTING | OVERLAND | 13380 | CULVER | 5204 | D | NO | SCE | THREE | UNKNOWN | 4KV | LOW 19 | UNKNOWN | MB | UNKNOWN | UNKNOWN |  |  | SYSTEM | 2015-04-01 | bodduvh |  | CONSOLIDATED | EL NIDO | METRO WEST | 2182537 | 4 | 2212238 | A | N | Y | 227 | -1 | I | 1950-01-01 |  | D |  | 23984864 | 24049594 |  |  |  | :13380 | 13380:13380 | main_exi_3_route_oh | CIRCUIT_BREAKER |  |  |  |  | -1.76 | 3 |  | 504449 |  | [MDSYS.SDO_GEOMETRY]
60908846 | 23989972 | EXISTING | ELAINE | 5639 | ELAINE P.T. | 7204 | A | NO | SCE | THREE | UNKNOWN | 2.4KV | LOW 1 | UNKNOWN | MB | UNKNOWN | UNKNOWN |  |  | SYSTEM | 2013-11-25 | manthak |  | CONSOLIDATED | SANTA CLARA | NORTH COAST | 2156204 |  | 2123639 | N | N | N |  | -1 | I | 1964-10-01 |  | D |  | 23989982 | 23990211 |  |  |  | :05639 | 05639:05639 | main_exi_3_route_oh | CIRCUIT_BREAKER |  |  |  |  | -1.73 | 3 |  | 504449 |  | [MDSYS.SDO_GEOMETRY]
60908852 | 23990302 | EXISTING | CARBON | 5675 | GOLDTOWN | 5511 | D | NO | SCE | THREE | UNKNOWN | 12KV | LOW 2 | UNKNOWN | MB | UNKNOWN | UNKNOWN |  |  | SYSTEM | 2014-02-26 | aminencn |  | CONSOLIDATED | VINCENT | RURALS | 2148299 |  | 2219596 | A | N | Y | 202 | -1 | I | 1969-05-01 |  | D |  | 23990312 | 24025241;24025242 |  |  |  | :05675 | 05675:05675 | main_exi_3_route_oh | CIRCUIT_BREAKER |  |  |  |  | -1.79 | 3 |  | 504449 |  | [MDSYS.SDO_GEOMETRY]
60908853 | 24014341 | EXISTING | ACORN | 47 | ARCADIA | 5106 | D | NO | SCE | THREE | UNKNOWN | 4KV | LOW 13 | UNKNOWN | MB | UNKNOWN | UNKNOWN |  |  | SYSTEM | 2014-10-21 | bodduvh |  | CONSOLIDATED | MESA | METRO EAST | 2134373 | 2 | 2216688 | A | N | Y | 248 | -1 | I | 1950-01-01 |  | D |  | 24014351 | 24036498;24036499 |  | 24034816 |  | :00047 | 00047:00047 | main_exi_3_route_oh | CIRCUIT_BREAKER |  |  |  |  | -1.78 | 3 |  | 504449 |  | [MDSYS.SDO_GEOMETRY]
60908854 | 24026230 | EXISTING | ELECTRA | 5679 | LOCKHEED | 5568 | D | NO | SCE | THREE | UNKNOWN | 16KV | LOW 1 | UNKNOWN | MB | UNKNOWN | UNKNOWN |  |  | SYSTEM | 2013-12-05 | bodduvh |  | CONSOLIDATED | SAUGUS | NORTH COAST | 2150784 |  | 2217354 | A | N | N |  | -1 | I | 1999-06-01 |  | D |  | 24026240 | 24127069;24127070 |  |  |  | :05679 | 05679:05679 | main_exi_3_route_oh | CIRCUIT_BREAKER |  |  |  |  | -1.76 | 3 |  | 504449 |  | [MDSYS.SDO_GEOMETRY]
60908855 | 24043740 | EXISTING | CARO | 3001 | LIGHTHIPE | 5073 | D | NO | SCE | THREE | UNKNOWN | 12KV | LOW 17 | UNKNOWN | MB | UNKNOWN | UNKNOWN |  |  | SYSTEM | 2017-09-21 | maxwelbw |  |  | LIGHTHIPE | METRO WEST | 2137056 |  | 2211882 | M | Y | N |  | -1 | I | 1972-07-01 |  | D |  | 24043750 | 24199607 |  |  |  | :03001 | 03001:03001 | main_exi_3_route_oh | CIRCUIT_BREAKER |  |  |  |  | -1.77 | 3 |  | 504449 |  | [MDSYS.SDO_GEOMETRY]
60908856 | 24049982 | EXISTING | OXFORD | 13400 | YUKON | 5241 | D | NO | SCE | THREE | UNKNOWN | 4KV | LOW 11 | UNKNOWN | MB | UNKNOWN | UNKNOWN |  |  | SYSTEM | 2015-04-01 | bodduvh |  | CONSOLIDATED | EL NIDO | METRO WEST | 2178833 | 2 | 2214644 | S | N | Y | 248 | -1 | I | 1950-01-01 |  | D |  | 24049992 | 24130289 |  |  |  | :13400 | 13400:13400 | main_exi_3_route_oh | CIRCUIT_BREAKER |  |  |  |  | -1.76 | 3 |  | 504449 |  | [MDSYS.SDO_GEOMETRY]
60908857 | 24054996 | EXISTING | ADELL | 93 | CHASE | 5679 | D | NO | SCE | THREE | UNKNOWN | 12KV | LOW 13 | UNKNOWN | MB | UNKNOWN | UNKNOWN |  |  | SYSTEM | 2017-09-22 | murilljl |  | CONSOLIDATED | MIRA LOMA | METRO EAST | 2131374 |  | 2213010 | A | N | N |  | -1 | I | 1988-06-13 |  | D |  | 24055003 | 24100488 |  | 24098797 |  | :00093 | 00093:00093 | main_exi_3_route_oh | CIRCUIT_BREAKER |  |  |  |  | -1.8 | 3 |  | 504449 |  | [MDSYS.SDO_GEOMETRY]
60908858 | 24067873 | EXISTING | MOHICAN | 12055 | INDIAN WELLS | 8345 | D | NO | SCE | THREE | UNKNOWN | 12KV | LOW 14 | UNKNOWN | MB | UNKNOWN | UNKNOWN |  |  | SYSTEM | 2014-05-21 | kallurr |  | CONSOLIDATED | DEVERS | DESERT | 2172941 |  | 2218478 | A | N | N |  | -1 | I | 1979-05-01 |  | D |  | 24067880 | 24227999 |  |  |  | :12055 | 12055:12055 | main_exi_3_route_oh | CIRCUIT_BREAKER |  |  |  |  | 43.15 | 2 |  | 504449 |  | [MDSYS.SDO_GEOMETRY]
60908859 | 24102190 | EXISTING | ADOBE | 95 | NEWMARK | 5136 | D | NO | SCE | THREE | UNKNOWN | 16KV | LOW 2 | UNKNOWN | MB | UNKNOWN | UNKNOWN |  |  | SYSTEM | 2014-10-22 | bodduvh |  | CONSOLIDATED | MESA | METRO EAST | 2131375 |  | 2214416 | S | N | Y | 126 | -1 | I | 1963-12-01 |  | D |  | 24102200 | 24139518 |  |  |  | :00095 | 00095:00095 | main_exi_3_route_oh | CIRCUIT_BREAKER |  |  |  |  | -1.77 | 3 |  | 504449 |  | [MDSYS.SDO_GEOMETRY]
60908860 | 24131496 | EXISTING | OZONE | 13410 | MANHATTAN | 5216 | D | NO | SCE | THREE | UNKNOWN | 4KV | LOW 6 | UNKNOWN | MB | UNKNOWN | UNKNOWN |  |  | SYSTEM | 2015-04-13 | punukos |  | CONSOLIDATED | EL NIDO | METRO WEST | 2178835 |  | 2214564 | A | N | Y | 211 | -1 | I | 1950-01-01 |  | D |  | 24131506 | 24202636 |  |  |  | :13410 | 13410:13410 | main_exi_3_route_oh | CIRCUIT_BREAKER |  |  |  |  | -1.76 | 3 |  | 504449 |  | [MDSYS.SDO_GEOMETRY]
60908861 | 24141504 | EXISTING | ELLINGTON | 5707 | DELANO | 5305 | D | NO | SCE | THREE | UNKNOWN | 12KV | LOW 3 | UNKNOWN | MB | UNKNOWN | UNKNOWN |  |  | SYSTEM | 2014-01-10 | ankarlr |  | CONSOLIDATED | SAN JOAQUIN | SAN JOAQUIN | 2168707 |  | 2219412 | S | N | Y | 102 | -1 | I | 1966-06-01 |  | D |  | 24141514 | 24144502 |  |  |  | :05707 | 05707:05707 | main_exi_3_route_oh | CIRCUIT_BREAKER |  |  |  |  | -1.78 | 3 |  | 504449 |  | [MDSYS.SDO_GEOMETRY]
60908862 | 24144701 | EXISTING | ELK | 5720 | OCTOL | 5320 | D | NO | SCE | THREE | UNKNOWN | 12KV | LOW 3 | UNKNOWN | MB | UNKNOWN | UNKNOWN |  |  | SYSTEM | 2014-01-15 | manthak |  | CONSOLIDATED | SAN JOAQUIN | SAN JOAQUIN | 2168708 |  | 2214766 | A | N | Y | 224 | -1 | I | 1930-04-01 |  | D |  | 24144711 | 24235948 |  |  |  | :05720 | 05720:05720 | main_exi_3_route_oh | CIRCUIT_BREAKER |  |  |  |  | -1.78 | 5.5 |  | 504449 |  | [MDSYS.SDO_GEOMETRY]
60909027 | 25193052 | EXISTING | CHARITY | 3360 | LONGDON | 5774 | D | NO | SCE | THREE | UNKNOWN | 4KV | LOW 2 | UNKNOWN | MB | UNKNOWN | UNKNOWN |  |  | SYSTEM | 2015-01-22 | bondigc |  | CONSOLIDATED | LIGHTHIPE | METRO WEST | 2147229 |  | 2217730 | A | N | N |  | -1 | I | 1950-01-01 |  | D |  | 25193062 | 25248845;25248846 |  |  |  | :03360 | 03360:03360 | main_exi_3_route_oh | CIRCUIT_BREAKER |  |  |  |  | -1.77 | 3 |  | 504449 |  | [MDSYS.SDO_GEOMETRY]
60909028 | 25201104 | EXISTING | ALTURA | 420 | MICHILLINDA | 5133 | D | NO | SCE | THREE | UNKNOWN | 4KV | LOW 3 | UNKNOWN | MB | UNKNOWN | UNKNOWN |  |  | SYSTEM | 2014-10-22 | merugusn |  | CONSOLIDATED | MESA | METRO EAST | 2131723 | 2 | 2216732 | A | N | Y | 234 | -1 | I | 1950-01-01 |  | D |  | 25201111 | 25218046 |  |  |  | :00420 | 00420:00420 | main_exi_3_route_oh | CIRCUIT_BREAKER |  |  |  |  | -1.78 | 3 |  | 504449 |  | [MDSYS.SDO_GEOMETRY]
60909031 | 25213496 | EXISTING | MULKEY | 12331 | DEL ROSA | 5670 | D | NO | SCE | THREE | UNKNOWN | 12KV | LOW 7 | UNKNOWN | MB | UNKNOWN | UNKNOWN |  |  | SYSTEM | 2014-05-08 | bodduvh |  | CONSOLIDATED | VISTA | DESERT | 2181648 | 2 | 2219894 | A | Y | N |  | -1 | I | 1972-06-01 |  | D |  | 25213506 | 25315831 |  | 192845608 |  | :12331 | 12331:12331 | main_exi_3_route_oh | CIRCUIT_BREAKER |  |  |  |  | -1.81 | 3 |  | 504449 |  | [MDSYS.SDO_GEOMETRY]
60909035 | 25234346 | EXISTING | PARAFINE | 13660 | CUDAHY | 5714 | D | NO | SCE | THREE | UNKNOWN | 16KV | LOW 3 | UNKNOWN | MB | UNKNOWN | UNKNOWN |  |  | SYSTEM | 2018-01-09 | maxwelbw |  | CONSOLIDATED | LIGHTHIPE | METRO WEST | 2189857 | 1 | 2215284 | S | N | Y | 115 | -1 | I | 1950-01-01 |  | D |  | 25234356 | 25310986 |  |  |  | :13660 | 13660:13660 | main_exi_3_route_oh | CIRCUIT_BREAKER |  |  |  |  | -1.77 | 3 |  | 504449 |  | [MDSYS.SDO_GEOMETRY]
60909036 | 25236445 | EXISTING | ALVERA | 422 | FARRELL | 8016 | D | NO | SCE | THREE | UNKNOWN | 12KV | LOW 8 | UNKNOWN | MB | UNKNOWN | UNKNOWN |  |  | SYSTEM | 2017-09-20 | murilljl |  | CONSOLIDATED | DEVERS | DESERT | 2129703 |  | 2220394 | A | N | N |  | -1 | I | 2002-05-20 |  | D |  | 25236452 | 25325361 |  |  |  | :00422 | 00422:00422 | main_exi_3_route_oh | CIRCUIT_BREAKER |  |  |  |  | -1.85 | 2 |  | 504449 |  | [MDSYS.SDO_GEOMETRY]
60909038 | 25252348 | EXISTING | CHARLEVILLE | 3380 | OLYMPIC | 5222 | D | NO | SCE | THREE | UNKNOWN | 4KV | LOW 3 | UNKNOWN | MB | UNKNOWN | UNKNOWN |  |  | SYSTEM | 2015-03-11 | manthak |  | CONSOLIDATED | EL NIDO | METRO WEST | 2147230 |  | 2216906 | A | N | Y |  | -1 | I | 1950-01-01 |  | D |  | 25252355 | 25279884 |  |  |  | :03380 | 03380:03380 | main_exi_3_route_oh | CIRCUIT_BREAKER |  |  |  |  | -43.55 | 3 |  | 504449 |  | [MDSYS.SDO_GEOMETRY]
60909042 | 25264921 | EXISTING | AGATE | 115 | MORRO | 5836 | D | NO | SCE | THREE | UNKNOWN | 12KV | LOW 3 | UNKNOWN | MB | UNKNOWN | UNKNOWN |  |  | SYSTEM | 2014-10-25 | merugusn |  | CONSOLIDATED | ELLIS | ORANGE | 2134560 |  | 2213296 | A | Y | N |  | -1 | I | 1960-08-01 |  | D |  | 25264928 | 25509476;25509477 |  |  |  | :00115 | 00115:00115 | main_exi_3_route_oh | CIRCUIT_BREAKER |  |  |  |  | -1.78 | 3 |  | 504449 |  | [MDSYS.SDO_GEOMETRY]
60909044 | 25280113 | EXISTING | CHEMICAL | 3390 | SEPULVEDA | 5207 | D | NO | SCE | THREE | UNKNOWN | 16KV | LOW 5 | UNKNOWN | MB | UNKNOWN | UNKNOWN |  |  | SYSTEM | 2015-03-26 | merugusn |  | CONSOLIDATED | EL NIDO | METRO WEST | 2137414 | 3 | 2212248 | A | N | Y | 213 | -1 | I | 1950-01-01 |  | D |  | 25280123 | 25282413 |  |  |  | :03390 | 03390:03390 | main_exi_3_route_oh | CIRCUIT_BREAKER |  |  |  |  | -1.76 | 3 |  | 504449 |  | [MDSYS.SDO_GEOMETRY]
60909045 | 25282504 | EXISTING | CHELSEA | 3400 | COLORADO | 5242 | D | NO | SCE | THREE | UNKNOWN | 4KV | LOW 7 | UNKNOWN | MB | UNKNOWN | UNKNOWN |  |  | SYSTEM | 2017-12-04 | maxwelbw |  | CONSOLIDATED | EL NIDO | METRO WEST | 2137415 |  | 2212358 | S | N | Y | 115 | -1 | I | 1950-01-01 |  | D |  | 25282514 | 25406914 |  |  |  | :03400 | 03400:03400 | main_exi_3_route_oh | CIRCUIT_BREAKER |  |  |  |  | -1.76 | 3 |  | 504449 |  | [MDSYS.SDO_GEOMETRY]
60909046 | 25307558 | EXISTING | ESTABAN | 6065 | SOMIS | 5536 | D | NO | SCE | THREE | UNKNOWN | 16KV | LOW 2 | UNKNOWN | MB | UNKNOWN | UNKNOWN |  |  | SYSTEM | 2013-12-06 | simhadk |  | CONSOLIDATED | SANTA CLARA | NORTH COAST | 2171090 |  | 2212720 | A | N | Y | 236 | -1 | I | 1966-02-01 |  | D |  | 25307568 | 25493729;25493730 |  |  |  | :06065 | 06065:06065 | main_exi_3_route_oh | CIRCUIT_BREAKER |  |  |  |  | -1.74 | 7 |  | 504449 |  | [MDSYS.SDO_GEOMETRY]
60909047 | 25335132 | EXISTING | MURRAY | 12383 | PALM CANYON | 8214 | D | NO | SCE | THREE | UNKNOWN | 12KV | LOW 1 | UNKNOWN | MB | UNKNOWN | UNKNOWN |  |  | SYSTEM | 2014-07-26 | gallog |  | CONSOLIDATED | DEVERS | DESERT | 2177862 |  | 2218356 | A | N | Y | 226 | -1 | I | 1968-01-01 |  | D |  | 25335139 | 25416897 |  |  |  | :12383 | 12383:12383 | main_exi_3_route_oh | CIRCUIT_BREAKER |  |  |  |  | -1.85 | 3 |  | 504449 |  | [MDSYS.SDO_GEOMETRY]
60909054 | 25345023 | EXISTING | AMAR | 425 | MERCED | 5193 | D | NO | SCE | THREE | UNKNOWN | 12KV | LOW 1 | UNKNOWN | MB | UNKNOWN | UNKNOWN |  |  | SYSTEM | 2014-08-22 | bessar |  | CONSOLIDATED | MIRA LOMA | METRO EAST | 2131724 | 2 | 2214522 | S | Y | N |  | -1 | I | 1959-08-01 |  | D |  | 25345030 | 25463092;25463093 |  |  |  | :00425 | 00425:00425 | main_exi_3_route_oh | CIRCUIT_BREAKER |  |  |  |  | -1.78 | 3 |  | 504449 |  | [MDSYS.SDO_GEOMETRY]
60909055 | 25383262 | EXISTING | PARAMOUNT | 13670 | DOWNEY | 5820 | D | NO | SCE | THREE | UNKNOWN | 4KV | LOW 4 | UNKNOWN | MB | UNKNOWN | UNKNOWN |  |  | SYSTEM | 2015-02-13 | aminencn |  | CONSOLIDATED | LIGHTHIPE | METRO WEST | 2189858 | 3 | 2215520 | A | N | N |  | -1 | I | 1950-01-01 |  | D |  | 25383272 | 25422684;25422685 |  |  |  | :13670 | 13670:13670 | main_exi_3_route_oh | CIRCUIT_BREAKER |  |  |  |  | -1.77 | 3 |  | 504449 |  | [MDSYS.SDO_GEOMETRY]
60909056 | 25417981 | EXISTING | MUSCATEL | 12390 | IVAR | 5153 | D | NO | SCE | THREE | UNKNOWN | 4KV | LOW 4 | UNKNOWN | MB | UNKNOWN | UNKNOWN |  |  | SYSTEM | 2014-10-29 | bessar |  | CONSOLIDATED | MESA | METRO EAST | 2177863 |  | 2214448 | A | N | Y |  | -1 | I | 1950-01-01 |  | D |  | 25417991 | 25456246;25456247 |  |  |  | :12390 | 12390:12390 | main_exi_3_route_oh | CIRCUIT_BREAKER |  |  |  |  | -1.77 | 3 |  | 504449 |  | [MDSYS.SDO_GEOMETRY]
60909057 | 25441128 | EXISTING | CHESTNUT | 3420 | STATE STREET | 5755 | D | NO | SCE | THREE | UNKNOWN | 12KV | LOW 4 | UNKNOWN | MB | UNKNOWN | UNKNOWN |  |  | SYSTEM | 2015-02-27 | yallasv |  | CONSOLIDATED | LIGHTHIPE | METRO WEST | 2137417 |  | 2220040 | M | Y | N |  | -1 | I | 1950-01-01 |  | D |  | 25441138 | 25478986;25478987 |  |  |  | :03420 | 03420:03420 | main_exi_3_route_oh | CIRCUIT_BREAKER |  |  |  |  | -1.76 | 3 |  | 504449 |  | [MDSYS.SDO_GEOMETRY]
60909102 | 25824309 | EXISTING | PATTON | 13813 | SAWTELLE | 5250 | D | NO | SCE | THREE | UNKNOWN | 16KV | LOW 2 | UNKNOWN | MB | UNKNOWN | UNKNOWN |  |  | SYSTEM | 2015-04-01 | manthak |  | CONSOLIDATED | EL NIDO | METRO WEST | 2190311 |  | 2214666 | A | N | Y |  | -1 | I | 1968-01-01 |  | D |  | 25824319 | 25825203 |  |  |  | :13813 | 13813:13813 | main_exi_3_route_oh | CIRCUIT_BREAKER |  |  |  |  | -11.49 | 3 |  | 504449 |  | [MDSYS.SDO_GEOMETRY]
60909108 | 25825435 | EXISTING | PEABODY | 13840 | HATHAWAY | 5726 | D | NO | SCE | THREE | UNKNOWN | 4KV | LOW 9 | UNKNOWN | MB | UNKNOWN | UNKNOWN |  |  | SYSTEM | 2016-12-06 | maxwelbw |  | CONSOLIDATED | LIGHTHIPE | METRO WEST | 2179170 |  | 2215308 | S | N | Y | 138 | -1 | I | 1951-03-01 |  | D |  | 25825445 | 25862077 |  |  |  | :13840 | 13840:13840 | main_exi_3_route_oh | CIRCUIT_BREAKER |  |  |  |  | -1.77 | 3 |  | 504449 |  | [MDSYS.SDO_GEOMETRY]
60909109 | 25840618 | EXISTING | FAIRLAWN | 6220 | LINDSAY | 5317 | D | NO | SCE | THREE | UNKNOWN | 4KV | LOW 7 | UNKNOWN | MB | UNKNOWN | UNKNOWN |  |  | SYSTEM | 2014-01-09 | kollir |  | CONSOLIDATED | SAN JOAQUIN | SAN JOAQUIN | 2150956 |  | 2212512 | S | Y | N |  | -1 | I | 1950-01-01 |  | D |  | 25840628 | 25855102 |  |  |  | :06220 | 06220:06220 | main_exi_3_route_oh | CIRCUIT_BREAKER |  |  |  |  | -1.79 | 3 |  | 504449 |  | [MDSYS.SDO_GEOMETRY]
60909110 | 25845503 | EXISTING | AKRON | 190 | TRASK | 5899 | D | NO | SCE | THREE | UNKNOWN | 12KV | LOW 8 | UNKNOWN | MB | UNKNOWN | UNKNOWN |  |  | SYSTEM | 2017-10-06 | thompsma |  | CONSOLIDATED | VILLA PARK | ORANGE | 2129334 | 2 | 2213412 | S | N | Y | 121 | -1 | I | 1955-12-01 |  | D |  | 25845510 | 26027439 |  |  |  | :00190 | 00190:00190 | main_exi_3_route_oh | CIRCUIT_BREAKER |  |  |  |  | 0.39 | 2 |  | 504449 |  | [MDSYS.SDO_GEOMETRY]
60909111 | 25846215 | EXISTING | MYRTLE | 12450 | MONROVIA | 5134 | D | NO | SCE | THREE | UNKNOWN | 4KV | LOW 3 | UNKNOWN | MB | UNKNOWN | UNKNOWN |  |  | SYSTEM | 2015-01-06 | aminencn |  | CONSOLIDATED | MESA | METRO EAST | 2177867 | 1 | 2216734 | A | N | Y |  | -1 | I | 1950-01-01 |  | D |  | 25846225 | 25881368;25881369 |  |  |  | :12450 | 12450:12450 | main_exi_3_route_oh | CIRCUIT_BREAKER |  |  |  |  | -1.78 | 3 |  | 504449 |  | [MDSYS.SDO_GEOMETRY]
60909112 | 25855325 | EXISTING | FAIRMONT | 6240 | DEL SUR | 5508 | D | NO | SCE | THREE | UNKNOWN | 12KV | LOW 1 | UNKNOWN | MB | UNKNOWN | UNKNOWN |  |  | SYSTEM | 2013-11-06 | bessar |  | CONSOLIDATED | VINCENT | NORTH COAST | 2150958 |  | 2219586 | A | N | Y | 208 | -1 | I | 1950-01-01 |  | D |  | 25855335 | 25867774;25867775 |  |  |  | :06240 | 06240:06240 | main_exi_3_route_oh | CIRCUIT_BREAKER |  |  |  |  | -1.78 | 10 |  | 504449 |  | [MDSYS.SDO_GEOMETRY]
60909113 | 25869153 | EXISTING | FALLS | 6269 | FALLS P.T. | 7263 | A | NO | SCE | THREE | UNKNOWN | 2.4KV | LOW 1 | UNKNOWN | MB | UNKNOWN | UNKNOWN |  |  | MAPPER | 2014-01-23 | kallurr |  | 4769204E | LUGO | RURALS | 2157864 |  | 2123737 | N | N | Y | 239 | -1 | I | 1968-08-01 |  | D |  | 25869163 | 25869309 |  | 148074045 |  | :06269 | 06269:06269 | main_exi_3_route_oh | CIRCUIT_BREAKER |  |  |  |  | 71.49 | 3 |  | 504449 |  | [MDSYS.SDO_GEOMETRY]
60909119 | 25869415 | EXISTING | FARMS | 6280 | OASIS | 5548 | D | NO | SCE | THREE | UNKNOWN | 12KV | LOW 2 | UNKNOWN | MB | UNKNOWN | UNKNOWN |  |  | SYSTEM | 2013-12-26 | kallurr |  | CONSOLIDATED | VINCENT | NORTH COAST | 2151126 |  | 2214990 | A | Y | Y | 221 | -1 | I | 1950-01-01 |  | D |  | 25869425 | 25959728;25959729 |  |  |  | :06280 | 06280:06280 | main_exi_3_route_oh | CIRCUIT_BREAKER |  |  |  |  | -1.78 | 3 |  | 504449 |  | [MDSYS.SDO_GEOMETRY]
60909120 | 25883815 | EXISTING | NADINE | 12474 | TEMPLE | 5170 | D | NO | SCE | THREE | UNKNOWN | 4KV | LOW 1 | UNKNOWN | MB | UNKNOWN | UNKNOWN |  |  | SYSTEM | 2014-12-15 | aminencn |  | CONSOLIDATED | MESA | METRO EAST | 2181735 |  | 2214476 | A | N | Y | 230 | -1 | I | 1950-01-01 |  | D |  | 25883825 | 25941037;25941038 |  |  |  | :12474 | 12474:12474 | main_exi_3_route_oh | CIRCUIT_BREAKER |  |  |  |  | -1.78 | 3 |  | 504449 |  | [MDSYS.SDO_GEOMETRY]
60909121 | 25897490 | EXISTING | ANDERSON | 520 | GLEN AVON | 8151 | D | NO | SCE | THREE | UNKNOWN | 12KV | LOW 3 | UNKNOWN | MB | UNKNOWN | UNKNOWN |  |  | SYSTEM | 2014-05-29 | merugusn |  | CONSOLIDATED | VISTA | DESERT | 2134744 |  | 2218310 | A | N | N |  | -1 | I | 1993-06-01 |  | D |  | 25897497 | 25994885;25994886 |  |  |  | :00520 | 00520:00520 | main_exi_3_route_oh | CIRCUIT_BREAKER |  |  |  |  | -1.8 | 3 |  | 504449 |  | [MDSYS.SDO_GEOMETRY]
60909122 | 25920870 | EXISTING | PEACH | 13850 | FERNWOOD | 5749 | D | NO | SCE | THREE | UNKNOWN | 16KV | LOW 4 | UNKNOWN | MB | UNKNOWN | UNKNOWN |  |  | SYSTEM | 2018-01-08 | maxwelbw |  |  | LIGHTHIPE | METRO WEST | 2184554 |  | 2217676 | S | N | Y | 111 | -1 | I | 1947-05-01 |  | D |  | 25920880 | 26039077 |  |  |  | :13850 | 13850:13850 | main_exi_3_route_oh | CIRCUIT_BREAKER |  |  |  |  | -1.77 | 3 |  | 504449 |  | [MDSYS.SDO_GEOMETRY]
60909123 | 25939456 | EXISTING | SHENANDOAH | 16331 | POTRERO | 5597 | D | NO | SCE | THREE | UNKNOWN | 16KV | LOW 7 | UNKNOWN | MB | UNKNOWN | UNKNOWN |  |  | SYSTEM | 2014-01-02 | manthak |  | CONSOLIDATED | MOORPARK | NORTH COAST | 2183781 | 3 | 2219760 | A | N | Y | 245 | -1 | I | 1992-05-08 |  | D |  | 25939466 | 26086249;26086250 |  |  |  | :16331 | 16331:16331 | main_exi_3_route_oh | CIRCUIT_BREAKER |  |  |  |  | -1.74 | 3 |  | 504449 |  | [MDSYS.SDO_GEOMETRY]
60909124 | 25942302 | EXISTING | NASHVILLE | 12511 | TENNESSEE | 5628 | D | NO | SCE | THREE | UNKNOWN | 12KV | LOW 4 | UNKNOWN | MB | UNKNOWN | UNKNOWN |  |  | SYSTEM | 2014-06-12 | simhadk |  | CONSOLIDATED | VISTA | DESERT | 2173098 |  | 2219824 | A | N | Y | 232 | -1 | I | 1973-01-01 |  | D |  | 25942309 | 26067882;26067883 |  | 26024707 |  | :12511 | 12511:12511 | main_exi_3_route_oh | CIRCUIT_BREAKER |  |  |  |  | -1.82 | 3 |  | 504449 |  | [MDSYS.SDO_GEOMETRY]
60909063 | 25443225 | EXISTING | PARMA | 13727 | STADIUM | 5796 | D | NO | SCE | THREE | UNKNOWN | 12KV | LOW 7 | UNKNOWN | MB | UNKNOWN | UNKNOWN |  |  | SYSTEM | 2015-01-30 | merugusn |  |  | LIGHTHIPE | METRO WEST | 2179094 | 2 | 2213204 | S | N | Y | 124 | -1 | I | 1965-08-01 |  | D |  | 25443235 | 25608194 |  |  |  | :13727 | 13727:13727 | main_exi_3_route_oh | CIRCUIT_BREAKER |  |  |  |  | -1.77 | 3 |  | 504449 |  | [MDSYS.SDO_GEOMETRY]
60909064 | 25454078 | EXISTING | SHANGRILA | 16265 | DOWNS | 8137 | D | NO | SCE | THREE | UNKNOWN | 12KV | LOW 1 | UNKNOWN | MB | UNKNOWN | UNKNOWN |  |  | SYSTEM | 2014-03-11 | merugusn |  | CONSOLIDATED | LUGO | RURALS | 2183696 |  | 17994938 | A | Y | N |  | -1 | I | 1974-08-01 |  | D |  | 25454088 | 25596082 |  |  |  | :16265 | 16265:16265 | main_exi_3_route_oh | CIRCUIT_BREAKER |  |  |  |  | -1.81 | 2 |  | 504449 |  | [MDSYS.SDO_GEOMETRY]
60909065 | 25458459 | EXISTING | MUSE | 12395 | TIMOTEO | 5604 | D | NO | SCE | THREE | UNKNOWN | 12KV | LOW 12 | UNKNOWN | MB | UNKNOWN | UNKNOWN |  |  | SYSTEM | 2014-05-20 | aminencn |  | CONSOLIDATED | VISTA | DESERT | 2181730 | 1 | 2217420 | A | N | Y | 208 | -1 | I | 1973-06-01 |  | D |  | 25458469 | 25568775;25568776 |  |  |  | :12395 | 12395:12395 | main_exi_3_route_oh | CIRCUIT_BREAKER |  |  |  |  | -1.81 | 3 |  | 504449 |  | [MDSYS.SDO_GEOMETRY]
60909066 | 25482121 | EXISTING | AMAZON | 432 | RIO HONDO | 5013 | D | NO | SCE | THREE | UNKNOWN | 12KV | LOW 23 | UNKNOWN | MB | UNKNOWN | UNKNOWN |  |  | SYSTEM | 2014-12-31 | manthak |  | CONSOLIDATED | MESA | METRO EAST | 2134566 |  | 2218550 | A | Y | N |  | -1 | I | 1971-07-01 |  | D |  | 25482128 | 25591343 |  |  |  | :00432 | 00432:00432 | main_exi_3_route_oh | CIRCUIT_BREAKER |  |  |  |  | -1.78 | 3 |  | 504449 |  | [MDSYS.SDO_GEOMETRY]
60909067 | 25495936 | EXISTING | ETTALEE | 6095 | ETTALEE P.T. | 7210 | A | NO | SCE | THREE | UNKNOWN | 4KV | LOW 2 | UNKNOWN | MB | UNKNOWN | UNKNOWN |  |  | SYSTEM | 2014-02-03 | attadas |  | CONSOLIDATED | ELDORADO | RURALS | 2171091 |  | 2122703 | N | N | N |  | -1 | I | 1950-01-01 |  | D |  | 25495946 | 25496486 |  |  |  | :06095 | 06095:06095 | main_exi_3_route_oh | CIRCUIT_BREAKER |  |  |  |  | -1.83 | 3 |  | 504449 |  | [MDSYS.SDO_GEOMETRY]
60909068 | 25496577 | EXISTING | ETTING | 6100 | LEVY | 5552 | D | NO | SCE | THREE | UNKNOWN | 16KV | LOW 5 | UNKNOWN | MB | UNKNOWN | UNKNOWN |  |  | SYSTEM | 2013-11-26 | attadas |  | CONSOLIDATED | SANTA CLARA | NORTH COAST | 2148654 |  | 2217318 | A | Y | N |  | -1 | I | 1950-01-01 |  | D |  | 25496587 | 25580152 |  |  |  | :06100 | 06100:06100 | main_exi_3_route_oh | CIRCUIT_BREAKER |  |  |  |  | -1.73 | 3 |  | 504449 |  | [MDSYS.SDO_GEOMETRY]
60909069 | 25534419 | EXISTING | AGENA | 118 | GISLER | 5851 | D | NO | SCE | THREE | UNKNOWN | 12KV | LOW 9 | UNKNOWN | MB | UNKNOWN | UNKNOWN |  |  | SYSTEM | 2014-11-06 | simhadk |  | CONSOLIDATED | ELLIS | ORANGE | 2131377 | 3 | 2220234 | A | N | Y | 242 | -1 | I | 1972-07-01 |  | D |  | 25534429 | 25616021;25616022 |  |  |  | :00118 | 00118:00118 | main_exi_3_route_oh | CIRCUIT_BREAKER |  |  |  |  | -1.78 | 3 |  | 504449 |  | [MDSYS.SDO_GEOMETRY]
60909070 | 25573506 | EXISTING | CHEVIOT | 3430 | CULVER | 5204 | D | NO | SCE | THREE | UNKNOWN | 4KV | LOW 12 | UNKNOWN | MB | UNKNOWN | UNKNOWN |  |  | SYSTEM | 2015-03-11 | bessar |  | CONSOLIDATED | EL NIDO | METRO WEST | 2157301 | 4 | 2212238 | A | N | Y | 227 | -1 | I | 1950-01-01 |  | D |  | 25573513 | 25604420;25604421 |  |  |  | :03430 | 03430:03430 | main_exi_3_route_oh | CIRCUIT_BREAKER |  |  |  |  | -1.76 | 3 |  | 504449 |  | [MDSYS.SDO_GEOMETRY]
60909071 | 25583204 | EXISTING | EVITA | 6115 | CAMARILLO | 5517 | D | NO | SCE | THREE | UNKNOWN | 16KV | LOW 5 | UNKNOWN | MB | UNKNOWN | UNKNOWN |  |  | SYSTEM | 2013-12-06 | yallasv |  | CONSOLIDATED | SANTA CLARA | NORTH COAST | 2171093 |  | 2219612 | A | N | Y | 231 | -1 | I | 1981-12-01 |  | D |  | 25583214 | 25702349;25702350 |  |  |  | :06115 | 06115:06115 | main_exi_3_route_oh | CIRCUIT_BREAKER |  |  |  |  | -1.74 | 3 |  | 504449 |  | [MDSYS.SDO_GEOMETRY]
60909072 | 25584592 | EXISTING | MUTUAL | 12430 | REDLANDS | 5629 | D | NO | SCE | THREE | UNKNOWN | 12KV | LOW 5 | UNKNOWN | MB | UNKNOWN | UNKNOWN |  |  | SYSTEM | 2014-04-11 | yallasv |  | CONSOLIDATED | VISTA | DESERT | 2186385 |  | 2215146 | S | N | Y | 139 | -1 | I | 1950-01-01 |  | D |  | 25584602 | 25772207;25772208 |  |  |  | :12430 | 12430:12430 | main_exi_3_route_oh | CIRCUIT_BREAKER |  |  |  |  | -1.82 | 3 |  | 504449 |  | [MDSYS.SDO_GEOMETRY]
60909079 | 25611680 | EXISTING | AMBER | 435 | TAMARISK | 8099 | D | NO | SCE | THREE | UNKNOWN | 12KV | LOW 9 | UNKNOWN | MB | UNKNOWN | UNKNOWN |  |  | SYSTEM | 2014-04-11 | attadas |  | CONSOLIDATED | DEVERS | DESERT | 2134567 | 1 | 2218266 | A | N | Y | 232 | -1 | I | 1985-08-01 |  | D |  | 25611687 | 25651279;25651280 |  |  |  | :00435 | 00435:00435 | main_exi_3_route_oh | CIRCUIT_BREAKER |  |  |  |  | -1.85 | 2.5 |  | 504449 |  | [MDSYS.SDO_GEOMETRY]
60909080 | 25616968 | EXISTING | AGUANGA | 165 | HEMET | 8164 | D | NO | SCE | THREE | UNKNOWN | 12KV | LOW 3 | UNKNOWN | MB | UNKNOWN | UNKNOWN |  |  | SYSTEM | 2017-11-27 | thompsma |  | CONSOLIDATED | VALLEY | SAN JACINTO | 2129330 |  | 2220650 | A | N | Y | 240 | -1 | I | 1950-01-01 |  | D |  | 25616978 | 25675837 |  |  |  | :00165 | 00165:00165 | main_exi_3_route_oh | CIRCUIT_BREAKER |  |  |  |  | -1.82 | 3 |  | 504449 |  | [MDSYS.SDO_GEOMETRY]
60909081 | 25623401 | EXISTING | SHEEP | 16304 | CANTIL | 8121 | D | NO | SCE | THREE | UNKNOWN | 12KV | LOW 2 | UNKNOWN | MB | UNKNOWN | UNKNOWN |  |  | SYSTEM | 2014-02-26 | aminencn |  | CONSOLIDATED | LUGO | RURALS | 2184061 |  | 2218278 | A | N | Y |  | -1 | I | 1950-01-01 |  | D |  | 25623411 | 25626542;25626543 |  |  |  | :16304 | 16304:16304 | main_exi_3_route_oh | CIRCUIT_BREAKER |  |  |  |  | -1.8 | 6 |  | 504449 |  | [MDSYS.SDO_GEOMETRY]
60909082 | 25640908 | EXISTING | SERAPIS | 13770 | RIVERA | 5848 | D | NO | SCE | THREE | UNKNOWN | 4KV | LOW 3 | UNKNOWN | MB | UNKNOWN | UNKNOWN |  |  | SYSTEM | 2015-01-12 | kallurr |  | CONSOLIDATED | LIGHTHIPE | METRO WEST | 2190308 | 1 | 2220230 | A | N | Y |  | -1 | I | 1969-08-01 |  | D |  | 25640915 | 25643385;168973902 |  |  |  | :13770 | 13770:13770 | main_exi_3_route_oh | CIRCUIT_BREAKER |  |  |  |  | -1.77 | 3 |  | 504449 |  | [MDSYS.SDO_GEOMETRY]
60909083 | 25643602 | EXISTING | PATHE | 13780 | CULVER | 5204 | D | NO | SCE | THREE | UNKNOWN | 16KV | LOW 1 | UNKNOWN | MB | UNKNOWN | UNKNOWN |  |  | SYSTEM | 2017-12-05 | maxwelbw |  | CONSOLIDATED | EL NIDO | METRO WEST | 2190310 | 2 | 2214532 | S | Y | N |  | -1 | I | 1950-01-01 |  | D |  | 25643612 | 25727522 |  | 140263869 |  | :13780 | 13780:13780 | main_exi_3_route_oh | CIRCUIT_BREAKER |  |  |  |  | -1.76 | 3 |  | 504449 |  | [MDSYS.SDO_GEOMETRY]
60909084 | 25657595 | EXISTING | SHEFFIELD | 16310 | CARPINTERIA | 5503 | D | NO | SCE | THREE | UNKNOWN | 16KV | LOW 2 | UNKNOWN | MB | UNKNOWN | UNKNOWN |  |  | SYSTEM | 2013-11-04 | manthak |  | CONSOLIDATED | GOLETA | NORTH COAST | 2183779 |  | 2214876 | A | N | Y | 249 | -1 | I | 1950-01-01 |  | D |  | 25657602 | 25935845;25935846 |  |  |  | :16310 | 16310:16310 | main_exi_3_route_oh | CIRCUIT_BREAKER |  |  |  |  | -1.72 | 3 |  | 504449 |  | [MDSYS.SDO_GEOMETRY]
60909085 | 25665810 | EXISTING | AMBUSHERS | 441 | DIAMOND BAR | 5680 | D | NO | SCE | THREE | UNKNOWN | 12KV | LOW 2 | UNKNOWN | MB | UNKNOWN | UNKNOWN |  |  | SYSTEM | 2014-08-13 | attadas |  | CONSOLIDATED | MIRA LOMA | METRO EAST | 2134739 | 2 | 2219908 | A | N | N |  | -1 | I | 1987-06-01 |  | D |  | 25665814 | 25699476 |  |  |  | :00441 | 00441:00441 | main_exi_3_route_oh | CIRCUIT_BREAKER |  |  |  |  | -1.79 | 3 |  | 504449 |  | [MDSYS.SDO_GEOMETRY]
60909086 | 25677380 | EXISTING | AJARD | 185 | BORREGO | 5887 | D | NO | SCE | THREE | UNKNOWN | 12KV | LOW 5 | UNKNOWN | MB | UNKNOWN | UNKNOWN |  |  | SYSTEM | 2014-08-25 | merugusn |  | CONSOLIDATED | ELLIS | ORANGE | 2141013 |  | 2213386 | A | Y | N |  | -1 | I | 1969-05-01 |  | D |  | 25677387 | 25757119;25757120 |  |  |  | :00185 | 00185:00185 | main_exi_3_route_oh | CIRCUIT_BREAKER |  |  |  |  | 0.38 | 3 |  | 504449 |  | [MDSYS.SDO_GEOMETRY]
60909087 | 25708229 | EXISTING | EVERETT | 6130 | MOORPARK | 5056 | D | NO | SCE | THREE | UNKNOWN | 16KV | LOW 15 | UNKNOWN | MB | UNKNOWN | UNKNOWN |  |  | SYSTEM | 2013-12-24 | kollir |  | CONSOLIDATED | MOORPARK | NORTH COAST | 2171094 |  | 2211770 | M | N | Y | 142 | -1 | I | 1988-06-01 |  | D |  | 25708239 | 25804102;25804103 |  |  |  | :06130 | 06130:06130 | main_exi_3_route_oh | CIRCUIT_BREAKER |  |  |  |  | -1.74 | 3 |  | 504449 |  | [MDSYS.SDO_GEOMETRY]
60909088 | 25722163 | EXISTING | AMETHYST | 452 | ARCHLINE | 5667 | D | NO | SCE | THREE | UNKNOWN | 12KV | LOW 12 | UNKNOWN | MB | UNKNOWN | UNKNOWN |  |  | SYSTEM | 2014-05-09 | attadas |  | CONSOLIDATED | VISTA | DESERT | 2134741 | 2 | 2212994 | A | N | Y | 240 | -1 | I | 1961-06-01 |  | D |  | 25722170 | 25778117;25778118 |  |  |  | :00452 | 00452:00452 | main_exi_3_route_oh | CIRCUIT_BREAKER |  |  |  |  | -1.8 | 3 |  | 504449 |  | [MDSYS.SDO_GEOMETRY]
60909089 | 25757928 | EXISTING | AKITA | 188 | MOULTON | 5845 | D | NO | SCE | THREE | UNKNOWN | 12KV | LOW 6 | UNKNOWN | MB | UNKNOWN | UNKNOWN |  |  | SYSTEM | 2014-10-21 | rajendrs |  | CONSOLIDATED | ELLIS | ORANGE | 2141014 | 1 | 2215582 | A | N | N |  | -1 | I | 1995-05-10 |  | D |  | 25757935 | 25844568;25844569 |  |  |  | :00188 | 00188:00188 | main_exi_3_route_oh | CIRCUIT_BREAKER |  |  |  |  | -1.79 | 3 |  | 504449 |  | [MDSYS.SDO_GEOMETRY]
60909090 | 25760311 | EXISTING | PATTIE | 13810 | BULLIS | 5756 | D | NO | SCE | THREE | UNKNOWN | 4KV | LOW 9 | UNKNOWN | MB | UNKNOWN | UNKNOWN |  |  | SYSTEM | 2015-01-21 | aminencn |  | CONSOLIDATED | LIGHTHIPE | METRO WEST | 2179307 | 4 | 2215368 | A | N | Y | 239 | -1 | I | 1950-01-01 |  | D |  | 25760321 | 25763886 |  |  |  | :13810 | 13810:13810 | main_exi_3_route_oh | CIRCUIT_BREAKER |  |  |  |  | -1.77 | 3 |  | 504449 |  | [MDSYS.SDO_GEOMETRY]
60909091 | 25779472 | EXISTING | AMTRAK | 472 | RAILROAD | 5196 | D | NO | SCE | THREE | UNKNOWN | 12KV | LOW 5 | UNKNOWN | MB | UNKNOWN | UNKNOWN |  |  | SYSTEM | 2014-05-16 | bodduvh |  | CONSOLIDATED | MIRA LOMA | METRO EAST | 2131728 | 3 | 2216842 | A | N | Y | 225 | -1 | I | 1983-04-01 |  | D |  | 25779479 | 25788277;197680033 |  |  |  | :00472 | 00472:00472 | main_exi_3_route_oh | CIRCUIT_BREAKER |  |  |  |  | -1.78 | 3 |  | 504449 |  | [MDSYS.SDO_GEOMETRY]
60909097 | 25792328 | EXISTING | MYDA | 12438 | RAVENDALE | 5179 | D | NO | SCE | THREE | UNKNOWN | 4KV | LOW 10 | UNKNOWN | MB | UNKNOWN | UNKNOWN |  |  | SYSTEM | 2014-11-27 | simhadk |  | CONSOLIDATED | MESA | METRO EAST | 2173094 |  | 2219146 | A | Y | N |  | -1 | I | 1960-12-01 |  | D |  | 25792338 | 25814214;25814215 |  |  |  | :12438 | 12438:12438 | main_exi_3_route_oh | CIRCUIT_BREAKER |  |  |  |  | -1.77 | 3 |  | 504449 |  | [MDSYS.SDO_GEOMETRY]
60909099 | 25805697 | EXISTING | EXPRESS | 6161 | BARSTOW | 8110 | D | NO | SCE | THREE | UNKNOWN | 33KV | LOW 2 | UNKNOWN | MB | UNKNOWN | UNKNOWN |  |  | SYSTEM | 2014-03-05 | merugusn |  | CONSOLIDATED | LUGO | RURALS | 2151484 |  | 2273806 | A | N | N |  | -1 | I | 1950-01-01 |  | D |  | 25805704 | 25806021;25806022 |  |  |  | :06161 | 06161:06161 | main_exi_3_route_oh | CIRCUIT_BREAKER |  |  |  |  | -1.82 | 2 |  | 504449 |  | [MDSYS.SDO_GEOMETRY]
60909100 | 25811020 | EXISTING | ANAWALT | 510 | SAN ANTONIO | 5631 | D | NO | SCE | THREE | UNKNOWN | 12KV | LOW 11 | UNKNOWN | MB | UNKNOWN | UNKNOWN |  |  | SYSTEM | 2014-07-09 | merugusn |  | CONSOLIDATED | MIRA LOMA | METRO EAST | 2129707 |  | 2219828 | S | N | Y | 101 | -1 | I | 1950-01-01 |  | D |  | 25811030 | 25886234 |  |  |  | :00510 | 00510:00510 | main_exi_3_route_oh | CIRCUIT_BREAKER |  |  |  |  | -1.79 | 3 |  | 504449 |  | [MDSYS.SDO_GEOMETRY]
60909101 | 25817365 | EXISTING | FAIR ACRES | 6190 | SANTA BARBARA | 5531 | D | NO | SCE | THREE | UNKNOWN | 4KV | LOW 13 | UNKNOWN | MB | UNKNOWN | UNKNOWN |  |  | SYSTEM | 2013-10-31 | manthak |  | CONSOLIDATED | GOLETA | NORTH COAST | 2151661 |  | 2214956 | S | N | Y | 124 | -1 | I | 1950-01-01 |  | D |  | 25817372 | 25837790;147793083 |  |  |  | :06190 | 06190:06190 | main_exi_3_route_oh | CIRCUIT_BREAKER |  |  |  |  | -1.72 | 3 |  | 504449 |  | [MDSYS.SDO_GEOMETRY]
60908942 | 24700843 | EXISTING | ACADIAN | 32 | MAYBERRY | 8089 | D | NO | SCE | THREE | UNKNOWN | 12KV | LOW 2 | UNKNOWN | MB | UNKNOWN | UNKNOWN |  |  | SYSTEM | 2014-09-04 | manthak |  | 720A / 180A | VALLEY | SAN JACINTO | 2134371 | 1 | 2215898 | A | N | N |  | -1 | I | 1993-05-15 |  | D |  | 24700850 | 24807906 |  |  |  | :00032 | 00032:00032 | main_exi_3_route_oh | CIRCUIT_BREAKER |  |  |  |  | -1.83 | 3 |  | 504449 |  | [MDSYS.SDO_GEOMETRY]
60908943 | 24703691 | EXISTING | CATALYTIC | 3160 | ALON | 5701 | D | NO | SCE | THREE | UNKNOWN | 12KV | LOW 3 | UNKNOWN | MB | UNKNOWN | UNKNOWN |  |  | SYSTEM | 2015-01-20 | bondigc |  | CONSOLIDATED | LIGHTHIPE | METRO WEST | 2145909 | 1 | 2219924 | S | N | Y | 125 | -1 | I | 1950-01-01 |  | D |  | 24703701 | 24705568;183333137 |  |  |  | :03160 | 03160:03160 | main_exi_3_route_oh | CIRCUIT_BREAKER |  |  |  |  | -1.76 | 3 |  | 504449 |  | [MDSYS.SDO_GEOMETRY]
60908944 | 24705761 | EXISTING | CEDAR | 3220 | COLORADO | 5242 | D | NO | SCE | THREE | UNKNOWN | 4KV | LOW 9 | UNKNOWN | MB | UNKNOWN | UNKNOWN |  |  | SYSTEM | 2015-03-06 | simhadk |  | CONSOLIDATED | EL NIDO | METRO WEST | 2140140 |  | 2212358 | S | N | Y | 115 | -1 | I | 1950-01-01 |  | D |  | 24705771 | 24760786 |  |  |  | :03220 | 03220:03220 | main_exi_3_route_oh | CIRCUIT_BREAKER |  |  |  |  | -1.76 | 3 |  | 504449 |  | [MDSYS.SDO_GEOMETRY]
60908945 | 24713605 | EXISTING | ENCANTO | 5916 | ISLA VISTA | 5596 | D | NO | SCE | THREE | UNKNOWN | 16KV | LOW 3 | UNKNOWN | MB | UNKNOWN | UNKNOWN |  |  | SYSTEM | 2013-11-06 | punukos |  | CONSOLIDATED | GOLETA | NORTH COAST | 2169079 |  | 2215066 | A | Y | N |  | -1 | I | 1970-10-01 |  | D |  | 24713615 | 24796497;24796498 |  |  |  | :05916 | 05916:05916 | main_exi_3_route_oh | CIRCUIT_BREAKER |  |  |  |  | -1.71 | 3 |  | 504449 |  | [MDSYS.SDO_GEOMETRY]
60908946 | 24716688 | EXISTING | MORITZ | 12190 | HUSTON | 5621 | D | NO | SCE | THREE | UNKNOWN | 12KV | LOW 3 | UNKNOWN | MB | UNKNOWN | UNKNOWN |  |  | SYSTEM | 2016-06-01 | lantzmk |  | CONSOLIDATED | VISTA | RURALS | 2177762 |  | 2212902 | A | N | Y | 217 | -1 | I | 1950-01-01 |  | D |  | 24716695 | 24822222;24822223 |  |  |  | :12190 | 12190:12190 | main_exi_3_route_oh | CIRCUIT_BREAKER |  |  |  |  | -1.81 | 1.5 |  | 504449 |  | [MDSYS.SDO_GEOMETRY]
60908952 | 24761093 | EXISTING | CENTINELA | 3270 | INGLEWOOD | 5211 | D | NO | SCE | THREE | UNKNOWN | 16KV | LOW 5 | UNKNOWN | MB | UNKNOWN | UNKNOWN |  |  | SYSTEM | 2015-04-27 | aminencn |  | CONSOLIDATED | EL NIDO | METRO WEST | 2155178 |  | 2214556 | S | Y | N |  | -1 | I | 1950-01-01 |  | D |  | 24761103 | 24827255 |  |  |  | :03270 | 03270:03270 | main_exi_3_route_oh | CIRCUIT_BREAKER |  |  |  |  | -1.76 | 3 |  | 504449 |  | [MDSYS.SDO_GEOMETRY]
60908953 | 24773105 | EXISTING | PALOMAR | 13600 | LYNWOOD | 5731 | D | NO | SCE | THREE | UNKNOWN | 4KV | LOW 4 | UNKNOWN | MB | UNKNOWN | UNKNOWN |  |  | SYSTEM | 2015-01-21 | merugusn |  | CONSOLIDATED | LIGHTHIPE | METRO WEST | 2178916 | 1 | 2219998 | A | N | Y | 215 | -1 | I | 1950-01-01 |  | D |  | 24773112 | 24802644 |  |  |  | :13600 | 13600:13600 | main_exi_3_route_oh | CIRCUIT_BREAKER |  |  |  |  | -1.77 | 3 |  | 504449 |  | [MDSYS.SDO_GEOMETRY]
60908954 | 24777263 | EXISTING | ALLVIEW | 335 | ALLVIEW P.T. | 7011 | A | NO | SCE | THREE | UNKNOWN | 2.4KV | LOW 1 | UNKNOWN | MB | UNKNOWN | UNKNOWN |  |  | SYSTEM | 2014-03-11 | murilljl |  | CONSOLIDATED | VISTA | RURALS | 2141213 |  | 2121048 | A | N | Y | 230 | -1 | I | 1963-05-01 |  | D |  | 24777270 | 24779078;24779079 |  | 24778273 |  | :00335 | 00335:00335 | main_exi_3_route_oh | CIRCUIT_BREAKER |  |  |  |  | -1.82 | 1.5 |  | 504449 |  | [MDSYS.SDO_GEOMETRY]
60908955 | 24803287 | EXISTING | PAN AMERICAN | 13610 | CAMERON | 5712 | D | NO | SCE | THREE | UNKNOWN | 12KV | LOW 3 | UNKNOWN | MB | UNKNOWN | UNKNOWN |  |  | SYSTEM | 2015-01-07 | simhadk |  | CONSOLIDATED | LIGHTHIPE | METRO WEST | 2189850 |  | 2215280 | S | N | Y | 102 | -1 | I | 1946-07-01 |  | D |  | 24803294 | 24805355 |  |  |  | :13610 | 13610:13610 | main_exi_3_route_oh | CIRCUIT_BREAKER |  |  |  |  | -1.76 | 3 |  | 504449 |  | [MDSYS.SDO_GEOMETRY]
60908959 | 24805701 | EXISTING | PANCAKE | 13615 | CULVER | 5204 | D | NO | SCE | THREE | UNKNOWN | 4KV | LOW 16 | UNKNOWN | MB | UNKNOWN | UNKNOWN |  |  | SYSTEM | 2015-04-02 | punukos |  |  | EL NIDO | METRO WEST | 2189851 | 4 | 2212238 | A | N | Y | 227 | -1 | I | 1950-01-01 |  | D |  | 24805711 | 24904127;24904128 |  |  |  | :13615 | 13615:13615 | main_exi_3_route_oh | CIRCUIT_BREAKER |  |  |  |  | -1.76 | 3 |  | 504449 |  | [MDSYS.SDO_GEOMETRY]
60908963 | 24808987 | EXISTING | ACCENT | 35 | MORENO | 8193 | D | NO | SCE | THREE | UNKNOWN | 12KV | LOW 2 | UNKNOWN | MB | UNKNOWN | UNKNOWN |  |  | SYSTEM | 2014-08-20 | simhadk |  | 720A / 180A | VALLEY | SAN JACINTO | 2131372 |  | 2218340 | A | N | N |  | -1 | I | 1990-06-27 |  | D |  | 24808997 | 24922220;24922221 |  |  |  | :00035 | 00035:00035 | main_exi_3_route_oh | CIRCUIT_BREAKER |  |  |  |  | -1.82 | 3 |  | 504449 |  | [MDSYS.SDO_GEOMETRY]
60908964 | 24812159 | EXISTING | ENCHANTED | 5918 | ROYAL | 5580 | D | NO | SCE | THREE | UNKNOWN | 16KV | LOW 1 | UNKNOWN | MB | UNKNOWN | UNKNOWN |  |  | SYSTEM | 2013-12-27 | bodduvh |  | CONSOLIDATED | MOORPARK | NORTH COAST | 2156368 | 2 | 2212820 | A | N | N |  | -1 | I | 1997-01-01 |  | D |  | 24812169 | 24848448;24848449 |  |  |  | :05918 | 05918:05918 | main_exi_3_route_oh | CIRCUIT_BREAKER |  |  |  |  | -1.75 | 2.5 |  | 504449 |  | [MDSYS.SDO_GEOMETRY]
60908965 | 24827703 | EXISTING | CENTURY | 3290 | LENNOX | 5213 | D | NO | SCE | THREE | UNKNOWN | 4KV | LOW 11 | UNKNOWN | MB | UNKNOWN | UNKNOWN |  |  | SYSTEM | 2015-05-12 | beealdb |  | CONSOLIDATED | EL NIDO | METRO WEST | 2140143 | 6 | 2216884 | A | N | Y | 208 | -1 | I | 1950-01-01 |  | D |  | 24827713 | 24882421;24882422 |  |  |  | :03290 | 03290:03290 | main_exi_3_route_oh | CIRCUIT_BREAKER |  |  |  |  | -1.76 | 3 |  | 504449 |  | [MDSYS.SDO_GEOMETRY]
60908966 | 24838706 | EXISTING | MOSSBERG | 12240 | DALTON | 5188 | D | NO | SCE | THREE | UNKNOWN | 12KV | LOW 3 | UNKNOWN | MB | UNKNOWN | UNKNOWN |  |  | SYSTEM | 2014-10-30 | manthak |  | CONSOLIDATED | MESA | METRO EAST | 2180767 |  | 2216828 | M | Y | N |  | -1 | I | 1950-01-01 |  | D |  | 24838713 | 24908910 |  |  |  | :12240 | 12240:12240 | main_exi_3_route_oh | CIRCUIT_BREAKER |  |  |  |  | -1.78 | 3 |  | 504449 |  | [MDSYS.SDO_GEOMETRY]
60908967 | 24854405 | EXISTING | SEQUOIA | 16140 | CHATHAM | 5346 | D | NO | SCE | THREE | UNKNOWN | 12KV | LOW 2 | UNKNOWN | MB | UNKNOWN | UNKNOWN |  |  | SYSTEM | 2014-02-12 | attadas |  | CONSOLIDATED | SAN JOAQUIN | SAN JOAQUIN | 2190790 |  | 2212566 | A | N | N |  | -1 | I | 1952-05-01 |  | D |  | 24854415 | 25052022 |  |  |  | :16140 | 16140:16140 | main_exi_3_route_oh | CIRCUIT_BREAKER |  |  |  |  | -1.8 | 5 |  | 504449 |  | [MDSYS.SDO_GEOMETRY]
60908968 | 24871386 | EXISTING | ALMANSOR | 350 | ALHAMBRA | 5101 | D | NO | SCE | THREE | UNKNOWN | 16KV | LOW 1 | UNKNOWN | MB | UNKNOWN | UNKNOWN |  |  | SYSTEM | 2015-02-10 | aminencn |  | CONSOLIDATED | MESA | METRO EAST | 2141214 | 1 | 2218972 | A | Y | N |  | -1 | I | 1950-01-01 |  | D |  | 24871396 | 24917069 |  |  |  | :00350 | 00350:00350 | main_exi_3_route_oh | CIRCUIT_BREAKER |  |  |  |  | -1.77 | 3 |  | 504449 |  | [MDSYS.SDO_GEOMETRY]
60908969 | 24912114 | EXISTING | ENERGY | 5930 | CHATSWORTH | 5555 | D | NO | SCE | THREE | UNKNOWN | 16KV | LOW 3 | UNKNOWN | MB | UNKNOWN | UNKNOWN |  |  | SYSTEM | 2013-12-31 | kallurr |  | CONSOLIDATED | SAUGUS | NORTH COAST | 2150788 | 1 | 2217324 | A | N | Y | 235 | -1 | I | 1955-05-01 |  | D |  | 24912124 | 24912487;144071492 |  |  |  | :05930 | 05930:05930 | main_exi_3_route_oh | CIRCUIT_BREAKER |  |  |  |  | -1.75 | 4 |  | 504449 |  | [MDSYS.SDO_GEOMETRY]
60908970 | 24912776 | EXISTING | ENTERPRISE | 5982 | LEVY | 5552 | D | NO | SCE | THREE | UNKNOWN | 16KV | LOW 2 | UNKNOWN | MB | UNKNOWN | UNKNOWN |  |  | SYSTEM | 2013-12-05 | mannepl |  | CONSOLIDATED | SANTA CLARA | NORTH COAST | 2148494 |  | 2217318 | A | N | N |  | -1 | I | 1950-01-01 |  | D |  | 24912786 | 24994184;24994185 |  |  |  | :05982 | 05982:05982 | main_exi_3_route_oh | CIRCUIT_BREAKER |  |  |  |  | -1.73 | 3 |  | 504449 |  | [MDSYS.SDO_GEOMETRY]
60908976 | 24931434 | EXISTING | ALPACA | 375 | HOYT | 5151 | D | NO | SCE | THREE | UNKNOWN | 4KV | LOW 2 | UNKNOWN | MB | UNKNOWN | UNKNOWN |  |  | SYSTEM | 2014-10-22 | aminencn |  | CONSOLIDATED | MESA | METRO EAST | 2141216 | 1 | 2216764 | A | N | Y |  | -1 | I | 1960-10-01 |  | D |  | 24931444 | 24963235;24963236 |  |  |  | :00375 | 00375:00375 | main_exi_3_route_oh | CIRCUIT_BREAKER |  |  |  |  | -1.78 | 3 |  | 504449 |  | [MDSYS.SDO_GEOMETRY]
60908977 | 24936450 | EXISTING | CERO | 3300 | DAISY | 5766 | D | NO | SCE | THREE | UNKNOWN | 4KV | LOW 3 | UNKNOWN | MB | UNKNOWN | UNKNOWN |  |  | SYSTEM | 2015-01-01 | attadas |  | CONSOLIDATED | LIGHTHIPE | METRO WEST | 2140145 |  | 2213148 | A | N | Y |  | -1 | I | 1948-12-01 |  | D |  | 24936460 | 24987719 |  |  |  | :03300 | 03300:03300 | main_exi_3_route_oh | CIRCUIT_BREAKER |  |  |  |  | -1.76 | 3 |  | 504449 |  | [MDSYS.SDO_GEOMETRY]
60908978 | 24940341 | EXISTING | MOSEBROOK | 12243 | NAROD | 5648 | D | NO | SCE | THREE | UNKNOWN | 12KV | LOW 5 | UNKNOWN | MB | UNKNOWN | UNKNOWN |  |  | SYSTEM | 2017-10-13 | krumwimg |  | CONSOLIDATED | MIRA LOMA | METRO EAST | 2180768 | 2 | 2212960 | S | N | Y | 111 | -1 | I | 1986-07-01 |  | D |  | 24940348 | 25002328 |  |  |  | :12243 | 12243:12243 | main_exi_3_route_oh | CIRCUIT_BREAKER |  |  |  |  | -1.79 | 3 |  | 504449 |  | [MDSYS.SDO_GEOMETRY]
60908979 | 24954518 | EXISTING | ACAPULCO | 41 | BREA | 8802 | D | NO | SCE | THREE | UNKNOWN | 12KV | LOW 4 | UNKNOWN | MB | UNKNOWN | UNKNOWN |  |  | SYSTEM | 2014-09-01 | bodduvh |  | CONSOLIDATED | VILLA PARK | ORANGE | 2129132 |  | 2216194 | A | N | N |  | -1 | I | 1982-05-01 |  | D |  | 24954525 | 25031206;25031208 |  |  |  | :00041 | 00041:00041 | main_exi_3_route_oh | CIRCUIT_BREAKER |  |  |  |  | 0.38 | 3 |  | 504449 |  | [MDSYS.SDO_GEOMETRY]
60908980 | 24973639 | EXISTING | PANGBORN | 13620 | DOWNEY | 5820 | D | NO | SCE | THREE | UNKNOWN | 4KV | LOW 6 | UNKNOWN | MB | UNKNOWN | UNKNOWN |  |  | SYSTEM | 2015-01-23 | manthak |  |  | LIGHTHIPE | METRO WEST | 2179244 | 3 | 2215520 | A | N | N |  | -1 | I | 1950-01-01 |  | D |  | 24973649 | 24999412 |  |  |  | :13620 | 13620:13620 | main_exi_3_route_oh | CIRCUIT_BREAKER |  |  |  |  | -1.77 | 3 |  | 504449 |  | [MDSYS.SDO_GEOMETRY]
60908981 | 24978357 | EXISTING | ALPINE | 390 | ALPINE P.T. | 7010 | A | NO | SCE | THREE | UNKNOWN | 2.4KV | LOW 1 | UNKNOWN | MB | UNKNOWN | UNKNOWN |  |  | SYSTEM | 2014-03-26 | bodduvh |  | CONSOLIDATED | VISTA | RURALS | 2141217 |  | 2121505 | A | N | Y | 211 | -1 | I | 1950-01-01 |  | D |  | 24978364 | 25014284 |  |  |  | :00390 | 00390:00390 | main_exi_3_route_oh | CIRCUIT_BREAKER |  |  |  |  | -1.81 | 2 |  | 504449 |  | [MDSYS.SDO_GEOMETRY]
60908982 | 24989829 | EXISTING | CHADRON | 3305 | BRIGHTON | 5226 | D | NO | SCE | THREE | UNKNOWN | 16KV | LOW 3 | UNKNOWN | MB | UNKNOWN | UNKNOWN |  |  | SYSTEM | 2017-09-29 | maxwelbw |  |  | EL NIDO | METRO WEST | 2137235 |  | 2219264 |  |  |  | 237 | -1 | I | 1966-01-01 |  | D |  | 24989839 | 25104476 |  |  |  | :03305 | 03305:03305 | main_exi_3_route_oh | CIRCUIT_BREAKER |  |  |  |  | -1.76 | 3 |  | 504449 |  | [MDSYS.SDO_GEOMETRY]
60908983 | 25003445 | EXISTING | MOUNTAIN | 12270 | ARRO | 5602 | D | NO | SCE | THREE | UNKNOWN | 4KV | LOW 4 | UNKNOWN | MB | UNKNOWN | UNKNOWN |  |  | SYSTEM | 2014-03-27 | kallurr |  | ARRO SUB | VISTA | DESERT | 2180849 | 1 | 2219768 | A | N | N |  | -1 | I | 1950-01-01 |  | D |  | 25003452 | 25050699;165020166 |  |  |  | :12270 | 12270:12270 | main_exi_3_route_oh | CIRCUIT_BREAKER |  |  |  |  | -1.81 | 3 |  | 504449 |  | [MDSYS.SDO_GEOMETRY]
60908984 | 25008943 | EXISTING | ERRINGER | 6035 | ROYAL | 5580 | D | NO | SCE | THREE | UNKNOWN | 16KV | LOW 5 | UNKNOWN | MB | UNKNOWN | UNKNOWN |  |  | SYSTEM | 2014-03-18 | simhadk |  | CONSOLIDATED | MOORPARK | NORTH COAST | 2169082 | 1 | 2212820 | A | Y | N |  | -1 | I | 1964-09-01 |  | D |  | 25008953 | 25137591;25137592 |  |  |  | :06035 | 06035:06035 | main_exi_3_route_oh | CIRCUIT_BREAKER |  |  |  |  | -1.75 | 3 |  | 504449 |  | [MDSYS.SDO_GEOMETRY]
60908985 | 25016608 | EXISTING | ALSTER | 400 | MAYFLOWER | 5167 | D | NO | SCE | THREE | UNKNOWN | 4KV | LOW 3 | UNKNOWN | MB | UNKNOWN | UNKNOWN |  |  | SYSTEM | 2014-10-21 | kallurr |  | CONSOLIDATED | MESA | METRO EAST | 2129700 |  | 2216784 | A | N | Y | 236 | -1 | I | 1950-01-01 |  | D |  | 25016615 | 25020757 |  |  |  | :00400 | 00400:00400 | main_exi_3_route_oh | CIRCUIT_BREAKER |  |  |  |  | -1.78 | 2 |  | 504449 |  | [MDSYS.SDO_GEOMETRY]
60908986 | 25033711 | EXISTING | ACME | 44 | SULLIVAN | 5862 | D | NO | SCE | THREE | UNKNOWN | 12KV | LOW 3 | UNKNOWN | MB | UNKNOWN | UNKNOWN |  |  | SYSTEM | 2018-01-11 | thompsma |  | CONSOLIDATED | ELLIS | ORANGE | 2129133 | 4 | 2213338 | S | N | Y | 125 | -1 | I | 1960-11-01 |  | D |  | 25033718 | 25062992 |  |  |  | :00044 | 00044:00044 | main_exi_3_route_oh | CIRCUIT_BREAKER |  |  |  |  | -1.78 | 2 |  | 504449 |  | [MDSYS.SDO_GEOMETRY]
60908987 | 25038778 | EXISTING | ALSTOT | 405 | ARCHLINE | 5667 | D | NO | SCE | THREE | UNKNOWN | 12KV | LOW 13 | UNKNOWN | MB | UNKNOWN | UNKNOWN |  |  | SYSTEM | 2014-04-27 | rajendrs |  | CONSOLIDATED | VISTA | DESERT | 2141218 | 1 | 2212994 | A | N | Y | 240 | -1 | I | 1967-06-01 |  | D |  | 25038785 | 25111138 |  |  |  | :00405 | 00405:00405 | main_exi_3_route_oh | CIRCUIT_BREAKER |  |  |  |  | -1.8 | 3 |  | 504449 |  | [MDSYS.SDO_GEOMETRY]
60908993 | 25054381 | EXISTING | SERRA | 16150 | CRATER | 5239 | D | NO | SCE | THREE | UNKNOWN | 16KV | LOW 3 | UNKNOWN | MB | UNKNOWN | UNKNOWN |  |  | SYSTEM | 2013-12-28 | attadas |  | CONSOLIDATED | MOORPARK | NORTH COAST | 2183691 |  | 2214634 | A | N | Y | 218 | -1 | I | 1950-01-01 |  | D |  | 25054391 | 25089361;25089362 |  |  |  | :16150 | 16150:16150 | main_exi_3_route_oh | CIRCUIT_BREAKER |  |  |  |  | -1.75 | 8 |  | 504449 |  | [MDSYS.SDO_GEOMETRY]
60908994 | 25063834 | EXISTING | ACRES | 46 | MORRO | 5836 | D | NO | SCE | THREE | UNKNOWN | 12KV | LOW 2 | UNKNOWN | MB | UNKNOWN | UNKNOWN |  |  | SYSTEM | 2014-09-11 | bodduvh |  | CONSOLIDATED | ELLIS | ORANGE | 2131373 |  | 2213296 | A | Y | N |  | -1 | I | 1950-01-01 |  | D |  | 25063844 | 25263113;25263114 |  |  |  | :00046 | 00046:00046 | main_exi_3_route_oh | CIRCUIT_BREAKER |  |  |  |  | -1.78 | 3 |  | 504449 |  | [MDSYS.SDO_GEOMETRY]
60909000 | 25070961 | EXISTING | PANSY | 13650 | ROLLING HILLS | 5252 | D | NO | SCE | THREE | UNKNOWN | 4KV | LOW 9 | UNKNOWN | MB | UNKNOWN | UNKNOWN |  |  | SYSTEM | 2015-04-20 | kallurr |  | CONSOLIDATED | EL NIDO | METRO WEST | 2189853 |  | 2219336 | S | N | Y | 103 | -1 | I | 1950-01-01 |  | D |  | 25070971 | 25097903 |  |  |  | :13650 | 13650:13650 | main_exi_3_route_oh | CIRCUIT_BREAKER |  |  |  |  | -1.76 | 3 |  | 504449 |  | [MDSYS.SDO_GEOMETRY]
60909001 | 25081605 | EXISTING | MUFFIN | 12312 | SIXTEENTH STREET | 8239 | D | NO | SCE | THREE | UNKNOWN | 12KV | LOW 4 | UNKNOWN | MB | UNKNOWN | UNKNOWN |  |  | SYSTEM | 2017-09-28 | murilljl |  | CONSOLIDATED | VISTA | DESERT | 2181645 |  | 2216064 | A | N | Y |  | -1 | I | 1974-06-01 |  | D |  | 25081615 | 25210164;25210165 |  |  |  | :12312 | 12312:12312 | main_exi_3_route_oh | CIRCUIT_BREAKER |  |  |  |  | -1.81 | 3 |  | 504449 |  | [MDSYS.SDO_GEOMETRY]
60909008 | 25105980 | EXISTING | CHANNEL | 3330 | PICO | 5722 | D | NO | SCE | THREE | UNKNOWN | 12KV | LOW 4 | UNKNOWN | MB | UNKNOWN | UNKNOWN |  |  | SYSTEM | 2017-09-21 | maxwelbw |  | CONSOLIDATED | LIGHTHIPE | METRO WEST | 2155337 | 2 | 2219974 | S | N | Y | 130 | -1 | I | 1964-01-01 |  | D |  | 25105990 | 25131012 |  |  |  | :03330 | 03330:03330 | main_exi_3_route_oh | CIRCUIT_BREAKER |  |  |  |  | -1.76 | 3 |  | 504449 |  | [MDSYS.SDO_GEOMETRY]
60909009 | 25124744 | EXISTING | SESPE | 16170 | SESPE P.T. | 7748 | A | NO | SCE | THREE | UNKNOWN | 4KV | LOW 1 | UNKNOWN | MB | UNKNOWN | UNKNOWN |  |  | SYSTEM | 2013-11-26 | manthak |  | CONSOLIDATED | SAUGUS | NORTH COAST | 2190794 |  | 2124534 | N | N | Y | 129 | -1 | I | 1978-03-01 |  | D |  | 25124754 | 25125313 |  |  |  | :16170 | 16170:16170 | main_exi_3_route_oh | CIRCUIT_BREAKER |  |  |  |  | -1.74 | 3 |  | 504449 |  | [MDSYS.SDO_GEOMETRY]
60909015 | 25125431 | EXISTING | SEVILLE | 16200 | VENICE HILL | 5329 | D | NO | SCE | THREE | UNKNOWN | 12KV | LOW 3 | UNKNOWN | MB | UNKNOWN | UNKNOWN |  |  | SYSTEM | 2014-01-11 | merugusn |  | CONSOLIDATED | SAN JOAQUIN | SAN JOAQUIN | 2183968 |  | 2217114 | A | N | N |  | -1 | I | 1950-01-01 |  | D |  | 25125438 | 25190059 |  |  |  | :16200 | 16200:16200 | main_exi_3_route_oh | CIRCUIT_BREAKER |  |  |  |  | -1.8 | 4 |  | 504449 |  | [MDSYS.SDO_GEOMETRY]
60909016 | 25134286 | EXISTING | ALTA | 410 | MONROVIA | 5134 | D | NO | SCE | THREE | UNKNOWN | 4KV | LOW 2 | UNKNOWN | MB | UNKNOWN | UNKNOWN |  |  | SYSTEM | 2014-10-22 | attadas |  | CONSOLIDATED | MESA | METRO EAST | 2129702 | 1 | 2216734 | A | N | Y |  | -1 | I | 1950-01-01 |  | D |  | 25134296 | 25152809 |  |  |  | :00410 | 00410:00410 | main_exi_3_route_oh | CIRCUIT_BREAKER |  |  |  |  | -1.78 | 3 |  | 504449 |  | [MDSYS.SDO_GEOMETRY]
60909017 | 25145829 | EXISTING | ERSKINE | 6040 | ISABELLA | 5347 | D | NO | SCE | THREE | UNKNOWN | 12KV | LOW 1 | UNKNOWN | MB | UNKNOWN | UNKNOWN |  |  | SYSTEM | 2014-04-10 | merugusn |  | CONSOLIDATED | SAN JOAQUIN | RURALS | 2169083 |  | 2217138 | A | N | N |  | -1 | I | 1950-01-01 |  | D |  | 25145839 | 25293690;25293691 |  |  |  | :06040 | 06040:06040 | main_exi_3_route_oh | CIRCUIT_BREAKER |  |  |  |  | -1.79 | 3 |  | 504449 |  | [MDSYS.SDO_GEOMETRY]
60909018 | 25161044 | EXISTING | PAPOOSE | 13653 | PIONEER | 5886 | D | NO | SCE | THREE | UNKNOWN | 12KV | LOW 4 | UNKNOWN | MB | UNKNOWN | UNKNOWN |  |  | SYSTEM | 2015-02-09 | merugusn |  | CONSOLIDATED | LIGHTHIPE | METRO WEST | 2189854 |  | 2217978 | A | N | Y | 233 | -1 | I | 1972-03-01 |  | D |  | 25161051 | 25183796 |  |  |  | :13653 | 13653:13653 | main_exi_3_route_oh | CIRCUIT_BREAKER |  |  |  |  | -1.77 | 3 |  | 504449 |  | [MDSYS.SDO_GEOMETRY]
60909025 | 25171840 | EXISTING | ALTERRA | 419 | SOQUEL | 5686 | D | NO | SCE | THREE | UNKNOWN | 12KV | LOW 6 | UNKNOWN | MB | UNKNOWN | UNKNOWN |  |  | SYSTEM | 2014-06-24 | yallasv |  | CONSOLIDATED | MIRA LOMA | METRO EAST | 2141391 |  | 2215254 | A | N | N |  | -1 | I | 1996-05-15 |  | D |  | 25171850 | 25199465 |  |  |  | :00419 | 00419:00419 | main_exi_3_route_oh | CIRCUIT_BREAKER |  |  |  |  | 178.21 | 2.5 |  | 504449 |  | [MDSYS.SDO_GEOMETRY]
60909026 | 25191012 | EXISTING | SEXTON | 16220 | SATICOY | 5534 | D | NO | SCE | THREE | UNKNOWN | 16KV | LOW 3 | UNKNOWN | MB | UNKNOWN | UNKNOWN |  |  | SYSTEM | 2013-12-27 | kallurr |  |  | SANTA CLARA | NORTH COAST | 2184060 |  | 2219652 | S | Y | N |  | -1 | I | 1950-01-01 |  | D |  | 25191022 | 25432598;25432599 |  |  |  | :16220 | 16220:16220 | main_exi_3_route_oh | CIRCUIT_BREAKER |  |  |  |  | -1.73 | 3 |  | 504449 |  | [MDSYS.SDO_GEOMETRY]
60909237 | 26883849 | EXISTING | ARLISS | 725 | TIMOTEO | 5604 | D | NO | SCE | THREE | UNKNOWN | 12KV | LOW 11 | UNKNOWN | MB | UNKNOWN | UNKNOWN |  |  | SYSTEM | 2014-04-10 | bodduvh |  | CONSOLIDATED | VISTA | DESERT | 2135464 | 2 | 2217420 | A | N | Y | 208 | -1 | I | 1966-05-01 |  | D |  | 26883859 | 26923026 |  |  |  | :00725 | 00725:00725 | main_exi_3_route_oh | CIRCUIT_BREAKER |  |  |  |  | -1.81 | 3 |  | 504449 |  | [MDSYS.SDO_GEOMETRY]
60909238 | 26924028 | EXISTING | SIERRA TALC | 16422 | HAIWEE | 217 | F | NO | SCE | THREE | UNKNOWN | 33KV | LOW 1 | UNKNOWN | MB | UNKNOWN | UNKNOWN |  |  | SYSTEM | 2016-05-04 | lantzmk |  | CONSOLIDATED | LUGO | RURALS | 2183882 |  | 32491412 | N | N | N |  | -1 | I | 1967-01-01 |  | D |  | 26924038 | 26924190;150301192 |  |  |  | :16422 | 16422:16422 | main_exi_3_route_oh | CIRCUIT_BREAKER |  |  |  |  | -1.81 | 4 |  | 504449 |  | [MDSYS.SDO_GEOMETRY]
60909244 | 26924293 | EXISTING | SINALOA | 16455 | ROYAL | 5580 | D | NO | SCE | THREE | UNKNOWN | 16KV | LOW 7 | UNKNOWN | MB | UNKNOWN | UNKNOWN |  |  | SYSTEM | 2014-04-01 | attadas |  | CONSOLIDATED | MOORPARK | NORTH COAST | 2189116 | 2 | 2212820 | A | N | Y | 240 | -1 | I | 1975-04-01 |  | D |  | 26924303 | 27169277;27169278 |  |  |  | :16455 | 16455:16455 | main_exi_3_route_oh | CIRCUIT_BREAKER |  |  |  |  | -1.75 | 3 |  | 504449 |  | [MDSYS.SDO_GEOMETRY]
60909245 | 26928902 | EXISTING | PETROL | 14000 | LA FRESA | 5021 | D | NO | SCE | THREE | UNKNOWN | 16KV | LOW 22 | UNKNOWN | MB | UNKNOWN | UNKNOWN |  |  | SYSTEM | 2015-05-04 | punukos |  | CONSOLIDATED | EL NIDO | METRO WEST | 2179240 | 5 | 2211620 | M | N | Y | 126 | -1 | I | 1950-01-01 |  | D |  | 26928912 | 26989962 |  |  |  | :14000 | 14000:14000 | main_exi_3_route_oh | CIRCUIT_BREAKER |  |  |  |  | -1.76 | 3 |  | 504449 |  | [MDSYS.SDO_GEOMETRY]
60909246 | 26962495 | EXISTING | FLYING D | 6585 | HAVILAH | 5311 | D | NO | SCE | THREE | UNKNOWN | 12KV | LOW 1 | UNKNOWN | MB | UNKNOWN | UNKNOWN |  |  | SYSTEM | 2014-02-06 | attadas |  | CONSOLIDATED | VINCENT | RURALS | 2151858 |  | 2214748 | A | N | N |  | -1 | I | 1965-06-01 |  | D |  | 26962502 | 27036597;27036598 |  |  |  | :06585 | 06585:06585 | main_exi_3_route_oh | CIRCUIT_BREAKER |  |  |  |  | -1.78 | 4 |  | 504449 |  | [MDSYS.SDO_GEOMETRY]
60909247 | 26981780 | EXISTING | ARMSTRONG | 740 | NAROD | 5648 | D | NO | SCE | THREE | UNKNOWN | 12KV | LOW 10 | UNKNOWN | MB | UNKNOWN | UNKNOWN |  |  | SYSTEM | 2014-05-12 | kallurr |  | CONSOLIDATED | MIRA LOMA | METRO EAST | 2132529 | 2 | 2212960 | S | Y | N |  | -1 | I | 1950-01-01 |  | D |  | 26981790 | 27066193 |  |  |  | :00740 | 00740:00740 | main_exi_3_route_oh | CIRCUIT_BREAKER |  |  |  |  | -1.79 | 3 |  | 504449 |  | [MDSYS.SDO_GEOMETRY]
60909248 | 26990924 | EXISTING | PICKERING | 14040 | SANTA MONICA | 5231 | D | NO | SCE | THREE | UNKNOWN | 4KV | LOW 8 | UNKNOWN | MB | UNKNOWN | UNKNOWN |  |  | SYSTEM | 2015-04-20 | manthak |  | CONSOLIDATED | EL NIDO | METRO WEST | 2179549 | 1 | 2214606 | A | N | Y | 216 | -1 | I | 1950-01-01 |  | D |  | 26990934 | 27057689 |  |  |  | :14040 | 14040:14040 | main_exi_3_route_oh | CIRCUIT_BREAKER |  |  |  |  | -1.75 | 3 |  | 504449 |  | [MDSYS.SDO_GEOMETRY]
60909249 | 27012512 | EXISTING | NICOLE | 12702 | HIGHLAND | 5619 | D | NO | SCE | THREE | UNKNOWN | 12KV | LOW 11 | UNKNOWN | MB | UNKNOWN | UNKNOWN |  |  | SYSTEM | 2014-03-21 | mannepl |  | CONSOLIDATED | VISTA | DESERT | 2174021 |  | 2219808 | S | N | Y | 109 | -1 | I | 1987-07-01 |  | D |  | 27012519 | 27129208;27129209 |  |  |  | :12702 | 12702:12702 | main_exi_3_route_oh | CIRCUIT_BREAKER |  |  |  |  | -1.81 | 3 |  | 504449 |  | [MDSYS.SDO_GEOMETRY]
60909250 | 27023450 | EXISTING | CLEO | 3630 | DITMAR | 5246 | D | NO | SCE | THREE | UNKNOWN | 4KV | LOW 9 | UNKNOWN | MB | UNKNOWN | UNKNOWN |  |  | SYSTEM | 2015-03-11 | bodduvh |  | CONSOLIDATED | EL NIDO | METRO WEST | 2157661 | 5 | 2212364 | A | N | Y | 203 | -1 | I | 1950-01-01 |  | D |  | 27023460 | 27074356 |  |  |  | :03630 | 03630:03630 | main_exi_3_route_oh | CIRCUIT_BREAKER |  |  |  |  | -1.76 | 3 |  | 504449 |  | [MDSYS.SDO_GEOMETRY]
60909251 | 27044460 | EXISTING | FLYNN | 6586 | CAMARILLO | 5517 | D | NO | SCE | THREE | UNKNOWN | 16KV | LOW 4 | UNKNOWN | MB | UNKNOWN | UNKNOWN |  |  | SYSTEM | 2014-02-08 | manthak |  | CONSOLIDATED | SANTA CLARA | NORTH COAST | 2152209 |  | 2219612 | A | N | N |  | -1 | I | 1991-06-12 |  | D |  | 27044470 | 27240056;69265519 |  |  |  | :06586 | 06586:06586 | main_exi_3_route_oh | CIRCUIT_BREAKER |  |  |  |  | -1.74 | 2 |  | 504449 |  | [MDSYS.SDO_GEOMETRY]
60909252 | 27057987 | EXISTING | PILOT | 14089 | PICO | 5722 | D | NO | SCE | THREE | UNKNOWN | 12KV | LOW 3 | UNKNOWN | MB | UNKNOWN | UNKNOWN |  |  | SYSTEM | 2015-01-05 | merugusn |  | CONSOLIDATED | LIGHTHIPE | METRO WEST | 2190397 | 2 | 2219974 | S | N | Y | 139 | -1 | I | 1970-10-01 |  | D |  | 27057997 | 27060471;27060472 |  |  |  | :14089 | 14089:14089 | main_exi_3_route_oh | CIRCUIT_BREAKER |  |  |  |  | -1.76 | 3 |  | 504449 |  | [MDSYS.SDO_GEOMETRY]
60909253 | 27068372 | EXISTING | ARNEZ | 762 | SANTA ROSA | 8036 | D | NO | SCE | THREE | UNKNOWN | 12KV | LOW 16 | UNKNOWN | MB | UNKNOWN | UNKNOWN |  |  | SYSTEM | 2014-06-19 | aminencn |  | CONSOLIDATED | DEVERS | DESERT | 2135649 | 6 | 2218128 | S | N | Y | 109 | -1 | I | 1973-04-01 |  | D |  | 27068376 | 27140805;27140806 |  |  |  | :00762 | 00762:00762 | main_exi_3_route_oh | CIRCUIT_BREAKER |  |  |  |  | -1.85 | 3 |  | 504449 |  | [MDSYS.SDO_GEOMETRY]
60909258 | 27074930 | EXISTING | CLERK | 3633 | CORNUTA | 5723 | D | NO | SCE | THREE | UNKNOWN | 12KV | LOW 1 | UNKNOWN | MB | UNKNOWN | UNKNOWN |  |  | SYSTEM | 2015-02-13 | bessar |  |  | LIGHTHIPE | METRO WEST | 2157662 |  | 2215298 | A | N | Y | 229 | -1 | I | 1969-01-01 |  | D |  | 27074940 | 27173819;27173820 |  |  |  | :03633 | 03633:03633 | main_exi_3_route_oh | CIRCUIT_BREAKER |  |  |  |  | -1.77 | 3 |  | 504449 |  | [MDSYS.SDO_GEOMETRY]
60909260 | 27092911 | EXISTING | KIRBY | 9782 | NELSON | 8038 | D | NO | SCE | THREE | UNKNOWN | 12KV | LOW 13 | UNKNOWN | MB | UNKNOWN | UNKNOWN |  |  | SYSTEM | 2014-07-26 | aminencn |  | CONSOLIDATED | VALLEY | SAN JACINTO | 2166652 |  | 2215814 | A | N | N |  | -1 | I | 1968-05-01 |  | D |  | 27092921 | 27215604;27215605 |  |  |  | :09782 | 09782:09782 | main_exi_3_route_oh | CIRCUIT_BREAKER |  |  |  |  | -1.82 | 3 |  | 504449 |  | [MDSYS.SDO_GEOMETRY]
60909261 | 27110410 | EXISTING | ANTE | 568 | BORREGO | 5887 | D | NO | SCE | THREE | UNKNOWN | 12KV | LOW 2 | UNKNOWN | MB | UNKNOWN | UNKNOWN |  |  | SYSTEM | 2018-01-09 | thompsma |  | CONSOLIDATED | ELLIS | ORANGE | 2129873 |  | 2213386 | A | Y | N |  | -1 | I | 1969-05-01 |  | D |  | 27110420 | 27268675 |  |  |  | :00568 | 00568:00568 | main_exi_3_route_oh | CIRCUIT_BREAKER |  |  |  |  | 0.38 | 3 |  | 504449 |  | [MDSYS.SDO_GEOMETRY]
60909262 | 27151886 | EXISTING | PIMA | 14090 | LUNADA | 5255 | D | NO | SCE | THREE | UNKNOWN | 4KV | LOW 2 | UNKNOWN | MB | UNKNOWN | UNKNOWN |  |  | SYSTEM | 2017-10-10 | maxwelbw |  |  | EL NIDO | METRO WEST | 2190398 |  | 2217002 | A | N | Y |  | -1 | I | 1950-01-01 |  | D |  | 27151896 | 27155094 |  |  |  | :14090 | 14090:14090 | main_exi_3_route_oh | CIRCUIT_BREAKER |  |  |  |  | -1.75 | 3 |  | 504449 |  | [MDSYS.SDO_GEOMETRY]
60909263 | 27161485 | EXISTING | NILE | 12713 | RIO HONDO | 5013 | D | NO | SCE | THREE | UNKNOWN | 12KV | LOW 22 | UNKNOWN | MB | UNKNOWN | UNKNOWN |  |  | SYSTEM | 2015-01-30 | bessar |  | CONSOLIDATED | MESA | METRO EAST | 2187293 |  | 2218550 | A | N | Y | 244 | -1 | I | 1971-07-01 |  | D |  | 27161495 | 27338189 |  |  |  | :12713 | 12713:12713 | main_exi_3_route_oh | CIRCUIT_BREAKER |  |  |  |  | -1.78 | 3 |  | 504449 |  | [MDSYS.SDO_GEOMETRY]
60909264 | 27164776 | EXISTING | ASHFORD | 794 | ARCHLINE | 5667 | D | NO | SCE | THREE | UNKNOWN | 12KV | LOW 1 | UNKNOWN | MB | UNKNOWN | UNKNOWN |  |  | SYSTEM | 2014-05-29 | aminencn |  | CONSOLIDATED | VISTA | DESERT | 2135654 | 2 | 2212994 | N | N | N |  | -1 | I | 1989-06-23 |  | D |  | 27164783 | 27284563 |  |  |  | :00794 | 00794:00794 | main_exi_3_route_oh | CIRCUIT_BREAKER |  |  |  |  | -1.8 | 3 |  | 504449 |  | [MDSYS.SDO_GEOMETRY]
60909265 | 27176170 | EXISTING | CLIFFORD | 3655 | STEWART | 5852 | D | NO | SCE | THREE | UNKNOWN | 12KV | LOW 1 | UNKNOWN | MB | UNKNOWN | UNKNOWN |  |  | SYSTEM | 2015-01-29 | merugusn |  | CONSOLIDATED | LIGHTHIPE | METRO WEST | 2157664 |  | 2217904 | A | Y | N |  | -1 | I | 1950-01-01 |  | D |  | 27176180 | 27292243 |  |  |  | :03655 | 03655:03655 | main_exi_3_route_oh | CIRCUIT_BREAKER |  |  |  |  | -1.77 | 3 |  | 504449 |  | [MDSYS.SDO_GEOMETRY]
60909266 | 27189677 | EXISTING | SIPHON | 16459 | SIPHON P.T. | 7798 | A | NO | SCE | THREE | UNKNOWN | 4KV | LOW 1 | UNKNOWN | MB | UNKNOWN | UNKNOWN |  |  | SYSTEM | 2014-02-14 | attadas |  | CONSOLIDATED | SAN JOAQUIN | RURALS | 2184156 |  | 2125851 | M | N | N |  | -1 | I | 1974-04-01 |  | D |  | 27189687 | 27190627 |  |  |  | :16459 | 16459:16459 | main_exi_3_route_oh | CIRCUIT_BREAKER |  |  |  |  | -1.82 | 7 |  | 504449 |  | [MDSYS.SDO_GEOMETRY]
60909267 | 27190769 | EXISTING | SIROCCO | 16463 | BREEZE | 5360 | C | NO | SCE | THREE | UNKNOWN | 12KV | LOW 2 | UNKNOWN | MB | UNKNOWN | UNKNOWN |  |  | SYSTEM | 2014-02-17 | bodduvh |  | CONSOLIDATED | VINCENT | RURALS | 2184158 | 1 | 2219542 | A | Y | N |  | -1 | I | 1984-03-01 |  | D |  | 27190779 | 27282053 |  |  |  | :16463 | 16463:16463 | main_exi_3_route_oh | CIRCUIT_BREAKER |  |  |  |  | -1.78 | 5.5 |  | 504449 |  | [MDSYS.SDO_GEOMETRY]
60909268 | 27216605 | EXISTING | KLINGON | 9808 | GISLER | 5851 | D | NO | SCE | THREE | UNKNOWN | 12KV | LOW 10 | UNKNOWN | MB | UNKNOWN | UNKNOWN |  |  | SYSTEM | 2014-09-22 | merugusn |  | CONSOLIDATED | ELLIS | ORANGE | 2181465 | 3 | 2220234 | A | N | N |  | -1 | I | 1986-05-01 |  | D |  | 27216612 | 27302203;27302204;27302205 |  |  |  | :09808 | 09808:09808 | main_exi_3_route_oh | CIRCUIT_BREAKER |  |  |  |  | -1.78 | 3 |  | 504449 |  | [MDSYS.SDO_GEOMETRY]
60909269 | 27226295 | EXISTING | PINEHURST | 14120 | BREWSTER | 5710 | D | NO | SCE | THREE | UNKNOWN | 4KV | LOW 3 | UNKNOWN | MB | UNKNOWN | UNKNOWN |  |  | SYSTEM | 2015-02-23 | aminencn |  | CONSOLIDATED | LIGHTHIPE | METRO WEST | 2181114 |  | 2213044 | A | N | Y | 233 | -1 | I | 1950-01-01 |  | D |  | 27226299 | 27323697;27323698 |  |  |  | :14120 | 14120:14120 | main_exi_3_route_oh | CIRCUIT_BREAKER |  |  |  |  | -1.77 | 2 |  | 504449 |  | [MDSYS.SDO_GEOMETRY]
60909270 | 27251162 | EXISTING | FORAGE | 6630 | PIUTE | 5545 | D | NO | SCE | THREE | UNKNOWN | 12KV | LOW 4 | UNKNOWN | MB | UNKNOWN | UNKNOWN |  |  | SYSTEM | 2013-11-09 | mannepl |  | CONSOLIDATED | VINCENT | NORTH COAST | 2152213 |  | 2219670 | A | N | Y | 239 | -1 | I | 1950-01-01 |  | D |  | 27251172 | 27296385;27296386 |  |  |  | :06630 | 06630:06630 | main_exi_3_route_oh | CIRCUIT_BREAKER |  |  |  |  | -1.79 | 5 |  | 504449 |  | [MDSYS.SDO_GEOMETRY]
60909271 | 27269889 | EXISTING | ANTEATER | 569 | CABRILLO | 5879 | D | NO | SCE | THREE | UNKNOWN | 12KV | LOW 18 | UNKNOWN | MB | UNKNOWN | UNKNOWN |  |  | SYSTEM | 2014-09-09 | yallasv |  | CONSOLIDATED | ELLIS | ORANGE | 2131880 | 1 | 2220290 | A | N | Y | 207 | -1 | I | 1968-01-01 |  | D |  | 27269896 | 27310562;27310563 |  |  |  | :00569 | 00569:00569 | main_exi_3_route_oh | CIRCUIT_BREAKER |  |  |  |  | -57.85 | 3 |  | 504449 |  | [MDSYS.SDO_GEOMETRY]
60909272 | 27284064 | EXISTING | SITZMARK | 16465 | SKILAND | 2611 | D | NO | SCE | THREE | UNKNOWN | 12KV | LOW 5 | UNKNOWN | MB | UNKNOWN | UNKNOWN |  |  | SYSTEM | 2014-04-17 | merugusn |  | CONSOLIDATED | LUGO | RURALS | 2189179 |  | 2273798 | A | Y | N |  | -1 | I | 1974-11-01 |  | D |  | 27284074 | 27406460 |  |  |  | :16465 | 16465:16465 | main_exi_3_route_oh | CIRCUIT_BREAKER |  |  |  |  | -1.83 | 3 |  | 504449 |  | [MDSYS.SDO_GEOMETRY]
60909278 | 27287394 | EXISTING | ASHMONT | 802 | MAYFLOWER | 5167 | D | NO | SCE | THREE | UNKNOWN | 4KV | LOW 1 | UNKNOWN | MB | UNKNOWN | UNKNOWN |  |  | SYSTEM | 2014-10-27 | merugusn |  | CONSOLIDATED | MESA | METRO EAST | 2135655 |  | 2216784 | A | N | Y | 236 | -1 | I | 1950-01-01 |  | D |  | 27287404 | 27317854 |  |  |  | :00802 | 00802:00802 | main_exi_3_route_oh | CIRCUIT_BREAKER |  |  |  |  | -1.78 | 3 |  | 504449 |  | [MDSYS.SDO_GEOMETRY]
60909279 | 27302767 | EXISTING | KNOTT | 9830 | LA PALMA | 5873 | D | NO | SCE | THREE | UNKNOWN | 12KV | LOW 4 | UNKNOWN | MB | UNKNOWN | UNKNOWN |  |  | SYSTEM | 2014-09-25 | attadas |  | CONSOLIDATED | VILLA PARK | ORANGE | 2166658 |  | 2215636 | A | N | Y | 214 | -1 | I | 1950-01-01 |  | D |  | 27302774 | 27393876;27393877 |  |  |  | :09830 | 09830:09830 | main_exi_3_route_oh | CIRCUIT_BREAKER |  |  |  |  | 0.39 | 2 |  | 504449 |  | [MDSYS.SDO_GEOMETRY]
60909280 | 27310693 | EXISTING | ANTONE | 580 | SULLIVAN | 5862 | D | NO | SCE | THREE | UNKNOWN | 12KV | LOW 2 | UNKNOWN | MB | UNKNOWN | UNKNOWN |  |  | SYSTEM | 2014-10-22 | simhadk |  | CONSOLIDATED | ELLIS | ORANGE | 2129875 | 4 | 2213338 | S | N | Y | 125 | -1 | I | 1950-01-01 |  | D |  | 27310700 | 27382793;27382794 |  |  |  | :00580 | 00580:00580 | main_exi_3_route_oh | CIRCUIT_BREAKER |  |  |  |  | -1.78 | 2 |  | 504449 |  | [MDSYS.SDO_GEOMETRY]
60909281 | 27318272 | EXISTING | ASTORIA | 815 | CORONA | 8279 | D | NO | SCE | THREE | UNKNOWN | 12KV | LOW 10 | UNKNOWN | MB | UNKNOWN | UNKNOWN |  |  | SYSTEM | 2014-06-13 | attadas |  | CONSOLIDATED | MIRA LOMA | METRO EAST | 2142521 | 7 | 2220750 |  |  |  |  | -1 | I | 1991-06-12 |  | D |  | 27318279 | 27396180;177031366 |  |  |  | :00815 | 00815:00815 | main_exi_3_route_oh | CIRCUIT_BREAKER |  |  |  |  | -134.31 | 2 |  | 504449 |  | [MDSYS.SDO_GEOMETRY]
60909282 | 27322099 | EXISTING | FORCE | 6638 | SHUTTLE | 5522 | D | NO | SCE | THREE | UNKNOWN | 12KV | LOW 1 | UNKNOWN | MB | UNKNOWN | UNKNOWN |  |  | SYSTEM | 2013-11-11 | manthak |  | CONSOLIDATED | VINCENT | NORTH COAST | 2159515 |  | 2212678 | A | N | N |  | -1 | I | 1989-04-01 |  | D |  | 27322109 | 27408719;27408720 |  |  |  | :06638 | 06638:06638 | main_exi_3_route_oh | CIRCUIT_BREAKER |  |  |  |  | -1.78 | 3 |  | 504449 |  | [MDSYS.SDO_GEOMETRY]
60909283 | 27326795 | EXISTING | PINT | 14143 | LIGHTHIPE | 5073 | D | NO | SCE | THREE | UNKNOWN | 12KV | LOW 21 | UNKNOWN | MB | UNKNOWN | UNKNOWN |  |  | SYSTEM | 2015-01-28 | kallurr |  |  | LIGHTHIPE | METRO WEST | 2179557 |  | 2211882 | A | N | Y | 114 | -1 | I | 1972-08-01 |  | D |  | 27326805 | 27422388 |  |  |  | :14143 | 14143:14143 | main_exi_3_route_oh | CIRCUIT_BREAKER |  |  |  |  | -1.77 | 3 |  | 504449 |  | [MDSYS.SDO_GEOMETRY]
60909284 | 27349038 | EXISTING | CLIFTON | 3660 | REDONDO | 5227 | D | NO | SCE | THREE | UNKNOWN | 4KV | LOW 7 | UNKNOWN | MB | UNKNOWN | UNKNOWN |  |  | SYSTEM | 2015-03-12 | bodduvh |  | CONSOLIDATED | EL NIDO | METRO WEST | 2158787 |  | 2214594 | A | N | Y | 214 | -1 | I | 1950-01-01 |  | D |  | 27349048 | 27352109;27352110 |  |  |  | :03660 | 03660:03660 | main_exi_3_route_oh | CIRCUIT_BREAKER |  |  |  |  | -1.76 | 3 |  | 504449 |  | [MDSYS.SDO_GEOMETRY]
60909285 | 27357629 | EXISTING | NOCTA | 12760 | ONTARIO | 5625 | D | NO | SCE | THREE | UNKNOWN | 4KV | LOW 4 | UNKNOWN | MB | UNKNOWN | UNKNOWN |  |  | SYSTEM | 2014-06-25 | bessar |  | CONSOLIDATED | MIRA LOMA | METRO EAST | 2174026 |  | 2215130 | A | N | Y | 227 | -1 | I | 1950-01-01 |  | D |  | 27357639 | 27402520;27402521 |  |  |  | :12760 | 12760:12760 | main_exi_3_route_oh | CIRCUIT_BREAKER |  |  |  |  | -1.79 | 3 |  | 504449 |  | [MDSYS.SDO_GEOMETRY]
60909286 | 27394628 | EXISTING | KOREA | 9854 | MODENA | 5802 | D | NO | SCE | THREE | UNKNOWN | 12KV | LOW 4 | UNKNOWN | MB | UNKNOWN | UNKNOWN |  |  | SYSTEM | 2017-12-13 | thompsma |  | CONSOLIDATED | VILLA PARK | ORANGE | 2163887 | 1 | 2220120 | A | Y | N |  | -1 | I | 1965-12-01 |  | D |  | 27394635 | 27527756 |  |  |  | :09854 | 09854:09854 | main_exi_3_route_oh | CIRCUIT_BREAKER |  |  |  |  | -1.78 | 3 |  | 504449 |  | [MDSYS.SDO_GEOMETRY]
60909292 | 27398386 | EXISTING | ATHENA | 821 | PROCTOR | 5108 | D | NO | SCE | THREE | UNKNOWN | 12KV | LOW 2 | UNKNOWN | MB | UNKNOWN | UNKNOWN |  |  | SYSTEM | 2014-05-13 | kallurr |  | CONSOLIDATED | MIRA LOMA | METRO EAST | 2142523 | 1 | 2216690 |  |  |  | 222 | -1 | I | 1981-06-01 |  | D |  | 27398396 | 27437484 |  |  |  | :00821 | 00821:00821 | main_exi_3_route_oh | CIRCUIT_BREAKER |  |  |  |  | -1.78 | 3 |  | 504449 |  | [MDSYS.SDO_GEOMETRY]
60909294 | 27408201 | EXISTING | SKI | 16477 | CASA DIABLO | 2557 | D | NO | SCE | THREE | UNKNOWN | 33KV | LOW 2 | UNKNOWN | MB | UNKNOWN | UNKNOWN |  |  | SYSTEM | 2017-08-14 | lantzmk |  | CONSOLIDATED | LUGO | RURALS | 2185727 |  | 2273990 | A | N | N |  | -1 | I | 1950-01-01 |  | D |  | 27408208 | 27443035;27443036 |  |  |  | :16477 | 16477:16477 | main_exi_3_route_oh | CIRCUIT_BREAKER |  |  |  |  | -1.83 | 4 |  | 504449 |  | [MDSYS.SDO_GEOMETRY]
60909296 | 27424828 | EXISTING | PINZON | 14150 | ROLLING HILLS | 5252 | D | NO | SCE | THREE | UNKNOWN | 16KV | LOW 1 | UNKNOWN | MB | UNKNOWN | UNKNOWN |  |  | SYSTEM | 2017-12-08 | maxwelbw |  | CONSOLIDATED | EL NIDO | METRO WEST | 2181117 |  | 2216994 | S | N | Y | 130 | -1 | I | 1950-01-01 |  | D |  | 27424838 | 27535869 |  | 27534193 |  | :14150 | 14150:14150 | main_exi_3_route_oh | CIRCUIT_BREAKER |  |  |  |  | -1.76 | 3 |  | 504449 |  | [MDSYS.SDO_GEOMETRY]
60909297 | 27426782 | EXISTING | APACHE | 625 | SHAWNEE | 5869 | D | NO | SCE | THREE | UNKNOWN | 12KV | LOW 7 | UNKNOWN | MB | UNKNOWN | UNKNOWN |  |  | SYSTEM | 2014-09-06 | simhadk |  | CONSOLIDATED | VILLA PARK | ORANGE | 2142148 |  | 2213352 | A | N | Y | 221 | -1 | I | 1981-05-01 |  | D |  | 27426789 | 27468434 |  |  |  | :00625 | 00625:00625 | main_exi_3_route_oh | CIRCUIT_BREAKER |  |  |  |  | 0.39 | 2 |  | 504449 |  | [MDSYS.SDO_GEOMETRY]
60909298 | 27440264 | EXISTING | FOX | 6710 | MODOC | 5520 | D | NO | SCE | THREE | UNKNOWN | 4KV | LOW 7 | UNKNOWN | MB | UNKNOWN | UNKNOWN |  |  | SYSTEM | 2013-10-30 | manthak |  | CONSOLIDATED | GOLETA | NORTH COAST | 2159682 |  | 2214922 | A | Y | N |  | -1 | I | 1950-01-01 |  | D |  | 27440274 | 27461691 |  |  |  | :06710 | 06710:06710 | main_exi_3_route_oh | CIRCUIT_BREAKER |  |  |  |  | -1.71 | 3.5 |  | 504449 |  | [MDSYS.SDO_GEOMETRY]
60909125 | 25970451 | EXISTING | FARGO | 6287 | HESPERIA | 8087 | D | NO | SCE | THREE | UNKNOWN | 12KV | LOW 1 | UNKNOWN | MB | UNKNOWN | UNKNOWN |  |  | SYSTEM | 2014-02-19 | simhadk |  | CONSOLIDATED | LUGO | DESERT | 2151663 | 1 | 2218228 |  | N | Y | 206 | -1 | I | 1990-05-16 |  | D |  | 25970458 | 26014090;26014091 |  |  |  | :06287 | 06287:06287 | main_exi_3_route_oh | CIRCUIT_BREAKER |  |  |  |  | -1.81 | 2 |  | 504449 |  | [MDSYS.SDO_GEOMETRY]
60909126 | 26007036 | EXISTING | ANDRETTI | 532 | CUCAMONGA | 5677 | D | NO | SCE | THREE | UNKNOWN | 12KV | LOW 5 | UNKNOWN | MB | UNKNOWN | UNKNOWN |  |  | SYSTEM | 2014-05-20 | simhadk |  | CONSOLIDATED | MIRA LOMA | METRO EAST | 2142140 | 1 | 2219902 | A | N | Y | 237 | -1 | I | 1974-09-01 |  | D |  | 26007046 | 26075030 |  |  |  | :00532 | 00532:00532 | main_exi_3_route_oh | CIRCUIT_BREAKER |  |  |  |  | -1.8 | 3 |  | 504449 |  | [MDSYS.SDO_GEOMETRY]
60909127 | 26015739 | EXISTING | FAYE | 6305 | WELDON | 5353 | D | NO | SCE | THREE | UNKNOWN | 12KV | LOW 1 | UNKNOWN | MB | UNKNOWN | UNKNOWN |  |  | SYSTEM | 2014-02-12 | simhadk |  | CONSOLIDATED | SAN JOAQUIN | RURALS | 2171297 |  | 2212578 | A | N | N |  | -1 | I | 1950-01-01 |  | D |  | 26015749 | 26059102;26059103 |  |  |  | :06305 | 06305:06305 | main_exi_3_route_oh | CIRCUIT_BREAKER |  |  |  |  | -1.79 | 4.5 |  | 504449 |  | [MDSYS.SDO_GEOMETRY]
60909133 | 26028737 | EXISTING | ALCALDE | 274 | MORAGA | 8348 | D | NO | SCE | THREE | UNKNOWN | 12KV | LOW 1 | UNKNOWN | MB | UNKNOWN | UNKNOWN |  |  | SYSTEM | 2014-08-28 | aminencn |  | CONSOLIDATED | VALLEY | SAN JACINTO | 2129338 |  | 2213880 | A | N | N |  | -1 | I | 1992-06-03 |  | D |  | 26028744 | 26120075 |  |  |  | :00274 | 00274:00274 | main_exi_3_route_oh | CIRCUIT_BREAKER |  |  |  |  | -1.82 | 3 |  | 504449 |  | [MDSYS.SDO_GEOMETRY]
60909134 | 26034525 | EXISTING | KEELINE | 9515 | IRVINE | 5829 | D | NO | SCE | THREE | UNKNOWN | 12KV | LOW 4 | UNKNOWN | MB | UNKNOWN | UNKNOWN |  |  | SYSTEM | 2017-10-11 | bradlem |  | CONSOLIDATED | ELLIS | ORANGE | 2162967 |  | 2217856 | S | Y | Y | 106 | -1 | I | 1987-05-01 |  | D |  | 26034532 | 26069422 |  |  |  | :09515 | 09515:09515 | main_exi_3_route_oh | CIRCUIT_BREAKER |  |  |  |  | -1.79 | 4 |  | 504449 |  | [MDSYS.SDO_GEOMETRY]
60909135 | 26040441 | EXISTING | PEACOCK | 13861 | PEACOCK U.G.S. | 7677 | A | NO | SCE | THREE | UNKNOWN | 4KV | LOW 1 | UNKNOWN | MB | UNKNOWN | UNKNOWN |  |  | SYSTEM | 2015-04-03 | bodduvh |  | CONSOLIDATED | EL NIDO | METRO WEST | 2179379 |  | 2126448 |  | N | N |  | -1 | I | 1991-01-07 |  | D |  | 26040451 | 26042187 |  | 138134712 |  | :13861 | 13861:13861 | main_exi_3_route_oh | CIRCUIT_BREAKER |  |  |  |  | -1.75 | 3 |  | 504449 |  | [MDSYS.SDO_GEOMETRY]
60909136 | 26042581 | EXISTING | PEERLESS | 13890 | BEVERLY | 5201 | D | NO | SCE | THREE | UNKNOWN | 4KV | LOW 29 | UNKNOWN | MB | UNKNOWN | UNKNOWN |  |  | SYSTEM | 2015-04-20 | merugusn |  | CONSOLIDATED | MESA | METRO WEST | 2190320 | 1 | 2219196 | A | N | Y | 228 | -1 | I | 1950-01-01 |  | D |  | 26042591 | 26107298;26107299 |  |  |  | :13890 | 13890:13890 | main_exi_3_route_oh | CIRCUIT_BREAKER |  |  |  |  | -1.76 | 3 |  | 504449 |  | [MDSYS.SDO_GEOMETRY]
60909142 | 26069873 | EXISTING | KELVIN | 9564 | CABRILLO | 5879 | D | NO | SCE | THREE | UNKNOWN | 12KV | LOW 15 | UNKNOWN | MB | UNKNOWN | UNKNOWN |  |  | SYSTEM | 2014-08-14 | simhadk |  | CONSOLIDATED | ELLIS | ORANGE | 2166479 | 2 | 2220290 | A | N | N |  | -1 | I | 1994-06-07 |  | D |  | 26069880 | 26107718;26107719 |  |  |  | :09564 | 09564:09564 | main_exi_3_route_oh | CIRCUIT_BREAKER |  |  |  |  | -1.78 | 2 |  | 504449 |  | [MDSYS.SDO_GEOMETRY]
60909143 | 26075853 | EXISTING | ANDRIA | 535 | PADUA | 5060 | D | NO | SCE | THREE | UNKNOWN | 12KV | LOW 9 | UNKNOWN | MB | UNKNOWN | UNKNOWN |  |  | SYSTEM | 2014-05-12 | bodduvh |  | CONSOLIDATED | MIRA LOMA | METRO EAST | 2142141 | 7 | 2216446 | M | Y | N |  | -1 | I | 1975-05-01 |  | D |  | 26075860 | 26141189 |  |  |  | :00535 | 00535:00535 | main_exi_3_route_oh | CIRCUIT_BREAKER |  |  |  |  | -1.79 | 2.5 |  | 504449 |  | [MDSYS.SDO_GEOMETRY]
60909144 | 26078386 | EXISTING | FELLOWSHIP | 6315 | PLAYA | 5565 | D | NO | SCE | THREE | UNKNOWN | 4KV | LOW 3 | UNKNOWN | MB | UNKNOWN | UNKNOWN |  |  | SYSTEM | 2013-10-30 | bessar |  | CONSOLIDATED | GOLETA | NORTH COAST | 2151666 |  | 2212780 | A | N | Y | 232 | -1 | I | 1950-01-01 |  | D |  | 26078396 | 26097344;26097345 |  |  |  | :06315 | 06315:06315 | main_exi_3_route_oh | CIRCUIT_BREAKER |  |  |  |  | -1.71 | 4 |  | 504449 |  | [MDSYS.SDO_GEOMETRY]
60909145 | 26087850 | EXISTING | SHERWOOD | 16345 | SHERWOOD P.T. | 7769 | A | NO | SCE | THREE | UNKNOWN | 4KV | LOW 1 | UNKNOWN | MB | UNKNOWN | UNKNOWN |  |  | SYSTEM | 2013-12-30 | merugusn |  | CONSOLIDATED | MOORPARK | NORTH COAST | 2189046 |  | 2126084 | N | N | N |  | -1 | I | 1950-01-01 |  | D |  | 26087860 | 26149615;26149616 |  |  |  | :16345 | 16345:16345 | main_exi_3_route_oh | CIRCUIT_BREAKER |  |  |  |  | -1.74 | 3 |  | 504449 |  | [MDSYS.SDO_GEOMETRY]
60909146 | 26092582 | EXISTING | NASTASE | 12524 | WIMBLEDON | 5664 | D | NO | SCE | THREE | UNKNOWN | 12KV | LOW 12 | UNKNOWN | MB | UNKNOWN | UNKNOWN |  |  | SYSTEM | 2014-04-28 | attadas |  | CONSOLIDATED | VISTA | DESERT | 2181809 |  | 2215220 | A | N | N |  | -1 | I | 2003-07-24 |  | D |  | 26092589 | 26195628;26195629 |  |  |  | :12524 | 12524:12524 | main_exi_3_route_oh | CIRCUIT_BREAKER |  |  |  |  | -1.8 | 2 |  | 504449 |  | [MDSYS.SDO_GEOMETRY]
60909147 | 26098558 | EXISTING | FIFTH ST. | 6390 | COLONIA | 5505 | D | NO | SCE | THREE | UNKNOWN | 16KV | LOW 3 | UNKNOWN | MB | UNKNOWN | UNKNOWN |  |  | SYSTEM | 2013-12-10 | bodduvh |  | CONSOLIDATED | SANTA CLARA | NORTH COAST | 2151301 |  | 2219578 | S | N | Y | 118 | -1 | I | 1950-01-01 |  | D |  | 26098565 | 26260515;26260516 |  |  |  | :06390 | 06390:06390 | main_exi_3_route_oh | CIRCUIT_BREAKER |  |  |  |  | -1.73 | 4 |  | 504449 |  | [MDSYS.SDO_GEOMETRY]
60909148 | 26107819 | EXISTING | KENTUCKY | 9635 | CAROLINA | 5813 | D | NO | SCE | THREE | UNKNOWN | 12KV | LOW 7 | UNKNOWN | MB | UNKNOWN | UNKNOWN |  |  | SYSTEM | 2014-09-08 | bessar |  | CONSOLIDATED | VILLA PARK | ORANGE | 2163154 | 1 | 2217814 | A | Y | N |  | -1 | I | 1969-12-01 |  | D |  | 26107826 | 26153735;138736203 |  |  |  | :09635 | 09635:09635 | main_exi_3_route_oh | CIRCUIT_BREAKER |  |  |  |  | 0.38 | 2 |  | 504449 |  | [MDSYS.SDO_GEOMETRY]
60909149 | 26133943 | EXISTING | CHICO | 3460 | ROLLING HILLS | 5252 | D | NO | SCE | THREE | UNKNOWN | 16KV | LOW 4 | UNKNOWN | MB | UNKNOWN | UNKNOWN |  |  | SYSTEM | 2015-04-01 | merugusn |  | CONSOLIDATED | EL NIDO | METRO WEST | 2137581 |  | 2216994 | S | N | Y | 130 | -1 | I | 1950-01-01 |  | D |  | 26133953 | 63627038;63627039 |  |  |  | :03460 | 03460:03460 | main_exi_3_route_oh | CIRCUIT_BREAKER |  |  |  |  | -1.76 | 3 |  | 504449 |  | [MDSYS.SDO_GEOMETRY]
60909150 | 26153973 | EXISTING | KETCH | 9655 | BOLSA | 5807 | D | NO | SCE | THREE | UNKNOWN | 12KV | LOW 3 | UNKNOWN | MB | UNKNOWN | UNKNOWN |  |  | SYSTEM | 2014-11-21 | attadas |  | IF LINE RELAYS & TESTS OK TO OPEN RCS0024 SUB- OPEN RCS0597 & CLOSE RCS0024 FOR TEST | VILLA PARK | ORANGE | 2166486 |  | 2213224 | A | Y | N |  | -1 | I | 1963-11-01 |  | D |  | 26153983 | 26395336;26395337 |  |  |  | :09655 | 09655:09655 | main_exi_3_route_oh | CIRCUIT_BREAKER |  |  |  |  | -1.77 | 3 |  | 504449 |  | [MDSYS.SDO_GEOMETRY]
60909151 | 26164919 | EXISTING | ANN | 565 | MERCED | 5193 | D | NO | SCE | THREE | UNKNOWN | 12KV | LOW 7 | UNKNOWN | MB | UNKNOWN | UNKNOWN |  |  | SYSTEM | 2014-07-10 | bessar |  | CONSOLIDATED | MIRA LOMA | METRO EAST | 2142143 | 1 | 2214522 | S | N | Y | 106 | -1 | I | 1961-03-01 |  | D |  | 26164929 | 26237978 |  |  |  | :00565 | 00565:00565 | main_exi_3_route_oh | CIRCUIT_BREAKER |  |  |  |  | -1.78 | 3 |  | 504449 |  | [MDSYS.SDO_GEOMETRY]
60909152 | 26169722 | EXISTING | ALLERGAN | 326 | CABRILLO | 5879 | D | NO | SCE | THREE | UNKNOWN | 12KV | LOW 9 | UNKNOWN | MB | UNKNOWN | UNKNOWN |  |  | SYSTEM | 2014-08-07 | rajendrs |  | CONSOLIDATED | ELLIS | ORANGE | 2129533 | 1 | 2220290 | A | Y | N |  | -1 | I | 1983-06-01 |  | D |  | 26169732 | 26266512;26266513 |  |  |  | :00326 | 00326:00326 | main_exi_3_route_oh | CIRCUIT_BREAKER |  |  |  |  | -1.78 | 3 |  | 504449 |  | [MDSYS.SDO_GEOMETRY]
60909153 | 26172215 | EXISTING | SHIRK | 16359 | OAK GROVE | 5337 | D | NO | SCE | THREE | UNKNOWN | 12KV | LOW 3 | UNKNOWN | MB | UNKNOWN | UNKNOWN |  |  | SYSTEM | 2014-05-12 | eadsrl |  | CONSOLIDATED | SAN JOAQUIN | SAN JOAQUIN | 2190811 | 2 | 2217124 | A | N | Y | 213 | -1 | I | 1977-05-01 |  | D |  | 26172225 | 26265630 |  |  |  | :16359 | 16359:16359 | main_exi_3_route_oh | CIRCUIT_BREAKER |  |  |  |  | -1.79 | 3 |  | 504449 |  | [MDSYS.SDO_GEOMETRY]
60909154 | 26197097 | EXISTING | NAVEL | 12548 | MENTONE | 8082 | D | NO | SCE | THREE | UNKNOWN | 12KV | LOW 3 | UNKNOWN | MB | UNKNOWN | UNKNOWN |  |  | SYSTEM | 2017-12-06 | murilljl |  | CONSOLIDATED | VISTA | DESERT | 2173281 |  | 2215884 | A | N | Y | 213 | -1 | I | 1988-06-01 |  | D |  | 26197107 | 26321857 |  |  |  | :12548 | 12548:12548 | main_exi_3_route_oh | CIRCUIT_BREAKER |  |  |  |  | -1.82 | 3 |  | 504449 |  | [MDSYS.SDO_GEOMETRY]
60909155 | 26206268 | EXISTING | PELLET | 13897 | CENTER | 5084 | D | NO | SCE | THREE | UNKNOWN | 12KV | LOW 13 | UNKNOWN | MB | UNKNOWN | UNKNOWN |  |  | SYSTEM | 2015-03-02 | simhadk |  | CONSOLIDATED | LIGHTHIPE | METRO WEST | 2190322 | 5 | 2211948 | M | N | Y | 109 | -1 | I | 1959-05-01 |  | D |  | 26206278 | 26271288;26271289 |  |  |  | :13897 | 13897:13897 | main_exi_3_route_oh | CIRCUIT_BREAKER |  |  |  |  | -22.36 | 3 |  | 504449 |  | [MDSYS.SDO_GEOMETRY]
60909156 | 26239203 | EXISTING | ANNENBERG | 566 | SANTA ROSA | 8036 | D | NO | SCE | THREE | UNKNOWN | 12KV | LOW 11 | UNKNOWN | MB | UNKNOWN | UNKNOWN |  |  | SYSTEM | 2014-06-26 | attadas |  | CONSOLIDATED | DEVERS | DESERT | 2142144 | 6 | 2218128 | S | Y | N |  | -1 | I | 1966-05-01 |  | D |  | 26239210 | 26253206 |  |  |  | :00566 | 00566:00566 | main_exi_3_route_oh | CIRCUIT_BREAKER |  |  |  |  | -1.86 | 2 |  | 504449 |  | [MDSYS.SDO_GEOMETRY]
60909157 | 26247241 | EXISTING | CHURCH | 3490 | GALLATIN | 5823 | D | NO | SCE | THREE | UNKNOWN | 12KV | LOW 5 | UNKNOWN | MB | UNKNOWN | UNKNOWN |  |  | SYSTEM | 2014-11-26 | bessar |  | CONSOLIDATED | LIGHTHIPE | METRO WEST | 2157480 |  | 2213268 | A | N | Y | 248 | -1 | I | 1946-10-01 |  | D |  | 26247251 | 26335942;26335943 |  |  |  | :03490 | 03490:03490 | main_exi_3_route_oh | CIRCUIT_BREAKER |  |  |  |  | -1.77 | 2 |  | 504449 |  | [MDSYS.SDO_GEOMETRY]
60909158 | 26262077 | EXISTING | FIGUEROA | 6410 | SANTA BARBARA | 5531 | D | NO | SCE | THREE | UNKNOWN | 4KV | LOW 15 | UNKNOWN | MB | UNKNOWN | UNKNOWN |  |  | SYSTEM | 2013-10-29 | bodduvh |  | CONSOLIDATED | GOLETA | NORTH COAST | 2151302 |  | 2214956 | S | N | Y | 124 | -1 | I | 1950-01-01 |  | D |  | 26262087 | 26280593 |  |  |  | :06410 | 06410:06410 | main_exi_3_route_oh | CIRCUIT_BREAKER |  |  |  |  | -1.72 | 3 |  | 504449 |  | [MDSYS.SDO_GEOMETRY]
60909165 | 26267969 | EXISTING | ALLOY | 331 | CAMDEN | 5826 | D | NO | SCE | THREE | UNKNOWN | 12KV | LOW 6 | UNKNOWN | MB | UNKNOWN | UNKNOWN |  |  | SYSTEM | 2014-09-06 | rajendrs |  | CONSOLIDATED | ELLIS | ORANGE | 2129534 |  | 2220184 | A | N | N |  | -1 | I | 1950-01-01 |  | D |  | 26267976 | 26310499;26310500 |  |  |  | :00331 | 00331:00331 | main_exi_3_route_oh | CIRCUIT_BREAKER |  |  |  |  | -177.69 | 2 |  | 504449 |  | [MDSYS.SDO_GEOMETRY]
60909166 | 26274605 | EXISTING | PENICK | 13908 | MOBILOIL | 5229 | C | NO | SCE | THREE | UNKNOWN | 12KV | LOW 30 | UNKNOWN | MB | UNKNOWN | UNKNOWN |  |  | SYSTEM | 2015-04-23 | kallurr |  | CONSOLIDATED | EL NIDO | METRO WEST | 2190324 | 1 | 2212312 | A | N | N |  | -1 | I | 1966-05-01 |  | D |  | 26274612 | 26274700 |  |  |  | :13908 | 13908:13908 | main_exi_3_route_oh | CIRCUIT_BREAKER |  |  |  |  | -1.76 | 2 |  | 504449 |  | [MDSYS.SDO_GEOMETRY]
60909167 | 26274938 | EXISTING | PENROSE | 13927 | FREMONT | 5720 | D | NO | SCE | THREE | UNKNOWN | 16KV | LOW 3 | UNKNOWN | MB | UNKNOWN | UNKNOWN |  |  | SYSTEM | 2017-11-27 | beealdb |  |  | LIGHTHIPE | METRO WEST | 2179460 | 2 | 2217612 | A | N | Y | 220 | -1 | I | 1965-11-01 |  | D |  | 26274948 | 26614615 |  |  |  | :13927 | 13927:13927 | main_exi_3_route_oh | CIRCUIT_BREAKER |  |  |  |  | -1.76 | 3 |  | 504449 |  | [MDSYS.SDO_GEOMETRY]
60909168 | 26276066 | EXISTING | ANTIL | 570 | STODDARD | 5632 | D | NO | SCE | THREE | UNKNOWN | 4KV | LOW 4 | UNKNOWN | MB | UNKNOWN | UNKNOWN |  |  | SYSTEM | 2014-03-12 | aminencn |  | CONSOLIDATED | VISTA | DESERT | 2131881 | 2 | 2215156 | S | N | Y | 116 | -1 | I | 1950-01-01 |  | D |  | 26276076 | 26305112 |  |  |  | :00570 | 00570:00570 | main_exi_3_route_oh | CIRCUIT_BREAKER |  |  |  |  | -1.81 | 3 |  | 504449 |  | [MDSYS.SDO_GEOMETRY]
60909169 | 26297012 | EXISTING | SHOAL | 16363 | CAPITAN | 5372 | D | NO | SCE | THREE | UNKNOWN | 16KV | LOW 2 | UNKNOWN | MB | UNKNOWN | UNKNOWN |  |  | SYSTEM | 2013-10-30 | inneswm |  | CONSOLIDATED | GOLETA | NORTH COAST | 2183787 |  | 2214850 | A | N |  |  | -1 | I | 1993-11-02 |  | D |  | 26297022 | 26297402 |  |  |  | :16363 | 16363:16363 | main_exi_3_route_oh | CIRCUIT_BREAKER |  |  |  |  | -1.7 | 3 |  | 504449 |  | [MDSYS.SDO_GEOMETRY]
60909170 | 26297457 | EXISTING | SHOPPING | 16369 | THOUSAND OAKS | 5569 | D | NO | SCE | THREE | UNKNOWN | 16KV | LOW 1 | UNKNOWN | MB | UNKNOWN | UNKNOWN |  |  | SYSTEM | 2014-01-02 | ramuj |  | CONSOLIDATED | MOORPARK | NORTH COAST | 2190813 | 1 | 2212798 | A | Y | N |  | -1 | I | 1960-09-01 |  | D |  | 26297467 | 26447617;26447618 |  |  |  | :16369 | 16369:16369 | main_exi_3_route_oh | CIRCUIT_BREAKER |  |  |  |  | -1.74 | 3 |  | 504449 |  | [MDSYS.SDO_GEOMETRY]
60909171 | 26300971 | EXISTING | FLOODGATE | 6549 | AQUEDUCT | 8079 | D | NO | SCE | THREE | UNKNOWN | 12KV | LOW 4 | UNKNOWN | MB | UNKNOWN | UNKNOWN |  |  | SYSTEM | 2014-03-07 | merugusn |  | CONSOLIDATED | LUGO | DESERT | 2151857 |  | 2215878 | A | N | N |  | -1 | I | 1992-12-10 |  | D |  | 26300975 | 26516822;26516823 |  |  |  | :06549 | 06549:06549 | main_exi_3_route_oh | CIRCUIT_BREAKER |  |  |  |  | -1.81 | 5 |  | 504449 |  | [MDSYS.SDO_GEOMETRY]
60909172 | 26306163 | EXISTING | ANTIQUE | 572 | TIMOTEO | 5604 | D | NO | SCE | THREE | UNKNOWN | 12KV | LOW 3 | UNKNOWN | MB | UNKNOWN | UNKNOWN |  |  | SYSTEM | 2014-03-12 | simhadk |  | CONSOLIDATED | VISTA | DESERT | 2132383 | 1 | 2217420 | A | N | Y | 208 | -1 | I | 1981-06-01 |  | D |  | 26306173 | 26352500 |  |  |  | :00572 | 00572:00572 | main_exi_3_route_oh | CIRCUIT_BREAKER |  |  |  |  | -1.81 | 3 |  | 504449 |  | [MDSYS.SDO_GEOMETRY]
60909178 | 26311491 | EXISTING | ALMOND | 353 | CHESTNUT | 5861 | D | NO | SCE | THREE | UNKNOWN | 12KV | LOW 8 | UNKNOWN | MB | UNKNOWN | UNKNOWN |  |  | SYSTEM | 2017-10-10 | thompsma |  | CONSOLIDATED | ELLIS | ORANGE | 2129537 | 2 | 2215608 | A | Y | N |  | -1 | I | 1966-11-01 |  | D |  | 26311498 | 26410587 |  |  |  | :00353 | 00353:00353 | main_exi_3_route_oh | CIRCUIT_BREAKER |  |  |  |  | 0.38 | 2 |  | 504449 |  | [MDSYS.SDO_GEOMETRY]
60909179 | 26336718 | EXISTING | CHRYSLER | 3500 | LAGUNA BELL | 5074 | D | NO | SCE | THREE | UNKNOWN | 16KV | LOW 24 | UNKNOWN | MB | UNKNOWN | UNKNOWN |  |  | SYSTEM | 2015-03-06 | punukos |  | CONSOLIDATED | LIGHTHIPE | METRO WEST | 2138765 | 6 | 2216554 | M | N | Y | 128 | -1 | I | 1950-01-01 |  | D |  | 26336728 | 26435246;26435247 |  |  |  | :03500 | 03500:03500 | main_exi_3_route_oh | CIRCUIT_BREAKER |  |  |  |  | -1.77 | 3 |  | 504449 |  | [MDSYS.SDO_GEOMETRY]
60909180 | 26345659 | EXISTING | NAYLOR | 12561 | RUBIDOUX | 8231 | D | NO | SCE | THREE | UNKNOWN | 12KV | LOW 2 | UNKNOWN | MB | UNKNOWN | UNKNOWN |  |  | SYSTEM | 2014-06-17 | simhadk |  | CONSOLIDATED | VISTA | DESERT | 2173283 |  | 2213768 | A | N | N |  | -1 | I | 1968-04-01 |  | D |  | 26345666 | 26503374 |  |  |  | :12561 | 12561:12561 | main_exi_3_route_oh | CIRCUIT_BREAKER |  |  |  |  | -1.8 | 3 |  | 504449 |  | [MDSYS.SDO_GEOMETRY]
60909181 | 26354530 | EXISTING | ANTLER | 575 | NOGALES | 5655 | D | NO | SCE | THREE | UNKNOWN | 12KV | LOW 3 | UNKNOWN | MB | UNKNOWN | UNKNOWN |  |  | SYSTEM | 2015-03-17 | delriokm |  | CONSOLIDATED | MIRA LOMA | METRO EAST | 2142145 |  | 2215204 | A | N | Y | 227 | -1 | I | 1978-05-01 |  | D |  | 26354540 | 26438316 |  |  |  | :00575 | 00575:00575 | main_exi_3_route_oh | CIRCUIT_BREAKER |  |  |  |  | -1.78 | 3 |  | 504449 |  | [MDSYS.SDO_GEOMETRY]
60909182 | 26397252 | EXISTING | KICK | 9672 | WASHINGTON | 5856 | D | NO | SCE | THREE | UNKNOWN | 12KV | LOW 5 | UNKNOWN | MB | UNKNOWN | UNKNOWN |  |  | SYSTEM | 2014-11-08 | simhadk |  | CONSOLIDATED | VILLA PARK | ORANGE | 2166649 |  | 2220244 | A | N | Y | 214 | -1 | I | 1974-09-01 |  | D |  | 26397259 | 26459205;26459206 |  |  |  | :09672 | 09672:09672 | main_exi_3_route_oh | CIRCUIT_BREAKER |  |  |  |  | -1.78 | 2 |  | 504449 |  | [MDSYS.SDO_GEOMETRY]
60909183 | 26411303 | EXISTING | ALPHA | 380 | TELEGRAPH | 5892 | D | NO | SCE | THREE | UNKNOWN | 12KV | LOW 3 | UNKNOWN | MB | UNKNOWN | UNKNOWN |  |  | SYSTEM | 2014-10-22 | kallurr |  | CONSOLIDATED | VILLA PARK | ORANGE | 2129699 | 1 | 2213396 | S | N | Y |  | -1 | I | 1960-06-01 |  | D |  | 26411307 | 26445146;158258542 |  |  |  | :00380 | 00380:00380 | main_exi_3_route_oh | CIRCUIT_BREAKER |  |  |  |  | -1.78 | 3 |  | 504449 |  | [MDSYS.SDO_GEOMETRY]
60909184 | 26436529 | EXISTING | CIMARRON | 3515 | INGLEWOOD | 5211 | D | NO | SCE | THREE | UNKNOWN | 16KV | LOW 6 | UNKNOWN | MB | UNKNOWN | UNKNOWN |  |  | SYSTEM | 2017-10-17 | maxwelbw |  | CONSOLIDATED | EL NIDO | METRO WEST | 2140499 |  | 2214556 | S | Y | N |  | -1 | I | 1961-02-01 |  | D |  | 26436539 | 26614165 |  |  |  | :03515 | 03515:03515 | main_exi_3_route_oh | CIRCUIT_BREAKER |  |  |  |  | -1.76 | 3 |  | 504449 |  | [MDSYS.SDO_GEOMETRY]
60909185 | 26442084 | EXISTING | APARTMENT | 628 | SANTA ROSA | 8036 | D | NO | SCE | THREE | UNKNOWN | 12KV | LOW 12 | UNKNOWN | MB | UNKNOWN | UNKNOWN |  |  | SYSTEM | 2014-04-24 | bessar |  | CONSOLIDATED | DEVERS | DESERT | 2129878 | 5 | 2218128 | S | N | Y | 109 | -1 | I | 1975-08-01 |  | D |  | 26442091 | 26551926 |  |  |  | :00628 | 00628:00628 | main_exi_3_route_oh | CIRCUIT_BREAKER |  |  |  |  | -1.85 | 3 |  | 504449 |  | [MDSYS.SDO_GEOMETRY]
60909186 | 26445546 | EXISTING | ALUMINUM | 411 | CAMDEN | 5826 | D | NO | SCE | THREE | UNKNOWN | 12KV | LOW 2 | UNKNOWN | MB | UNKNOWN | UNKNOWN |  |  | SYSTEM | 2017-09-27 | thompsma |  | CONSOLIDATED | ELLIS | ORANGE | 2141390 |  | 2220184 | A | N | N |  | -1 | I | 1985-06-01 |  | D |  | 26445553 | 26632197 |  |  |  | :00411 | 00411:00411 | main_exi_3_route_oh | CIRCUIT_BREAKER |  |  |  |  | 0.39 | 3 |  | 504449 |  | [MDSYS.SDO_GEOMETRY]
60909187 | 26449431 | EXISTING | SHOSHONE | 16395 | JUNCTION | 5622 | D | NO | SCE | THREE | UNKNOWN | 33KV | LOW 3 | UNKNOWN | MB | UNKNOWN | UNKNOWN |  |  | SYSTEM | 2014-03-24 | kallurr |  | CONSOLIDATED | ELDORADO | RURALS | 2190815 |  | 2273847 | A | N | N |  | -1 | I | 1963-04-01 |  | D |  | 26449438 | 26472673;26472674 |  |  |  | :16395 | 16395:16395 | main_exi_3_route_oh | CIRCUIT_BREAKER |  |  |  |  | -1.83 | 16 |  | 504449 |  | [MDSYS.SDO_GEOMETRY]
60909188 | 26473848 | EXISTING | SHOVEL | 16404 | ACTON | 5365 | D | NO | SCE | THREE | UNKNOWN | 12KV | LOW 3 | UNKNOWN | MB | UNKNOWN | UNKNOWN |  |  | SYSTEM | 2013-11-20 | simhadk |  | CONSOLIDATED | VINCENT | NORTH COAST | 2184067 |  | 2212594 | A | N | N |  | -1 | I | 1995-11-30 |  | D |  | 26473858 | 26714811;26714812 |  |  |  | :16404 | 16404:16404 | main_exi_3_route_oh | CIRCUIT_BREAKER |  |  |  |  | -1.78 | 4 |  | 504449 |  | [MDSYS.SDO_GEOMETRY]
60909189 | 26506091 | EXISTING | NEIBEL | 12582 | LIVE OAK | 5611 | D | NO | SCE | THREE | UNKNOWN | 12KV | LOW 1 | UNKNOWN | MB | UNKNOWN | UNKNOWN |  |  | SYSTEM | 2017-12-11 | murilljl |  | CONSOLIDATED | MIRA LOMA | METRO EAST | 2177954 |  | 2217432 | A | N | Y | 203 | -1 | I | 1967-08-01 |  | D |  | 26506098 | 26629970 |  | 26579135 |  | :12582 | 12582:12582 | main_exi_3_route_oh | CIRCUIT_BREAKER |  |  |  |  | 90.13 | 3 |  | 504449 |  | [MDSYS.SDO_GEOMETRY]
60909190 | 26525921 | EXISTING | FLORINDA | 6557 | HANFORD | 5310 | D | NO | SCE | THREE | UNKNOWN | 12KV | LOW 8 | UNKNOWN | MB | UNKNOWN | UNKNOWN |  |  | SYSTEM | 2014-01-28 | aminencn |  | CONSOLIDATED | SAN JOAQUIN | SAN JOAQUIN | 2171680 |  | 2219430 | A | Y | N |  | -1 | I | 1974-06-01 |  | D |  | 26525931 | 26636893 |  |  |  | :06557 | 06557:06557 | main_exi_3_route_oh | CIRCUIT_BREAKER |  |  |  |  | -1.79 | 3 |  | 504449 |  | [MDSYS.SDO_GEOMETRY]
60909191 | 26533291 | EXISTING | KIMDALE | 9718 | CAJALCO | 8086 | D | NO | SCE | THREE | UNKNOWN | 12KV | LOW 3 | UNKNOWN | MB | UNKNOWN | UNKNOWN |  |  | SYSTEM | 2014-09-13 | merugusn |  | 720A / 180A | VALLEY | SAN JACINTO | 2163350 |  | 2213616 | A | N | Y | 201 | -1 | I | 1975-11-01 |  | D |  | 26533298 | 26806367;26806368 |  | 26731838 |  | :09718 | 09718:09718 | main_exi_3_route_oh | CIRCUIT_BREAKER |  |  |  |  | -1.81 | 2 |  | 504449 |  | [MDSYS.SDO_GEOMETRY]
60909192 | 26553203 | EXISTING | APPLE | 644 | CITRUS | 5185 | D | NO | SCE | THREE | UNKNOWN | 12KV | LOW 2 | UNKNOWN | MB | UNKNOWN | UNKNOWN |  |  | SYSTEM | 2014-05-12 | aminencn |  | CONSOLIDATED | MESA | METRO EAST | 2130051 | 2 | 2212194 | A | N | Y | 213 | -1 | I | 1985-06-01 |  | D |  | 26553213 | 26653073 |  |  |  | :00644 | 00644:00644 | main_exi_3_route_oh | CIRCUIT_BREAKER |  |  |  |  | -1.78 | 3 |  | 504449 |  | [MDSYS.SDO_GEOMETRY]
60909198 | 26616120 | EXISTING | PENGUIN | 13930 | EL NIDO | 5023 | D | NO | SCE | THREE | UNKNOWN | 16KV | LOW 14 | UNKNOWN | MB | UNKNOWN | UNKNOWN |  |  | SYSTEM | 2017-10-30 | maxwelbw |  | CONSOLIDATED | EL NIDO | METRO WEST | 2179461 | 6 | 2218582 | A | Y | N |  | -1 | I | 1950-01-01 |  | D |  | 26616130 | 26696192 |  |  |  | :13930 | 13930:13930 | main_exi_3_route_oh | CIRCUIT_BREAKER |  |  |  |  | -1.76 | 3 |  | 504449 |  | [MDSYS.SDO_GEOMETRY]
60909200 | 26635660 | EXISTING | AMMO | 464 | BUNKER | 8014 | D | NO | SCE | THREE | UNKNOWN | 12KV | LOW 5 | UNKNOWN | MB | UNKNOWN | UNKNOWN |  |  | SYSTEM | 2014-10-16 | simhadk |  | CONSOLIDATED | VALLEY | SAN JACINTO | 2134742 |  | 2213458 | A | N | N |  | -1 | I | 1992-06-03 |  | D |  | 26635670 | 26725496;26725497 |  |  |  | :00464 | 00464:00464 | main_exi_3_route_oh | CIRCUIT_BREAKER |  |  |  |  | -1.81 | 3 |  | 504449 |  | [MDSYS.SDO_GEOMETRY]
60909201 | 26639504 | EXISTING | FLORY | 6570 | WOODVILLE | 5333 | D | NO | SCE | THREE | UNKNOWN | 12KV | LOW 5 | UNKNOWN | MB | UNKNOWN | UNKNOWN |  |  | SYSTEM | 2014-03-24 | merugusn |  | CONSOLIDATED | SAN JOAQUIN | SAN JOAQUIN | 2158265 |  | 2219506 | S | N | Y | 104 | -1 | I | 1950-01-01 |  | D |  | 26639514 | 26761082;26761083 |  |  |  | :06570 | 06570:06570 | main_exi_3_route_oh | CIRCUIT_BREAKER |  |  |  |  | -1.79 | 4 |  | 504449 |  | [MDSYS.SDO_GEOMETRY]
60909202 | 26649103 | EXISTING | NEIGHBORS | 12585 | BLYTHE | 8048 | D | NO | SCE | THREE | UNKNOWN | 33KV | LOW 1 | UNKNOWN | MB | UNKNOWN | UNKNOWN |  |  | SYSTEM | 2014-11-06 | krumwimg |  | CONSOLIDATED | DEVERS | RURALS | 2178427 |  | 2220506 | S | N | N |  | -1 | I | 1950-01-01 |  | D |  | 26649110 | 26649521;178265784 |  |  |  | :12585 | 12585:12585 | main_exi_3_route_oh | CIRCUIT_BREAKER |  |  |  |  | -1.94 | 3 |  | 504449 |  | [MDSYS.SDO_GEOMETRY]
60909203 | 26651980 | EXISTING | NEMAHA | 12610 | LAYFAIR | 5645 | D | NO | SCE | THREE | UNKNOWN | 4KV | LOW 12 | UNKNOWN | MB | UNKNOWN | UNKNOWN |  |  | SYSTEM | 2014-06-04 | punukos |  | CONSOLIDATED | MIRA LOMA | METRO EAST | 2181813 |  | 2215192 | A | N | Y | 250 | -1 | I | 1950-01-01 |  | D |  | 26651987 | 26748008;166213829 |  |  |  | :12610 | 12610:12610 | main_exi_3_route_oh | CIRCUIT_BREAKER |  |  |  |  | -1.79 | 3 |  | 504449 |  | [MDSYS.SDO_GEOMETRY]
60909204 | 26653959 | EXISTING | ARBOLES | 669 | MESA | 5012 | D | NO | SCE | THREE | UNKNOWN | 16KV | LOW 17 | UNKNOWN | MB | UNKNOWN | UNKNOWN |  |  | SYSTEM | 2014-11-05 | manthak |  | CONSOLIDATED | MESA | METRO EAST | 2132384 |  | 2218536 | M | N | N |  | -1 | I | 1973-05-01 |  | D |  | 26653969 | 26720959 |  |  |  | :00669 | 00669:00669 | main_exi_3_route_oh | CIRCUIT_BREAKER |  |  |  |  | 17.42 | 3 |  | 504449 |  | [MDSYS.SDO_GEOMETRY]
60909205 | 26663692 | EXISTING | CITIZENS | 3530 | SIGNAL HILL | 5753 | D | NO | SCE | THREE | UNKNOWN | 12KV | LOW 1 | UNKNOWN | MB | UNKNOWN | UNKNOWN |  |  | SYSTEM | 2014-11-28 | rajendrs |  | CONSOLIDATED | LIGHTHIPE | METRO WEST | 2157484 |  | 2215350 | S | Y | N |  | -1 | I | 1950-01-01 |  | D |  | 26663702 | 26744278 |  |  |  | :03530 | 03530:03530 | main_exi_3_route_oh | CIRCUIT_BREAKER |  |  |  |  | -1.77 | 3 |  | 504449 |  | [MDSYS.SDO_GEOMETRY]
60909211 | 26698884 | EXISTING | PERKINS | 13960 | GALLATIN | 5823 | D | NO | SCE | THREE | UNKNOWN | 12KV | LOW 3 | UNKNOWN | MB | UNKNOWN | UNKNOWN |  |  | SYSTEM | 2015-01-12 | manthak |  | CONSOLIDATED | LIGHTHIPE | METRO WEST | 2179172 |  | 2213268 | A | N | Y | 220 | -1 | I | 1946-10-01 |  | D |  | 26698891 | 26896680 |  |  |  | :13960 | 13960:13960 | main_exi_3_route_oh | CIRCUIT_BREAKER |  |  |  |  | -1.77 | 3 |  | 504449 |  | [MDSYS.SDO_GEOMETRY]
60909212 | 26734731 | EXISTING | SIDEWINDER | 16416 | ESTERO | 5563 | D | NO | SCE | THREE | UNKNOWN | 16KV | LOW 4 | UNKNOWN | MB | UNKNOWN | UNKNOWN |  |  | SYSTEM | 2014-01-31 | simhadk |  | CONSOLIDATED | SANTA CLARA | NORTH COAST | 2189111 |  | 2217340 | A | Y | N |  | -1 | I | 1965-07-01 |  | D |  | 26734741 | 26887049;26887050 |  |  |  | :16416 | 16416:16416 | main_exi_3_route_oh | CIRCUIT_BREAKER |  |  |  |  | -1.73 | 4 |  | 504449 |  | [MDSYS.SDO_GEOMETRY]
60909213 | 26740371 | EXISTING | ARDEN | 680 | AMADOR | 5161 | D | NO | SCE | THREE | UNKNOWN | 4KV | LOW 9 | UNKNOWN | MB | UNKNOWN | UNKNOWN |  |  | SYSTEM | 2014-10-24 | simhadk |  | CONSOLIDATED | MESA | METRO EAST | 2132385 | 2 | 2214462 | A | N | Y | 240 | -1 | I | 1950-01-01 |  | D |  | 26740381 | 26765752;26765753 |  |  |  | :00680 | 00680:00680 | main_exi_3_route_oh | CIRCUIT_BREAKER |  |  |  |  | -1.78 | 3 |  | 504449 |  | [MDSYS.SDO_GEOMETRY]
60909214 | 26744564 | EXISTING | CLAIR | 3580 | CYPRESS | 5837 | D | NO | SCE | THREE | UNKNOWN | 12KV | LOW 6 | UNKNOWN | MB | UNKNOWN | UNKNOWN |  |  | SYSTEM | 2015-03-02 | punukos |  | CONSOLIDATED | LIGHTHIPE | METRO WEST | 2138930 |  | 2217874 | S | N | Y | 124 | -1 | I | 1950-01-01 |  | D |  | 26744571 | 26746692;107986685 |  |  |  | :03580 | 03580:03580 | main_exi_3_route_oh | CIRCUIT_BREAKER |  |  |  |  | 0.39 | 2 |  | 504449 |  | [MDSYS.SDO_GEOMETRY]
60909221 | 26746870 | EXISTING | CLARA | 3590 | CUDAHY | 5714 | D | NO | SCE | THREE | UNKNOWN | 4KV | LOW 17 | UNKNOWN | MB | UNKNOWN | UNKNOWN |  |  | SYSTEM | 2015-06-05 | yallasv |  | CONSOLIDATED | LIGHTHIPE | METRO WEST | 2147409 | 4 | 2213060 | A | N | Y | 241 | -1 | I | 1950-01-01 |  | D |  | 26746880 | 26872579;26872580 |  |  |  | :03590 | 03590:03590 | main_exi_3_route_oh | CIRCUIT_BREAKER |  |  |  |  | -1.77 | 3 |  | 504449 |  | [MDSYS.SDO_GEOMETRY]
60909222 | 26750002 | EXISTING | NEW YORK | 12680 | ALLEN | 5102 | D | NO | SCE | THREE | UNKNOWN | 4KV | LOW 3 | UNKNOWN | MB | UNKNOWN | UNKNOWN |  |  | SYSTEM | 2014-11-21 | merugusn |  | CONSOLIDATED | MESA | METRO EAST | 2178503 |  | 2216668 | A | N | Y |  | -1 | I | 1950-01-01 |  | D |  | 26750012 | 26825913 |  |  |  | :12680 | 12680:12680 | main_exi_3_route_oh | CIRCUIT_BREAKER |  |  |  |  | -1.77 | 3 |  | 504449 |  | [MDSYS.SDO_GEOMETRY]
60909223 | 26757068 | EXISTING | ANAHURST | 490 | EDINGER | 5875 | D | NO | SCE | THREE | UNKNOWN | 4KV | LOW 5 | UNKNOWN | MB | UNKNOWN | UNKNOWN |  |  | SYSTEM | 2014-09-06 | attadas |  | CONSOLIDATED | ELLIS | ORANGE | 2129706 |  | 2220288 | A | N | N |  | -1 | I | 1950-01-01 |  | D |  | 26757075 | 26793801;26793802 |  |  |  | :00490 | 00490:00490 | main_exi_3_route_oh | CIRCUIT_BREAKER |  |  |  |  | 0.39 | 2 |  | 504449 |  | [MDSYS.SDO_GEOMETRY]
60909224 | 26763793 | EXISTING | FLUE | 6581 | AQUEDUCT | 8079 | D | NO | SCE | THREE | UNKNOWN | 12KV | LOW 5 | UNKNOWN | MB | UNKNOWN | UNKNOWN |  |  | SYSTEM | 2014-04-07 | merugusn |  | CONSOLIDATED | LUGO | DESERT | 2174968 |  | 2215878 | A | N | N |  | -1 | I | 1992-12-10 |  | D |  | 26763800 | 26934813;26934814 |  | 26871350 |  | :06581 | 06581:06581 | main_exi_3_route_oh | CIRCUIT_BREAKER |  |  |  |  | -1.81 | 3.5 |  | 504449 |  | [MDSYS.SDO_GEOMETRY]
60909225 | 26767314 | EXISTING | ARENAS | 692 | PALM SPRINGS | 8124 | D | NO | SCE | THREE | UNKNOWN | 4KV | LOW 4 | UNKNOWN | MB | UNKNOWN | UNKNOWN |  |  | SYSTEM | 2014-04-18 | punukos |  | CONSOLIDATED | DEVERS | DESERT | 2130055 | 1 | 2218288 | A | N | N |  | -1 | I | 1950-01-01 |  | D |  | 26767321 | 26787171 |  |  |  | :00692 | 00692:00692 | main_exi_3_route_oh | CIRCUIT_BREAKER |  |  |  |  | -1.85 | 3 |  | 504449 |  | [MDSYS.SDO_GEOMETRY]
60909226 | 26787406 | EXISTING | ARLINGTON | 720 | PEDLEY | 5626 | D | NO | SCE | THREE | UNKNOWN | 12KV | LOW 3 | UNKNOWN | MB | UNKNOWN | UNKNOWN |  |  | SYSTEM | 2014-05-21 | bodduvh |  | CONSOLIDATED | MIRA LOMA | METRO EAST | 2135463 |  | 2212914 | S | N | Y | 118 | -1 | I | 1950-01-01 |  | D |  | 26787416 | 26881282;26881283 |  |  |  | :00720 | 00720:00720 | main_exi_3_route_oh | CIRCUIT_BREAKER |  |  |  |  | -1.8 | 3 |  | 504449 |  | [MDSYS.SDO_GEOMETRY]
60909230 | 26827553 | EXISTING | NICKLIN | 12701 | RANDALL | 5601 | D | NO | SCE | THREE | UNKNOWN | 12KV | LOW 8 | UNKNOWN | MB | UNKNOWN | UNKNOWN |  |  | SYSTEM | 2014-05-15 | aminencn |  | CONSOLIDATED | VISTA | DESERT | 2178505 |  | 2215076 | A | N | N |  | -1 | I | 2000-06-27 |  | D |  | 26827560 | 27009844;166213836 |  |  |  | :12701 | 12701:12701 | main_exi_3_route_oh | CIRCUIT_BREAKER |  |  |  |  | -1.8 | 3 |  | 504449 |  | [MDSYS.SDO_GEOMETRY]
60909233 | 26832426 | EXISTING | KINGSWAY | 9773 | ALESSANDRO | 8024 | D | NO | SCE | THREE | UNKNOWN | 12KV | LOW 15 | UNKNOWN | MB | UNKNOWN | UNKNOWN |  |  | SYSTEM | 2014-08-07 | kallurr |  | CONSOLIDATED | VALLEY | SAN JACINTO | 2166651 | 4 | 2218086 | A | N | N |  | -1 | I | 1987-04-01 |  | D |  | 26832433 | 27055359;27055360 |  |  |  | :09773 | 09773:09773 | main_exi_3_route_oh | CIRCUIT_BREAKER |  |  |  |  | -1.81 | 3 |  | 504449 |  | [MDSYS.SDO_GEOMETRY]
60909235 | 26849715 | EXISTING | ANNETTE | 567 | MARION | 5866 | D | NO | SCE | THREE | UNKNOWN | 12KV | LOW 6 | UNKNOWN | MB | UNKNOWN | UNKNOWN |  |  | SYSTEM | 2015-02-23 | amathis |  | CONSOLIDATED | VILLA PARK | ORANGE | 2129872 | 2 | 2215624 | A | Y | N |  | -1 | I | 1970-08-01 |  | D |  | 26849722 | 27109103;27109104 |  |  |  | :00567 | 00567:00567 | main_exi_3_route_oh | CIRCUIT_BREAKER |  |  |  |  | 0.39 | 3 |  | 504449 |  | [MDSYS.SDO_GEOMETRY]
60909236 | 26874636 | EXISTING | CLEMONT | 3620 | NAOMI | 5780 | D | NO | SCE | THREE | UNKNOWN | 4KV | LOW 3 | UNKNOWN | MB | UNKNOWN | UNKNOWN |  |  | SYSTEM | 2015-01-22 | manthak |  | CONSOLIDATED | LIGHTHIPE | METRO WEST | 2138936 |  | 2220078 | A | N | Y | 209 | -1 | I | 1947-12-01 |  | D |  | 26874646 | 26947372;26947373 |  |  |  | :03620 | 03620:03620 | main_exi_3_route_oh | CIRCUIT_BREAKER |  |  |  |  | -1.76 | 3 |  | 504449 |  | [MDSYS.SDO_GEOMETRY]
60909372 | 28108088 | EXISTING | KRYPTON | 9874 | LIMESTONE | 8804 | D | NO | SCE | THREE | UNKNOWN | 12KV | LOW 12 | UNKNOWN | MB | UNKNOWN | UNKNOWN |  |  | SYSTEM | 2014-09-25 | yallasv |  | CONSOLIDATED | ELLIS | ORANGE | 2166851 | 4 | 2220828 | A | N | N |  | -1 | I | 2000-05-01 |  | D |  | 28108095 | 28273785;28273786 |  |  |  | :09874 | 09874:09874 | main_exi_3_route_oh | CIRCUIT_BREAKER |  |  |  |  | -1.79 | 2 |  | 504449 |  | [MDSYS.SDO_GEOMETRY]
60909373 | 28124178 | EXISTING | ARGO | 693 | TELEGRAPH | 5892 | D | NO | SCE | THREE | UNKNOWN | 12KV | LOW 9 | UNKNOWN | MB | UNKNOWN | UNKNOWN |  |  | SYSTEM | 2014-08-28 | attiliv |  | CONSOLIDATED | VILLA PARK | ORANGE | 2130056 | 1 | 2213396 | S | N | Y | 120 | -1 | I | 1967-12-01 |  | D |  | 28124188 | 28240162;28240163 |  |  |  | :00693 | 00693:00693 | main_exi_3_route_oh | CIRCUIT_BREAKER |  |  |  |  | -1.78 | 3 |  | 504449 |  | [MDSYS.SDO_GEOMETRY]
60909374 | 28139071 | EXISTING | SLOPE | 16545 | MINARET | 2612 | D | NO | SCE | THREE | UNKNOWN | 12KV | LOW 2 | UNKNOWN | MB | UNKNOWN | UNKNOWN |  |  | SYSTEM | 2014-04-14 | merugusn |  | CONSOLIDATED | LUGO | RURALS | 2190820 |  | 2273799 | A | N | Y | 234 | -1 | I | 1966-10-01 |  | D |  | 28139081 | 28247978;28247979 |  |  |  | :16545 | 16545:16545 | main_exi_3_route_oh | CIRCUIT_BREAKER |  |  |  |  | -1.83 | 3 |  | 504449 |  | [MDSYS.SDO_GEOMETRY]
60909375 | 28144758 | EXISTING | COKER 1 | 3756 | MOBILOIL | 5229 | C | NO | SCE | THREE | UNKNOWN | 12KV | LOW 28 | UNKNOWN | MB | UNKNOWN | UNKNOWN |  |  | SYSTEM | 2015-04-15 | amathis |  | CONSOLIDATED | EL NIDO | METRO WEST | 2140676 | 1 | 2212312 | A | Y | N |  | -1 | I | 1966-06-01 |  | D |  | 28144765 | 28144865 |  |  |  | :03756 | 03756:03756 | main_exi_3_route_oh | CIRCUIT_BREAKER |  |  |  |  | -1.76 | 2 |  | 504449 |  | [MDSYS.SDO_GEOMETRY]
60909376 | 28145103 | EXISTING | COKER 2 | 3757 | MOBILOIL | 5229 | C | NO | SCE | THREE | UNKNOWN | 12KV | LOW 12 | UNKNOWN | MB | UNKNOWN | UNKNOWN |  |  | SYSTEM | 2015-04-15 | merugusn |  | CONSOLIDATED | EL NIDO | METRO WEST | 2140677 | 4 | 2212312 | A | Y | N |  | -1 | I | 1966-06-01 |  | D |  | 28145110 | 28145210 |  |  |  | :03757 | 03757:03757 | main_exi_3_route_oh | CIRCUIT_BREAKER |  |  |  |  | -1.76 | 2 |  | 504449 |  | [MDSYS.SDO_GEOMETRY]
60909377 | 28145433 | EXISTING | COKER 3 | 3758 | MOBILOIL | 5229 | C | NO | SCE | THREE | UNKNOWN | 12KV | LOW 21 | UNKNOWN | MB | UNKNOWN | UNKNOWN |  |  | SYSTEM | 2015-04-15 | attadas |  | CONSOLIDATED | EL NIDO | METRO WEST | 2140678 | 4 | 2212312 | A | N | N |  | -1 | I | 1966-06-01 |  | D |  | 28145440 | 28145523 |  |  |  | :03758 | 03758:03758 | main_exi_3_route_oh | CIRCUIT_BREAKER |  |  |  |  | -1.76 | 2 |  | 504449 |  | [MDSYS.SDO_GEOMETRY]
60909379 | 28145746 | EXISTING | COKER 4 | 3759 | MOBILOIL | 5229 | C | NO | SCE | THREE | UNKNOWN | 12KV | LOW 14 | UNKNOWN | MB | UNKNOWN | UNKNOWN |  |  | SYSTEM | 2015-04-15 | bessar |  | CONSOLIDATED | EL NIDO | METRO WEST | 2140849 | 1 | 2212312 | A | Y | N |  | -1 | I | 1971-04-01 |  | D |  | 28145753 | 28145961 |  |  |  | :03759 | 03759:03759 | main_exi_3_route_oh | CIRCUIT_BREAKER |  |  |  |  | 4.07 | 2 |  | 504449 |  | [MDSYS.SDO_GEOMETRY]
60909385 | 28146241 | EXISTING | COKER 5 | 3761 | MOBILOIL | 5229 | C | NO | SCE | THREE | UNKNOWN | 12KV | LOW 23 | UNKNOWN | MB | UNKNOWN | UNKNOWN |  |  | SYSTEM | 2015-04-15 | bodduvh |  | CONSOLIDATED | EL NIDO | METRO WEST | 2147417 | 1 | 2212312 | A | Y | N |  | -1 | I | 1987-11-01 |  | D |  | 28146248 | 28146360 |  |  |  | :03761 | 03761:03761 | main_exi_3_route_oh | CIRCUIT_BREAKER |  |  |  |  | -1.76 | 2 |  | 504449 |  | [MDSYS.SDO_GEOMETRY]
60909386 | 28146598 | EXISTING | COLDWATER | 3770 | BEVERLY | 5201 | D | NO | SCE | THREE | UNKNOWN | 4KV | LOW 33 | UNKNOWN | MB | UNKNOWN | UNKNOWN |  |  | SYSTEM | 2015-03-17 | simhadk |  | CONSOLIDATED | MESA | METRO WEST | 2147569 | 3 | 2219196 | A | N | Y | 228 | -1 | I | 1950-01-01 |  | D |  | 28146608 | 28223583;28223584 |  | 28222787 |  | :03770 | 03770:03770 | main_exi_3_route_oh | CIRCUIT_BREAKER |  |  |  |  | -1.76 | 3 |  | 504449 |  | [MDSYS.SDO_GEOMETRY]
60909387 | 28176372 | EXISTING | NORWOOD | 12900 | HIGHLAND | 5619 | D | NO | SCE | THREE | UNKNOWN | 12KV | LOW 13 | UNKNOWN | MB | UNKNOWN | UNKNOWN |  |  | SYSTEM | 2014-04-03 | aminencn |  | CONSOLIDATED | VISTA | DESERT | 2182368 |  | 2219808 | S | N | Y | 122 | -1 | I | 1950-01-01 |  | D |  | 28176379 | 28381713;28381714 |  |  |  | :12900 | 12900:12900 | main_exi_3_route_oh | CIRCUIT_BREAKER |  |  |  |  | -1.81 | 3 |  | 504449 |  | [MDSYS.SDO_GEOMETRY]
60909388 | 28232754 | EXISTING | BALDY | 1010 | UPLAND | 5635 | D | NO | SCE | THREE | UNKNOWN | 4KV | LOW 13 | UNKNOWN | MB | UNKNOWN | UNKNOWN |  |  | SYSTEM | 2014-05-14 | kallurr |  | CONSOLIDATED | MIRA LOMA | METRO EAST | 2143264 | 2 | 2215168 | S | N | Y | 123 | -1 | I | 1950-01-01 |  | D |  | 28232764 | 28245375 |  |  |  | :01010 | 01010:01010 | main_exi_3_route_oh | CIRCUIT_BREAKER |  |  |  |  | -1.79 | 3 |  | 504449 |  | [MDSYS.SDO_GEOMETRY]
60909389 | 28241430 | EXISTING | ARIES | 698 | ESTRELLA | 5865 | D | NO | SCE | THREE | UNKNOWN | 12KV | LOW 4 | UNKNOWN | MB | UNKNOWN | UNKNOWN |  |  | SYSTEM | 2014-08-13 | merugusn |  | CONSOLIDATED | ELLIS | ORANGE | 2130058 | 4 | 2213342 | A | N | Y | 202 | -1 | I | 1980-07-01 |  | D |  | 28241440 | 28322156 |  |  |  | :00698 | 00698:00698 | main_exi_3_route_oh | CIRCUIT_BREAKER |  |  |  |  | 0.38 | 3 |  | 504449 |  | [MDSYS.SDO_GEOMETRY]
60909390 | 28245883 | EXISTING | BALLARD | 1040 | NARROWS | 5838 | D | NO | SCE | THREE | UNKNOWN | 12KV | LOW 7 | UNKNOWN | MB | UNKNOWN | UNKNOWN |  |  | SYSTEM | 2014-12-02 | simhadk |  | CONSOLIDATED | MESA | METRO EAST | 2143266 | 1 | 2220218 | A | N | Y | 209 | -1 | I | 1950-01-01 |  | D |  | 28245890 | 28343925 |  |  |  | :01040 | 01040:01040 | main_exi_3_route_oh | CIRCUIT_BREAKER |  |  |  |  | -1.77 | 4 |  | 504449 |  | [MDSYS.SDO_GEOMETRY]
60909391 | 28249627 | EXISTING | SLUICE | 16554 | AQUEDUCT | 8079 | D | NO | SCE | THREE | UNKNOWN | 12KV | LOW 2 | UNKNOWN | MB | UNKNOWN | UNKNOWN |  |  | SYSTEM | 2014-01-30 | simhadk |  | CONSOLIDATED | LUGO | DESERT | 2185801 |  | 2215878 | A | N | N |  | -1 | I | 1992-06-08 |  | D |  | 28249637 | 28449262;28449263 |  |  |  | :16554 | 16554:16554 | main_exi_3_route_oh | CIRCUIT_BREAKER |  |  |  |  | -1.81 | 3 |  | 504449 |  | [MDSYS.SDO_GEOMETRY]
60909392 | 28263587 | EXISTING | PLUM | 14240 | ATHENS | 5727 | D | NO | SCE | THREE | UNKNOWN | 4KV | LOW 1 | UNKNOWN | MB | UNKNOWN | UNKNOWN |  |  | SYSTEM | 2015-03-12 | attadas |  | CONSOLIDATED | LIGHTHIPE | METRO WEST | 2179644 |  | 2217628 | A | N | N |  | -1 | I | 1950-01-01 |  | D |  | 28263597 | 28328503;28328504 |  |  |  | :14240 | 14240:14240 | main_exi_3_route_oh | CIRCUIT_BREAKER |  |  |  |  | -1.76 | 3 |  | 504449 |  | [MDSYS.SDO_GEOMETRY]
60909432 | 28665163 | EXISTING | ARTIST | 781 | MORRO | 5836 | D | NO | SCE | THREE | UNKNOWN | 12KV | LOW 1 | UNKNOWN | MB | UNKNOWN | UNKNOWN |  |  | SYSTEM | 2014-09-04 | punukos |  | CONSOLIDATED | ELLIS | ORANGE | 2132531 |  | 2213296 | A | Y | N |  | -1 | I | 1960-07-01 |  | D |  | 28665173 | 28854210;28854211 |  |  |  | :00781 | 00781:00781 | main_exi_3_route_oh | CIRCUIT_BREAKER |  |  |  |  | -1.78 | 3 |  | 504449 |  | [MDSYS.SDO_GEOMETRY]
60909433 | 28668855 | EXISTING | NUBIA | 12915 | SAN DIMAS | 5633 | D | NO | SCE | THREE | UNKNOWN | 12KV | LOW 5 | UNKNOWN | MB | UNKNOWN | UNKNOWN |  |  | SYSTEM | 2014-05-28 | aminencn |  | CONSOLIDATED | MIRA LOMA | METRO EAST | 2174213 | 2 | 2212932 | S | Y | N |  | -1 | I | 1972-06-01 |  | D |  | 28668862 | 28781391;166213843 |  |  |  | :12915 | 12915:12915 | main_exi_3_route_oh | CIRCUIT_BREAKER |  |  |  |  | -1.79 | 3 |  | 504449 |  | [MDSYS.SDO_GEOMETRY]
60909434 | 28712497 | EXISTING | LAKERS | 9993 | TEAM | 8808 | D | NO | SCE | THREE | UNKNOWN | 12KV | LOW 4 | UNKNOWN | MB | UNKNOWN | UNKNOWN |  |  | SYSTEM | 2014-12-30 | rajendrs |  | CONSOLIDATED | VILLA PARK | ORANGE | 2168119 |  | 2220830 | A | N | N |  | -1 | I | 1986-06-01 |  | D |  | 28712507 | 28903057;28903058 |  |  |  | :09993 | 09993:09993 | main_exi_3_route_oh | CIRCUIT_BREAKER |  |  |  |  | -1.77 | 3 |  | 504449 |  | [MDSYS.SDO_GEOMETRY]
60909435 | 28714355 | EXISTING | PORTUGUESE BEND | 14360 | PORTUGUESE BEND P.T. | 7665 | A | NO | SCE | THREE | UNKNOWN | 4KV | LOW 1 | UNKNOWN | MB | UNKNOWN | UNKNOWN |  |  | SYSTEM | 2015-04-14 | bodduvh |  | CONSOLIDATED | EL NIDO | METRO WEST | 2181283 |  | 2124379 | N | N | N |  | -1 | I | 1950-01-01 |  | D |  | 28714362 | 28714828 |  | 140757388 |  | :14360 | 14360:14360 | main_exi_3_route_oh | CIRCUIT_BREAKER |  |  |  |  | -1.75 | 3 |  | 504449 |  | [MDSYS.SDO_GEOMETRY]
60909442 | 28714994 | EXISTING | POTTER | 14374 | MOBILOIL | 5229 | C | NO | SCE | THREE | UNKNOWN | 12KV | LOW 19 | UNKNOWN | MB | UNKNOWN | UNKNOWN |  |  | SYSTEM | 2015-04-14 | punukos |  | CONSOLIDATED | EL NIDO | METRO WEST | 2185313 | 4 | 2212312 | A | N | N |  | -1 | I | 1966-05-01 |  | D |  | 28715001 | 28715165 |  |  |  | :14374 | 14374:14374 | main_exi_3_route_oh | CIRCUIT_BREAKER |  |  |  |  | -1.76 | 2 |  | 504449 |  | [MDSYS.SDO_GEOMETRY]
60909443 | 28715415 | EXISTING | PRESIDENT | 14398 | CORNUTA | 5723 | D | NO | SCE | THREE | UNKNOWN | 12KV | LOW 3 | UNKNOWN | MB | UNKNOWN | UNKNOWN |  |  | SYSTEM | 2017-10-04 | maxwelbw |  | CONSOLIDATED | LIGHTHIPE | METRO WEST | 2180112 |  | 2215298 | A | Y | N |  | -1 | I | 1965-10-01 |  | D |  | 28715425 | 28942255 |  |  |  | :14398 | 14398:14398 | main_exi_3_route_oh | CIRCUIT_BREAKER |  |  |  |  | -1.77 | 3 |  | 504449 |  | [MDSYS.SDO_GEOMETRY]
60909444 | 28726275 | EXISTING | BANDERA | 1066 | FRANCIS | 5639 | D | NO | SCE | THREE | UNKNOWN | 12KV | LOW 2 | UNKNOWN | MB | UNKNOWN | UNKNOWN |  |  | SYSTEM | 2014-05-19 | merugusn |  | CONSOLIDATED | MIRA LOMA | METRO EAST | 2143430 | 2 | 2217516 | A | N | Y |  | -1 | I | 2000-03-01 |  | D |  | 28726282 | 28797243;28797244 |  |  |  | :01066 | 01066:01066 | main_exi_3_route_oh | CIRCUIT_BREAKER |  |  |  |  | -1.79 | 2 |  | 504449 |  | [MDSYS.SDO_GEOMETRY]
60909445 | 28744421 | EXISTING | GEE BEE | 7135 | HANFORD | 5310 | D | NO | SCE | THREE | UNKNOWN | 12KV | LOW 3 | UNKNOWN | MB | UNKNOWN | UNKNOWN |  |  | SYSTEM | 2014-04-17 | simhadk |  | CONSOLIDATED | SAN JOAQUIN | SAN JOAQUIN | 2156745 |  | 2219430 | A | Y | N |  | -1 | I | 1962-03-01 |  | D |  | 28744431 | 28861522;28861523 |  |  |  | :07135 | 07135:07135 | main_exi_3_route_oh | CIRCUIT_BREAKER |  |  |  |  | 81.08 | 3 |  | 504449 |  | [MDSYS.SDO_GEOMETRY]
60909446 | 28757309 | EXISTING | COMPUTER | 3875 | SEPULVEDA | 5207 | D | NO | SCE | THREE | UNKNOWN | 16KV | LOW 1 | UNKNOWN | MB | UNKNOWN | UNKNOWN |  |  | SYSTEM | 2015-05-14 | aminencn |  | CONSOLIDATED | EL NIDO | METRO WEST | 2159134 | 1 | 2212248 | A | Y | N |  | -1 | I | 1969-11-01 |  | D |  | 28757319 | 28758789 |  |  |  | :03875 | 03875:03875 | main_exi_3_route_oh | CIRCUIT_BREAKER |  |  |  |  | -1.76 | 3 |  | 504449 |  | [MDSYS.SDO_GEOMETRY]
60909447 | 28759027 | EXISTING | CONANT | 3880 | LUCAS | 5771 | D | NO | SCE | THREE | UNKNOWN | 12KV | LOW 2 | UNKNOWN | MB | UNKNOWN | UNKNOWN |  |  | SYSTEM | 2015-01-27 | manthak |  |  | LIGHTHIPE | METRO WEST | 2159135 |  | 2220062 | S | Y | N |  | -1 | I | 1950-01-01 |  | D |  | 28759037 | 28885492 |  |  |  | :03880 | 03880:03880 | main_exi_3_route_oh | CIRCUIT_BREAKER |  |  |  |  | -1.77 | 3 |  | 504449 |  | [MDSYS.SDO_GEOMETRY]
60909448 | 28798850 | EXISTING | BANSHEE | 1077 | HAVASU | 5665 | D | NO | SCE | THREE | UNKNOWN | 16KV | LOW 1 | UNKNOWN | MB | UNKNOWN | UNKNOWN |  |  | SYSTEM | 2014-01-22 | attadas |  | CONSOLIDATED | DEVERS | RURALS | 2130405 |  | 2215222 | A | N | N |  | -1 | I | 1950-01-01 |  | D |  | 28798860 | 28804450;28804451 |  |  |  | :01077 | 01077:01077 | main_exi_3_route_oh | CIRCUIT_BREAKER |  |  |  |  | -1.94 | 3.5 |  | 504449 |  | [MDSYS.SDO_GEOMETRY]
60909449 | 28804635 | EXISTING | BANYAN | 1078 | ARCHLINE | 5667 | D | NO | SCE | THREE | UNKNOWN | 12KV | LOW 11 | UNKNOWN | MB | UNKNOWN | UNKNOWN |  |  | SYSTEM | 2014-04-29 | simhadk |  | CONSOLIDATED | VISTA | DESERT | 2130406 | 2 | 2212994 | A | N | Y | 209 | -1 | I | 1961-06-01 |  | D |  | 28804645 | 28847775 |  |  |  | :01078 | 01078:01078 | main_exi_3_route_oh | CIRCUIT_BREAKER |  |  |  |  | -1.8 | 3 |  | 504449 |  | [MDSYS.SDO_GEOMETRY]
60909393 | 28274864 | EXISTING | KULBERG | 9879 | MURRIETTA 2 | 8195 | D | NO | SCE | THREE | UNKNOWN | 12KV | LOW 5 | UNKNOWN | MB | UNKNOWN | UNKNOWN |  |  | SYSTEM | 2014-09-09 | aminencn |  | CONSOLIDATED | VALLEY | SAN JACINTO | 2167934 |  | 2216012 | A | N | N |  | -1 | I | 1986-11-01 |  | D |  | 28274874 | 28462327;28462328 |  |  |  | :09879 | 09879:09879 | main_exi_3_route_oh | CIRCUIT_BREAKER |  |  |  |  | -1.81 | 3 |  | 504449 |  | [MDSYS.SDO_GEOMETRY]
60909394 | 28300279 | EXISTING | COLISEUM | 3785 | STADIUM | 5796 | D | NO | SCE | THREE | UNKNOWN | 12KV | LOW 10 | UNKNOWN | MB | UNKNOWN | UNKNOWN |  |  | SYSTEM | 2014-12-09 | bodduvh |  | CONSOLIDATED | LIGHTHIPE | METRO WEST | 2142527 | 1 | 2213204 | A | N | N |  | -1 | I | 1966-11-01 |  | D |  | 28300289 | 28351814;28351815 |  |  |  | :03785 | 03785:03785 | main_exi_3_route_oh | CIRCUIT_BREAKER |  |  |  |  | -1.77 | 3 |  | 504449 |  | [MDSYS.SDO_GEOMETRY]
60909395 | 28322728 | EXISTING | ARMADA | 726 | PAUBA | 8003 | D | NO | SCE | THREE | UNKNOWN | 12KV | LOW 5 | UNKNOWN | MB | UNKNOWN | UNKNOWN |  |  | SYSTEM | 2014-09-30 | rajendrs |  | CONSOLIDATED | VALLEY | SAN JACINTO | 2132387 |  | 2220348 | A | N | N |  | -1 | I | 2002-02-01 |  | D |  | 28322735 | 28536396;28536397 |  |  |  | :00726 | 00726:00726 | main_exi_3_route_oh | CIRCUIT_BREAKER |  |  |  |  | -1.82 | 2 |  | 504449 |  | [MDSYS.SDO_GEOMETRY]
60909396 | 28331379 | EXISTING | PLUTO | 14247 | BLUFF COVE | 5266 | D | NO | SCE | THREE | UNKNOWN | 4KV | LOW 3 | UNKNOWN | MB | UNKNOWN | UNKNOWN |  |  | SYSTEM | 2015-04-03 | merugusn |  | CONSOLIDATED | EL NIDO | METRO WEST | 2179646 |  | 2214680 | A | N | Y |  | -1 | I | 1961-12-01 |  | D |  | 28331389 | 28391793;140212647 |  | 140212403 |  | :14247 | 14247:14247 | main_exi_3_route_oh | CIRCUIT_BREAKER |  |  |  |  | -1.75 | 3 |  | 504449 |  | [MDSYS.SDO_GEOMETRY]
60909397 | 28337594 | EXISTING | GARCIA | 6990 | VISALIA | 5331 | D | NO | SCE | THREE | UNKNOWN | 12KV | LOW 3 | UNKNOWN | MB | UNKNOWN | UNKNOWN |  |  | SYSTEM | 2014-01-08 | attadas |  | CONSOLIDATED | SAN JOAQUIN | SAN JOAQUIN | 2175353 |  | 2212548 | S | N | Y | 101 | -1 | I | 1950-01-01 |  | D |  | 28337604 | 28455720;28455721 |  |  |  | :06990 | 06990:06990 | main_exi_3_route_oh | CIRCUIT_BREAKER |  |  |  |  | -1.79 | 2.5 |  | 504449 |  | [MDSYS.SDO_GEOMETRY]
60909398 | 28358234 | EXISTING | BANANA | 1058 | CITRUS | 5185 | D | NO | SCE | THREE | UNKNOWN | 12KV | LOW 6 | UNKNOWN | MB | UNKNOWN | UNKNOWN |  |  | SYSTEM | 2014-05-22 | aminencn |  | CONSOLIDATED | MESA | METRO EAST | 2132864 | 1 | 2212194 | A | N | Y | 213 | -1 | I | 1967-07-01 |  | D |  | 28358241 | 28428096 |  |  |  | :01058 | 01058:01058 | main_exi_3_route_oh | CIRCUIT_BREAKER |  |  |  |  | -1.78 | 3 |  | 504449 |  | [MDSYS.SDO_GEOMETRY]
60909399 | 28411601 | EXISTING | COLLETTE | 3801 | MOBILOIL | 5229 | C | NO | SCE | THREE | UNKNOWN | 12KV | LOW 25 | UNKNOWN | MB | UNKNOWN | UNKNOWN |  |  | SYSTEM | 2015-04-17 | bodduvh |  | CONSOLIDATED | EL NIDO | METRO WEST | 2142528 | 4 | 2212312 | A | Y | N |  | -1 | I | 1966-09-01 |  | D |  | 28411608 | 28411762 |  |  |  | :03801 | 03801:03801 | main_exi_3_route_oh | CIRCUIT_BREAKER |  |  |  |  | -1.76 | 2 |  | 504449 |  | [MDSYS.SDO_GEOMETRY]
60909400 | 28412066 | EXISTING | COLYER | 3840 | BULLIS | 5756 | D | NO | SCE | THREE | UNKNOWN | 16KV | LOW 4 | UNKNOWN | MB | UNKNOWN | UNKNOWN |  |  | SYSTEM | 2015-02-27 | kallurr |  |  | LIGHTHIPE | METRO WEST | 2142712 | 2 | 2213136 | S | Y | N |  | -1 | I | 1949-11-01 |  | D |  |  | 28588726;28588727 |  |  |  | :03840 | 03840:03840 | main_exi_3_route_oh | CIRCUIT_BREAKER |  |  |  |  | -1.77 | 3 |  | 504449 |  | [MDSYS.SDO_GEOMETRY]
60909406 | 28414455 | EXISTING | NOVAC | 12910 | ARCHIBALD | 5659 | D | NO | SCE | THREE | UNKNOWN | 12KV | LOW 5 | UNKNOWN | MB | UNKNOWN | UNKNOWN |  |  | SYSTEM | 2014-06-13 | aminencn |  | CONSOLIDATED | MIRA LOMA | METRO EAST | 2174212 |  | 2215212 | A | Y | N |  | -1 | I | 1950-01-01 |  | D |  | 28414465 | 28546566;28546567 |  |  |  | :12910 | 12910:12910 | main_exi_3_route_oh | CIRCUIT_BREAKER |  |  |  |  | -1.8 | 3 |  | 504449 |  | [MDSYS.SDO_GEOMETRY]
60909407 | 28430104 | EXISTING | BANDANA | 1059 | CONCHO | 8017 | D | NO | SCE | THREE | UNKNOWN | 12KV | LOW 7 | UNKNOWN | MB | UNKNOWN | UNKNOWN |  |  | SYSTEM | 2014-04-15 | simhadk |  | CONSOLIDATED | DEVERS | DESERT | 2136554 |  | 2215730 | A | N | N |  | -1 | I | 1985-05-01 |  | D |  | 28430114 | 28590404 |  |  |  | :01059 | 01059:01059 | main_exi_3_route_oh | CIRCUIT_BREAKER |  |  |  |  | -1.86 | 3 |  | 504449 |  | [MDSYS.SDO_GEOMETRY]
60909408 | 28437071 | EXISTING | PLYMOUTH | 14250 | INGLEWOOD | 5211 | D | NO | SCE | THREE | UNKNOWN | 4KV | LOW 13 | UNKNOWN | MB | UNKNOWN | UNKNOWN |  |  | SYSTEM | 2015-04-20 | attadas |  | CONSOLIDATED | EL NIDO | METRO WEST | 2179647 |  | 2212266 | S | N | Y | 104 | -1 | I | 1950-01-01 |  | D |  | 28437081 | 28492376;28492377 |  |  |  | :14250 | 14250:14250 | main_exi_3_route_oh | CIRCUIT_BREAKER |  |  |  |  | -1.76 | 3 |  | 504449 |  | [MDSYS.SDO_GEOMETRY]
60909409 | 28464669 | EXISTING | KWACHA | 9884 | SANTIAGO | 5088 | D | NO | SCE | THREE | UNKNOWN | 12KV | LOW 17 | UNKNOWN | MB | UNKNOWN | UNKNOWN |  |  | SYSTEM | 2017-11-09 | thompsma |  | CONSOLIDATED | ELLIS | ORANGE | 2181564 | 8 | 2211986 | S | N | N |  | -1 | I | 1999-06-01 |  | D |  | 28464676 | 28540712 |  |  |  | :09884 | 09884:09884 | main_exi_3_route_oh | CIRCUIT_BREAKER |  |  |  |  | 140.85 | 2 |  | 504449 |  | [MDSYS.SDO_GEOMETRY]
60909410 | 28474787 | EXISTING | SNO CAT | 16587 | BIG CREEK 2 | 5302 | D | NO | SCE | THREE | UNKNOWN | 12KV | LOW 1 | UNKNOWN | MB | UNKNOWN | UNKNOWN |  |  | SYSTEM | 2014-03-18 | merugusn |  | CONSOLIDATED | SAN JOAQUIN | RURALS | 2185806 |  | 2274030 | N | N | N |  | -1 | I | 1966-08-01 |  | D |  | 28474791 | 28475066 |  |  |  | :16587 | 16587:16587 | main_exi_3_route_oh | CIRCUIT_BREAKER |  |  |  |  | -1.82 | 4 |  | 504449 |  | [MDSYS.SDO_GEOMETRY]
60909411 | 28475184 | EXISTING | SNOWDEN | 16590 | DEL SUR | 5508 | D | NO | SCE | THREE | UNKNOWN | 12KV | LOW 2 | UNKNOWN | MB | UNKNOWN | UNKNOWN |  |  | SYSTEM | 2013-11-19 | mannepl |  | CONSOLIDATED | VINCENT | NORTH COAST | 2184319 |  | 2219586 | A | N | N |  | -1 | I | 1950-01-01 |  | D |  | 28475194 | 28517989;28517990 |  |  |  | :16590 | 16590:16590 | main_exi_3_route_oh | CIRCUIT_BREAKER |  |  |  |  | -1.78 | 5 |  | 504449 |  | [MDSYS.SDO_GEOMETRY]
60909412 | 28479076 | EXISTING | GARDEN | 7010 | SANTA BARBARA | 5531 | D | NO | SCE | THREE | UNKNOWN | 4KV | LOW 16 | UNKNOWN | MB | UNKNOWN | UNKNOWN |  |  | SYSTEM | 2013-10-29 | kotakr |  | CONSOLIDATED | GOLETA | NORTH COAST | 2152562 |  | 2214956 | S | N | Y | 124 | -1 | I | 1950-01-01 |  | D |  | 28479086 | 28500642 |  |  |  | :07010 | 07010:07010 | main_exi_3_route_oh | CIRCUIT_BREAKER |  |  |  |  | -1.72 | 3 |  | 504449 |  | [MDSYS.SDO_GEOMETRY]
60909413 | 28494526 | EXISTING | POPPY | 14340 | SUNNYSIDE | 5785 | D | NO | SCE | THREE | UNKNOWN | 12KV | LOW 4 | UNKNOWN | MB | UNKNOWN | UNKNOWN |  |  | SYSTEM | 2015-04-23 | bessar |  |  | LIGHTHIPE | METRO WEST | 2185310 | 2 | 2217758 | S | N | Y | 118 | -1 | I | 1963-08-01 |  | D |  | 28494536 | 28639702;28639703 |  |  |  | :14340 | 14340:14340 | main_exi_3_route_oh | CIRCUIT_BREAKER |  |  |  |  | -1.77 | 3 |  | 504449 |  | [MDSYS.SDO_GEOMETRY]
60909414 | 28501598 | EXISTING | GARWOOD | 7080 | MARIPOSA | 5319 | D | NO | SCE | THREE | UNKNOWN | 12KV | LOW 4 | UNKNOWN | MB | UNKNOWN | UNKNOWN |  |  | SYSTEM | 2014-01-09 | ankarlr |  | CONSOLIDATED | SAN JOAQUIN | SAN JOAQUIN | 2156567 |  | 2212514 | A | N | Y | 248 | -1 | I | 1950-01-01 |  | D |  | 28501608 | 28525371 |  |  |  | :07080 | 07080:07080 | main_exi_3_route_oh | CIRCUIT_BREAKER |  |  |  |  | -1.78 | 7 |  | 504449 |  | [MDSYS.SDO_GEOMETRY]
60909415 | 28519272 | EXISTING | SNOWDRIFT | 16592 | MINARET | 2612 | D | NO | SCE | THREE | UNKNOWN | 12KV | LOW 3 | UNKNOWN | MB | UNKNOWN | UNKNOWN |  |  | SYSTEM | 2014-02-14 | kollir |  | CONSOLIDATED | LUGO | RURALS | 2189481 |  | 2273799 | A | N | Y | 234 | -1 | I | 1950-01-01 |  | D |  | 28519282 | 28579949 |  |  |  | :16592 | 16592:16592 | main_exi_3_route_oh | CIRCUIT_BREAKER |  |  |  |  | -1.83 | 3 |  | 504449 |  | [MDSYS.SDO_GEOMETRY]
60909416 | 28525498 | EXISTING | GAUCHO | 7116 | VEGAS | 5570 | D | NO | SCE | THREE | UNKNOWN | 16KV | LOW 3 | UNKNOWN | MB | UNKNOWN | UNKNOWN |  |  | SYSTEM | 2013-10-30 | simhadk |  | CONSOLIDATED | GOLETA | NORTH COAST | 2161379 |  | 2212802 | A | Y | N | 220 | -1 | I | 1960-10-01 |  | D |  | 28525508 | 28596220 |  |  |  | :07116 | 07116:07116 | main_exi_3_route_oh | CIRCUIT_BREAKER |  |  |  |  | -1.71 | 3 |  | 504449 |  | [MDSYS.SDO_GEOMETRY]
60909417 | 28541890 | EXISTING | LACRESTA | 9967 | LACRESTA P.T. | 7451 | A | NO | SCE | THREE | UNKNOWN | 12KV | LOW 1 | UNKNOWN | MB | UNKNOWN | UNKNOWN |  |  | SYSTEM | 2014-08-13 | aminencn |  | 33/12 5 MVA | VALLEY | SAN JACINTO | 2164066 |  | 2124163 | N | N | N |  | -1 | I | 1990-04-01 |  | D |  | 28541897 | 28710716;28710717 |  | 28677521 |  | :09967 | 09967:09967 | main_exi_3_route_oh | CIRCUIT_BREAKER |  |  |  |  | -1.81 | 3 |  | 504449 |  | [MDSYS.SDO_GEOMETRY]
60909418 | 28548695 | EXISTING | NOZZLE | 12912 | FIREHOUSE | 5618 | D | NO | SCE | THREE | UNKNOWN | 12KV | LOW 3 | UNKNOWN | MB | UNKNOWN | UNKNOWN |  |  | SYSTEM | 2014-05-29 | bessar |  | CONSOLIDATED | MIRA LOMA | METRO EAST | 2187386 |  | 2215118 | A | N | N |  | -1 | I | 1988-05-01 |  | D |  | 28548702 | 28576229 |  |  |  | :12912 | 12912:12912 | main_exi_3_route_oh | CIRCUIT_BREAKER |  |  |  |  | -1.79 | 3 |  | 504449 |  | [MDSYS.SDO_GEOMETRY]
60909419 | 28564196 | EXISTING | ARSENIC | 772 | LIMESTONE | 8804 | D | NO | SCE | THREE | UNKNOWN | 12KV | LOW 7 | UNKNOWN | MB | UNKNOWN | UNKNOWN |  |  | SYSTEM | 2014-10-31 | aminencn |  | CONSOLIDATED | ELLIS | ORANGE | 2130211 | 4 | 2220828 | A | N | N |  | -1 | I | 2001-02-01 |  | D |  | 28564206 | 28663013;28663014 |  |  |  | :00772 | 00772:00772 | main_exi_3_route_oh | CIRCUIT_BREAKER |  |  |  |  | -1.79 | 2 |  | 504449 |  | [MDSYS.SDO_GEOMETRY]
60909420 | 28580748 | EXISTING | SODA SPRINGS | 16600 | BOXWOOD | 5351 | D | NO | SCE | THREE | UNKNOWN | 12KV | LOW 2 | UNKNOWN | MB | UNKNOWN | UNKNOWN |  |  | SYSTEM | 2014-03-28 | simhadk |  | CONSOLIDATED | SAN JOAQUIN | SAN JOAQUIN | 2185808 |  | 2219530 | A | Y | N |  | -1 | I | 1950-01-01 |  | D |  | 28580755 | 28816698;28816699 |  |  |  | :16600 | 16600:16600 | main_exi_3_route_oh | CIRCUIT_BREAKER |  |  |  |  | -25.43 | 4 |  | 504449 |  | [MDSYS.SDO_GEOMETRY]
60909426 | 28593379 | EXISTING | BANDAG | 1061 | CHINO | 5062 | D | NO | SCE | THREE | UNKNOWN | 12KV | LOW 16 | UNKNOWN | MB | UNKNOWN | UNKNOWN |  |  | SYSTEM | 2014-05-29 | simhadk |  | CONSOLIDATED | MIRA LOMA | METRO EAST | 2132866 | 4 | 2214174 | M | N | Y | 102 | -1 | I | 1976-06-01 |  | D |  | 28593386 | 28610312;28610313 |  |  |  | :01061 | 01061:01061 | main_exi_3_route_oh | CIRCUIT_BREAKER |  |  |  |  | -1.79 | 3 |  | 504449 |  | [MDSYS.SDO_GEOMETRY]
60909427 | 28597661 | EXISTING | GAVIN | 7118 | NEWHALL | 5576 | D | NO | SCE | THREE | UNKNOWN | 16KV | LOW 9 | UNKNOWN | MB | UNKNOWN | UNKNOWN |  |  | SYSTEM | 2013-12-05 | merugusn |  | CONSOLIDATED | SAUGUS | NORTH COAST | 2161380 | 4 | 2217376 | A | Y | N |  | -1 | I | 1968-06-01 |  | D |  | 28597671 | 28732933;28732934 |  |  |  | :07118 | 07118:07118 | main_exi_3_route_oh | CIRCUIT_BREAKER |  |  |  |  | -1.76 | 3 |  | 504449 |  | [MDSYS.SDO_GEOMETRY]
60909428 | 28611708 | EXISTING | NURSES | 12913 | TIMOTEO | 5604 | D | NO | SCE | THREE | UNKNOWN | 12KV | LOW 10 | UNKNOWN | MB | UNKNOWN | UNKNOWN |  |  | SYSTEM | 2014-03-21 | merugusn |  | CONSOLIDATED | VISTA | DESERT | 2187387 | 2 | 2217420 | S | Y | N |  | -1 | I | 1977-06-01 |  | D |  | 28611715 | 28667825 |  |  |  | :12913 | 12913:12913 | main_exi_3_route_oh | CIRCUIT_BREAKER |  |  |  |  | -1.81 | 3 |  | 504449 |  | [MDSYS.SDO_GEOMETRY]
60909429 | 28628585 | EXISTING | BANDIT | 1064 | DIAMOND BAR | 5680 | D | NO | SCE | THREE | UNKNOWN | 12KV | LOW 1 | UNKNOWN | MB | UNKNOWN | UNKNOWN |  |  | SYSTEM | 2014-06-16 | aminencn |  | CONSOLIDATED | MIRA LOMA | METRO EAST | 2132867 | 2 | 2219908 | A | N | N |  | -1 | I | 1987-06-01 |  | D |  | 28628595 | 28724267 |  |  |  | :01064 | 01064:01064 | main_exi_3_route_oh | CIRCUIT_BREAKER |  |  |  |  | -1.79 | 3 |  | 504449 |  | [MDSYS.SDO_GEOMETRY]
60909430 | 28643541 | EXISTING | COMO | 3870 | PERRY | 5225 | D | NO | SCE | THREE | UNKNOWN | 4KV | LOW 6 | UNKNOWN | MB | UNKNOWN | UNKNOWN |  |  | SYSTEM | 2015-03-13 | bodduvh |  | CONSOLIDATED | EL NIDO | METRO WEST | 2141397 |  | 2216918 |  | N | Y |  | -1 | I | 1950-01-01 |  | D |  | 28643551 | 28690726 |  |  |  | :03870 | 03870:03870 | main_exi_3_route_oh | CIRCUIT_BREAKER |  |  |  |  | -1.76 | 3 |  | 504449 |  | [MDSYS.SDO_GEOMETRY]
60909299 | 27443706 | EXISTING | SKY HI | 16478 | LUCERNE | 8220 | D | NO | SCE | THREE | UNKNOWN | 12KV | LOW 1 | UNKNOWN | MB | UNKNOWN | UNKNOWN |  |  | SYSTEM | 2014-01-30 | kallurr |  | CONSOLIDATED | LUGO | DESERT | 2189183 |  | 2216042 | N | N | Y |  | -1 | I | 1967-08-01 |  | D |  | 27443713 | 27748135;27748136 |  | 27624473 |  | :16478 | 16478:16478 | main_exi_3_route_oh | CIRCUIT_BREAKER |  |  |  |  | -1.83 | 3.5 |  | 504449 |  | [MDSYS.SDO_GEOMETRY]
60909300 | 27451562 | EXISTING | ATLAS | 835 | FRANCIS | 5639 | D | NO | SCE | THREE | UNKNOWN | 12KV | LOW 7 | UNKNOWN | MB | UNKNOWN | UNKNOWN |  |  | SYSTEM | 2017-09-21 | murilljl |  | CONSOLIDATED | MIRA LOMA | METRO EAST | 2132536 | 1 | 2217516 | A | N | Y | 217 | -1 | I | 1960-07-01 |  | D |  | 27451566 | 27523708 |  |  |  | :00835 | 00835:00835 | main_exi_3_route_oh | CIRCUIT_BREAKER |  |  |  |  | -1.79 | 3 |  | 504449 |  | [MDSYS.SDO_GEOMETRY]
60909301 | 27463276 | EXISTING | FRAME | 6720 | PORTERVILLE | 5323 | D | NO | SCE | THREE | UNKNOWN | 4KV | LOW 18 | UNKNOWN | MB | UNKNOWN | UNKNOWN |  |  | SYSTEM | 2014-02-13 | eadsrl |  | CONSOLIDATED | SAN JOAQUIN | SAN JOAQUIN | 2159684 |  | 2219466 | A | N | Y | 208 | -1 | I | 1950-01-01 |  | D |  | 27463286 | 27475482 |  |  |  | :06720 | 06720:06720 | main_exi_3_route_oh | CIRCUIT_BREAKER |  |  |  |  | -1.79 | 3 |  | 504449 |  | [MDSYS.SDO_GEOMETRY]
60909307 | 27475726 | EXISTING | FRATERNITY | 6736 | ISLA VISTA | 5596 | D | NO | SCE | THREE | UNKNOWN | 16KV | LOW 6 | UNKNOWN | MB | UNKNOWN | UNKNOWN |  |  | SYSTEM | 2013-11-02 | manthak |  | CONSOLIDATED | GOLETA | NORTH COAST | 2152390 |  | 2215066 | A | N | Y | 114 | -1 | I | 1970-10-01 |  | D |  | 27475736 | 27540310;27540311 |  |  |  | :06736 | 06736:06736 | main_exi_3_route_oh | CIRCUIT_BREAKER |  |  |  |  | -2.12 | 3 |  | 504449 |  | [MDSYS.SDO_GEOMETRY]
60909309 | 27510766 | EXISTING | NORTH ADOBE | 12815 | TWENTYNINE PALMS | 8255 | D | NO | SCE | THREE | UNKNOWN | 12KV | LOW 1 | UNKNOWN | MB | UNKNOWN | UNKNOWN |  |  | SYSTEM | 2015-08-03 | krumwimg |  | CONSOLIDATED | DEVERS | RURALS | 2178589 |  | 2218390 | A | N | Y |  | -1 | I | 1950-01-01 |  | D |  | 27510773 | 27670737;27670738 |  |  |  | :12815 | 12815:12815 | main_exi_3_route_oh | CIRCUIT_BREAKER |  |  |  |  | -1.87 | 3 |  | 504449 |  | [MDSYS.SDO_GEOMETRY]
60909310 | 27516831 | EXISTING | AQUARIUS | 663 | ESTRELLA | 5865 | D | NO | SCE | THREE | UNKNOWN | 12KV | LOW 2 | UNKNOWN | MB | UNKNOWN | UNKNOWN |  |  | SYSTEM | 2014-08-07 | simhadk |  | CONSOLIDATED | ELLIS | ORANGE | 2142331 | 4 | 2213342 | A | N | Y | 202 | -1 | I | 1977-10-01 |  | D |  | 27516841 | 27565922;27565923;27565924 |  |  |  | :00663 | 00663:00663 | main_exi_3_route_oh | CIRCUIT_BREAKER |  |  |  |  | 0.38 | 2 |  | 504449 |  | [MDSYS.SDO_GEOMETRY]
60909311 | 27544220 | EXISTING | AVERY | 875 | NAROD | 5648 | D | NO | SCE | THREE | UNKNOWN | 12KV | LOW 11 | UNKNOWN | MB | UNKNOWN | UNKNOWN |  |  | SYSTEM | 2014-05-13 | bodduvh |  | CONSOLIDATED | MIRA LOMA | METRO EAST | 2143087 | 2 | 2212960 | S | N | Y | 131 | -1 | I | 1983-04-01 |  | D |  | 27544230 | 27636243 |  |  |  | :00875 | 00875:00875 | main_exi_3_route_oh | CIRCUIT_BREAKER |  |  |  |  | -1.79 | 3 |  | 504449 |  | [MDSYS.SDO_GEOMETRY]
60909312 | 27553349 | EXISTING | FRITO | 6835 | TORTILLA | 8037 | D | NO | SCE | THREE | UNKNOWN | 33KV | LOW 1 | UNKNOWN | MB | UNKNOWN | UNKNOWN |  |  | SYSTEM | 2014-01-30 | kallurr |  | CONSOLIDATED | LUGO | RURALS | 2159872 |  | 2215806 | S | N | Y | 128 | -1 | I | 1967-09-01 |  | D |  | 27553356 | 27553885;27553886 |  |  |  | :06835 | 06835:06835 | main_exi_3_route_oh | CIRCUIT_BREAKER |  |  |  |  | -1.82 | 2 |  | 504449 |  | [MDSYS.SDO_GEOMETRY]
60909313 | 27559163 | EXISTING | KRISTEN | 9867 | MARION | 5866 | D | NO | SCE | THREE | UNKNOWN | 12KV | LOW 9 | UNKNOWN | MB | UNKNOWN | UNKNOWN |  |  | SYSTEM | 2015-02-05 | bessar |  | CONSOLIDATED | VILLA PARK | ORANGE | 2164059 | 1 | 2215624 | A | Y | N |  | -1 | I | 1986-07-01 |  | D |  | 27559173 | 27666004;27666005 |  |  |  | :09867 | 09867:09867 | main_exi_3_route_oh | CIRCUIT_BREAKER |  |  |  |  | -1.77 | 3 |  | 504449 |  | [MDSYS.SDO_GEOMETRY]
60909314 | 27566564 | EXISTING | ARABIA | 665 | MODENA | 5802 | D | NO | SCE | THREE | UNKNOWN | 12KV | LOW 5 | UNKNOWN | MB | UNKNOWN | UNKNOWN |  |  | SYSTEM | 2014-12-12 | simhadk |  | CONSOLIDATED | VILLA PARK | ORANGE | 2142332 | 1 | 2220120 | A | Y | N |  | -1 | I | 1965-12-01 |  | D |  | 27566571 | 27813413;27813414 |  |  |  | :00665 | 00665:00665 | main_exi_3_route_oh | CIRCUIT_BREAKER |  |  |  |  | 0.38 | 3 |  | 504449 |  | [MDSYS.SDO_GEOMETRY]
60909315 | 27577772 | EXISTING | PISTON | 14158 | DITMAR | 5246 | D | NO | SCE | THREE | UNKNOWN | 16KV | LOW 2 | UNKNOWN | MB | UNKNOWN | UNKNOWN |  |  | SYSTEM | 2015-06-09 | bondigc |  |  | EL NIDO | METRO WEST | 2185233 |  | 2212368 | A | Y | N |  | -1 | I | 1972-11-01 |  | D |  | 27577782 | 27761347;27761348 |  |  |  | :14158 | 14158:14158 | main_exi_3_route_oh | CIRCUIT_BREAKER |  |  |  |  | -1.76 | 3 |  | 504449 |  | [MDSYS.SDO_GEOMETRY]
60909316 | 27582345 | EXISTING | FUGATE | 6865 | BROWNING | 5304 | D | NO | SCE | THREE | UNKNOWN | 12KV | LOW 5 | UNKNOWN | MB | UNKNOWN | UNKNOWN |  |  | SYSTEM | 2014-01-09 | yallasv |  | CONSOLIDATED | SAN JOAQUIN | SAN JOAQUIN | 2159874 |  | 2214730 | A | N | Y | 205 | -1 | I | 1964-10-01 |  | D |  | 27582355 | 27596855;183213438 |  |  |  | :06865 | 06865:06865 | main_exi_3_route_oh | CIRCUIT_BREAKER |  |  |  |  | -1.77 | 5 |  | 504449 |  | [MDSYS.SDO_GEOMETRY]
60909317 | 27597519 | EXISTING | FURNACE CREEK | 6885 | JUNCTION | 5622 | D | NO | SCE | THREE | UNKNOWN | 33KV | LOW 1 | UNKNOWN | MB | UNKNOWN | UNKNOWN |  |  | SYSTEM | 2014-02-26 | merugusn |  | CONSOLIDATED | ELDORADO | RURALS | 2175163 |  | 2273847 | A | N | N |  | -1 | I | 1963-05-01 |  | D |  | 27597529 | 27607051 |  |  |  | :06885 | 06885:06885 | main_exi_3_route_oh | CIRCUIT_BREAKER |  |  |  |  | -1.83 | 18 |  | 504449 |  | [MDSYS.SDO_GEOMETRY]
60909324 | 27607316 | EXISTING | GABBERT | 6888 | MOORPARK | 5056 | D | NO | SCE | THREE | UNKNOWN | 16KV | LOW 20 | UNKNOWN | MB | UNKNOWN | UNKNOWN |  |  | SYSTEM | 2013-12-28 | bodduvh |  | CONSOLIDATED | MOORPARK | NORTH COAST | 2175164 |  | 2211770 | M | N | Y | 108 | -1 | I | 1970-09-01 |  | D |  | 27607326 | 27635766;75093525 |  |  |  | :06888 | 06888:06888 | main_exi_3_route_oh | CIRCUIT_BREAKER |  |  |  |  | -1.74 | 4 |  | 504449 |  | [MDSYS.SDO_GEOMETRY]
60909325 | 27638411 | EXISTING | AUTRY | 878 | FARRELL | 8016 | D | NO | SCE | THREE | UNKNOWN | 12KV | LOW 5 | UNKNOWN | MB | UNKNOWN | UNKNOWN |  |  | SYSTEM | 2014-04-23 | merugusn |  | CONSOLIDATED | DEVERS | DESERT | 2130399 |  | 2220394 | A | N | Y | 245 | -1 | I | 1984-06-01 |  | D |  | 27638421 | 27722444 |  |  |  | :00878 | 00878:00878 | main_exi_3_route_oh | CIRCUIT_BREAKER |  |  |  |  | -1.85 | 3 |  | 504449 |  | [MDSYS.SDO_GEOMETRY]
60909326 | 27652010 | EXISTING | GALAHAD | 6924 | LATIGO | 5272 | D | NO | SCE | THREE | UNKNOWN | 16KV | LOW 4 | UNKNOWN | MB | UNKNOWN | UNKNOWN |  |  | SYSTEM | 2013-12-27 | kallurr |  | CONSOLIDATED | MOORPARK | NORTH COAST | 2152560 | 2 | 2219378 | A | N | Y | 219 | -1 | I | 1970-03-01 |  | D |  | 27652020 | 27874180;27874181 |  |  |  | :06924 | 06924:06924 | main_exi_3_route_oh | CIRCUIT_BREAKER |  |  |  |  | -1.74 | 4 |  | 504449 |  | [MDSYS.SDO_GEOMETRY]
60909327 | 27673352 | EXISTING | NORTH BAY | 12840 | NORTH BAY P.T. | 7578 | A | NO | SCE | THREE | UNKNOWN | 2.4KV | LOW 1 | UNKNOWN | MB | UNKNOWN | UNKNOWN |  |  | SYSTEM | 2014-03-07 | simhadk |  | CONSOLIDATED | VISTA | RURALS | 2181891 |  | 2125191 | A | N | Y | 248 | -1 | I | 1950-01-01 |  | D |  | 27673359 | 27697223 |  | 27696497 |  | :12840 | 12840:12840 | main_exi_3_route_oh | CIRCUIT_BREAKER |  |  |  |  | -1.82 | 2 |  | 504449 |  | [MDSYS.SDO_GEOMETRY]
60909328 | 27697638 | EXISTING | NORTHPARK | 12847 | SHANDIN | 8093 | D | NO | SCE | THREE | UNKNOWN | 12KV | LOW 4 | UNKNOWN | MB | UNKNOWN | UNKNOWN |  |  | SYSTEM | 2014-05-14 | simhadk |  | CONSOLIDATED | VISTA | DESERT | 2178592 |  | 2213632 | A | N | N |  | -1 | I | 1988-04-01 |  | D |  | 27697645 | 27972731;27972732 |  | 27915630 |  | :12847 | 12847:12847 | main_exi_3_route_oh | CIRCUIT_BREAKER |  |  |  |  | -1.81 | 3 |  | 504449 |  | [MDSYS.SDO_GEOMETRY]
60909329 | 27701585 | EXISTING | KRONA | 9869 | SANTIAGO | 5088 | D | NO | SCE | THREE | UNKNOWN | 12KV | LOW 26 | UNKNOWN | MB | UNKNOWN | UNKNOWN |  |  | SYSTEM | 2014-10-10 | simhadk |  | CONSOLIDATED | ELLIS | ORANGE | 2166850 | 8 | 2211986 | M | N | N |  | -1 | I | 1991-06-05 |  | D |  | 27701592 | 27965912;27965913 |  |  |  | :09869 | 09869:09869 | main_exi_3_route_oh | CIRCUIT_BREAKER |  |  |  |  | -1.78 | 3 |  | 504449 |  | [MDSYS.SDO_GEOMETRY]
60909330 | 27723691 | EXISTING | AZORES | 905 | PUENTE | 5195 | D | NO | SCE | THREE | UNKNOWN | 12KV | LOW 5 | UNKNOWN | MB | UNKNOWN | UNKNOWN |  |  | SYSTEM | 2014-07-02 | merugusn |  | CONSOLIDATED | MIRA LOMA | METRO EAST | 2130402 |  | 2219180 | S | N | Y | 123 | -1 | I | 1965-05-01 |  | D |  | 27723701 | 27765857;27765858 |  |  |  | :00905 | 00905:00905 | main_exi_3_route_oh | CIRCUIT_BREAKER |  |  |  |  | -1.78 | 3 |  | 504449 |  | [MDSYS.SDO_GEOMETRY]
60909331 | 27763959 | EXISTING | PIUMA | 14160 | PIONEER | 5886 | D | NO | SCE | THREE | UNKNOWN | 4KV | LOW 8 | UNKNOWN | MB | UNKNOWN | UNKNOWN |  |  | SYSTEM | 2015-01-06 | attadas |  | CONSOLIDATED | LIGHTHIPE | METRO WEST | 2179639 |  | 2217976 | A | N | Y | 233 | -1 | I | 1950-01-01 |  | D |  | 27763966 | 27837408 |  |  |  | :14160 | 14160:14160 | main_exi_3_route_oh | CIRCUIT_BREAKER |  |  |  |  | -1.77 | 3 |  | 504449 |  | [MDSYS.SDO_GEOMETRY]
60909332 | 27766882 | EXISTING | AZTEC | 910 | INDIAN WELLS | 8345 | D | NO | SCE | THREE | UNKNOWN | 12KV | LOW 12 | UNKNOWN | MB | UNKNOWN | UNKNOWN |  |  | SYSTEM | 2014-04-16 | bessar |  | CONSOLIDATED | DEVERS | DESERT | 2130403 |  | 2218478 | A | N | N |  | -1 | I | 2001-05-15 |  | D |  | 27766892 | 27866598 |  |  |  | :00910 | 00910:00910 | main_exi_3_route_oh | CIRCUIT_BREAKER |  |  |  |  | -1.86 | 2 |  | 504449 |  | [MDSYS.SDO_GEOMETRY]
60909333 | 27778741 | EXISTING | CLIPPER | 3674 | LUNADA | 5255 | D | NO | SCE | THREE | UNKNOWN | 4KV | LOW 3 | UNKNOWN | MB | UNKNOWN | UNKNOWN |  |  | SYSTEM | 2015-04-07 | kallurr |  | CONSOLIDATED | EL NIDO | METRO WEST | 2139079 |  | 2217002 | A | N | Y |  | -1 | I | 1960-12-01 |  | D |  | 27778751 | 27779314 |  |  |  | :03674 | 03674:03674 | main_exi_3_route_oh | CIRCUIT_BREAKER |  |  |  |  | -1.75 | 2 |  | 504449 |  | [MDSYS.SDO_GEOMETRY]
60909339 | 27779480 | EXISTING | CLOVERFIELD | 3690 | OCEAN PARK | 5221 | D | NO | SCE | THREE | UNKNOWN | 4KV | LOW 1 | UNKNOWN | MB | UNKNOWN | UNKNOWN |  |  | SYSTEM | 2015-03-13 | attadas |  | CONSOLIDATED | EL NIDO | METRO WEST | 2139081 | 2 | 2219248 | A | N | Y |  | -1 | I | 1950-01-01 |  | D |  | 27779490 | 27831349;27831350 |  |  |  | :03690 | 03690:03690 | main_exi_3_route_oh | CIRCUIT_BREAKER |  |  |  |  | -1.75 | 3 |  | 504449 |  | [MDSYS.SDO_GEOMETRY]
60909340 | 27786538 | EXISTING | SKINKLE | 16490 | TERRA BELLA | 5326 | D | NO | SCE | THREE | UNKNOWN | 12KV | LOW 4 | UNKNOWN | MB | UNKNOWN | UNKNOWN |  |  | SYSTEM | 2014-01-24 | mannepl |  | CONSOLIDATED | SAN JOAQUIN | SAN JOAQUIN | 2184231 |  | 2219476 | A | N | Y | 235 | -1 | I | 1950-01-01 |  | D |  | 27786548 | 27946741;145262807 |  |  |  | :16490 | 16490:16490 | main_exi_3_route_oh | CIRCUIT_BREAKER |  |  |  |  | -1.79 | 5.5 |  | 504449 |  | [MDSYS.SDO_GEOMETRY]
60909341 | 27814915 | EXISTING | ARAPAHO | 668 | GAVILAN | 8219 | D | NO | SCE | THREE | UNKNOWN | 12KV | LOW 2 | UNKNOWN | MB | UNKNOWN | UNKNOWN |  |  | SYSTEM | 2014-07-09 | rajendrs |  | CONSOLIDATED | VALLEY | SAN JACINTO | 2142333 |  | 2213754 | A | N | Y | 211 | -1 | I | 1968-05-01 |  | D |  | 27814925 | 27978115;27978116 |  |  |  | :00668 | 00668:00668 | main_exi_3_route_oh | CIRCUIT_BREAKER |  |  |  |  | -1.81 | 3 |  | 504449 |  | [MDSYS.SDO_GEOMETRY]
60909342 | 27867932 | EXISTING | BACARDI | 923 | MILLIKEN | 5663 | D | NO | SCE | THREE | UNKNOWN | 12KV | LOW 9 | UNKNOWN | MB | UNKNOWN | UNKNOWN |  |  | SYSTEM | 2014-07-17 | rajendrs |  | CONSOLIDATED | MIRA LOMA | METRO EAST | 2135857 | 3 | 2215218 | A | N | N |  | -1 | I | 2000-06-28 |  | D |  | 27867939 | 27988235 |  |  |  | :00923 | 00923:00923 | main_exi_3_route_oh | CIRCUIT_BREAKER |  |  |  |  | -1.8 | 2 |  | 504449 |  | [MDSYS.SDO_GEOMETRY]
60909343 | 27883217 | EXISTING | CODONA | 3730 | WALTERIA | 5233 | D | NO | SCE | THREE | UNKNOWN | 4KV | LOW 12 | UNKNOWN | MB | UNKNOWN | UNKNOWN |  |  | SYSTEM | 2017-10-23 | beealdb |  | CONSOLIDATED | EL NIDO | METRO WEST | 2158964 | 3 | 2216944 | A | N | Y | 212 | -1 | I | 1950-01-01 |  | D |  | 27883227 | 28001224 |  |  |  | :03730 | 03730:03730 | main_exi_3_route_oh | CIRCUIT_BREAKER |  |  |  |  | -1.76 | 3 |  | 504449 |  | [MDSYS.SDO_GEOMETRY]
60909344 | 27914588 | EXISTING | GALILEO | 6955 | GALILEO P.T. | 7323 | A | NO | SCE | THREE | UNKNOWN | 12KV | LOW 1 | UNKNOWN | MB | UNKNOWN | UNKNOWN |  |  | SYSTEM | 2014-02-04 | simhadk |  | CONSOLIDATED | LUGO | RURALS | 2152561 |  | 2124011 |  |  |  |  | -1 | I | 1982-05-01 |  | D |  | 27914598 | 27952779;27952780 |  |  |  | :06955 | 06955:06955 | main_exi_3_route_oh | CIRCUIT_BREAKER |  |  |  |  | -1.8 | 3 |  | 504449 |  | [MDSYS.SDO_GEOMETRY]
60909345 | 27928331 | EXISTING | PLATT | 14180 | BREWSTER | 5710 | D | NO | SCE | THREE | UNKNOWN | 4KV | LOW 2 | UNKNOWN | MB | UNKNOWN | UNKNOWN |  |  | SYSTEM | 2015-02-12 | manthak |  | CONSOLIDATED | LIGHTHIPE | METRO WEST | 2179640 |  | 2213044 | A | N | Y | 233 | -1 | I | 1950-01-01 |  | D |  | 27928338 | 27990448;27990449 |  |  |  | :14180 | 14180:14180 | main_exi_3_route_oh | CIRCUIT_BREAKER |  |  |  |  | -1.77 | 2 |  | 504449 |  | [MDSYS.SDO_GEOMETRY]
60909346 | 27948521 | EXISTING | SLADE | 16510 | MARIPOSA | 5319 | D | NO | SCE | THREE | UNKNOWN | 12KV | LOW 1 | UNKNOWN | MB | UNKNOWN | UNKNOWN |  |  | SYSTEM | 2014-01-10 | kallurr |  | CONSOLIDATED | SAN JOAQUIN | SAN JOAQUIN | 2185799 |  | 2212514 | A | N | Y | 248 | -1 | I | 1948-08-01 |  | D |  | 27948531 | 27981571 |  |  |  | :16510 | 16510:16510 | main_exi_3_route_oh | CIRCUIT_BREAKER |  |  |  |  | -1.78 | 5 |  | 504449 |  | [MDSYS.SDO_GEOMETRY]
60909352 | 27968341 | EXISTING | GAMBLER | 6987 | PHELAN | 8010 | D | NO | SCE | THREE | UNKNOWN | 12KV | LOW 4 | UNKNOWN | MB | UNKNOWN | UNKNOWN |  |  | SYSTEM | 2014-04-25 | simhadk |  | CONSOLIDATED | LUGO | DESERT | 2175351 |  | 2215716 | A | N | Y | 239 | -1 | I | 1987-08-01 |  | D |  | 27968348 | 28303770;28303771 |  | 28197547 |  | :06987 | 06987:06987 | main_exi_3_route_oh | CIRCUIT_BREAKER |  |  |  |  | -90.79 | 4.5 |  | 504449 |  | [MDSYS.SDO_GEOMETRY]
60909353 | 27979527 | EXISTING | ARCHIE | 688 | AULD | 8018 | D | NO | SCE | THREE | UNKNOWN | 33KV | LOW 1 | UNKNOWN | MB | UNKNOWN | UNKNOWN |  |  | SYSTEM | 2014-08-25 | attadas |  | CONSOLIDATED | VALLEY | SAN JACINTO | 2142334 |  | 2215738 | S | N | N |  | -1 | I | 1982-04-01 |  | D |  | 27979534 | 28015552;28015553 |  | 28014948 |  | :00688 | 00688:00688 | main_exi_3_route_oh | CIRCUIT_BREAKER |  |  |  |  | -1.82 | 2 |  | 504449 |  | [MDSYS.SDO_GEOMETRY]
60909354 | 27981716 | EXISTING | SLALOM | 16515 | SKILAND | 2611 | D | NO | SCE | THREE | UNKNOWN | 12KV | LOW 2 | UNKNOWN | MB | UNKNOWN | UNKNOWN |  |  | SYSTEM | 2014-03-04 | merugusn |  | CONSOLIDATED | LUGO | RURALS | 2185800 |  | 2273798 | A | N | Y | 239 | -1 | I | 1979-11-01 |  | D |  | 27981726 | 28138794;167011897 |  |  |  | :16515 | 16515:16515 | main_exi_3_route_oh | CIRCUIT_BREAKER |  |  |  |  | -1.83 | 3 |  | 504449 |  | [MDSYS.SDO_GEOMETRY]
60909355 | 27994130 | EXISTING | NORTH SHORE | 12860 | BURNT MILL | 5640 | D | NO | SCE | THREE | UNKNOWN | 12KV | LOW 3 | UNKNOWN | MB | UNKNOWN | UNKNOWN |  |  | SYSTEM | 2017-11-02 | murilljl |  | CONSOLIDATED | VISTA | RURALS | 2187385 |  | 2215182 | A | N | Y | 211 | -1 | I | 1950-01-01 |  | D |  | 27994137 | 28076303 |  |  |  | :12860 | 12860:12860 | main_exi_3_route_oh | CIRCUIT_BREAKER |  |  |  |  | -1.81 | 2 |  | 504449 |  | [MDSYS.SDO_GEOMETRY]
60909356 | 28003266 | EXISTING | CODY | 3731 | PIONEER | 5886 | D | NO | SCE | THREE | UNKNOWN | 12KV | LOW 6 | UNKNOWN | MB | UNKNOWN | UNKNOWN |  |  | SYSTEM | 2018-01-10 | maxwelbw |  |  | LIGHTHIPE | METRO WEST | 2147414 |  | 2217978 | A | N | N |  | -1 | I | 2003-07-14 |  | D |  | 28003276 | 28143824 |  |  |  | :03731 | 03731:03731 | main_exi_3_route_oh | CIRCUIT_BREAKER |  |  |  |  | -1.77 | 3 |  | 504449 |  | [MDSYS.SDO_GEOMETRY]
60909357 | 28008109 | EXISTING | BADGER | 971 | SHANDIN | 8093 | D | NO | SCE | THREE | UNKNOWN | 12KV | LOW 9 | UNKNOWN | MB | UNKNOWN | UNKNOWN |  |  | SYSTEM | 2014-04-03 | bodduvh |  | CONSOLIDATED | VISTA | DESERT | 2143263 |  | 2213632 | A | N | Y | 226 | -1 | I | 1968-08-01 |  | D |  | 28008119 | 28087876 |  |  |  | :00971 | 00971:00971 | main_exi_3_route_oh | CIRCUIT_BREAKER |  |  |  |  | -1.81 | 3 |  | 504449 |  | [MDSYS.SDO_GEOMETRY]
60909363 | 28010702 | EXISTING | KRUEGER | 9872 | MACARTHUR | 5874 | D | NO | SCE | THREE | UNKNOWN | 12KV | LOW 9 | UNKNOWN | MB | UNKNOWN | UNKNOWN |  |  | SYSTEM | 2015-01-21 | bessar |  | CONSOLIDATED | ELLIS | ORANGE | 2181560 |  | 2215638 | A | N | N |  | -1 | I | 1974-04-01 |  | D |  | 28010709 | 28106997;28106998 |  |  |  | :09872 | 09872:09872 | main_exi_3_route_oh | CIRCUIT_BREAKER |  |  |  |  | -1.78 | 3 |  | 504449 |  | [MDSYS.SDO_GEOMETRY]
60909364 | 28050001 | EXISTING | PLAYBOY | 14192 | BEVERLY | 5201 | D | NO | SCE | THREE | UNKNOWN | 16KV | LOW 9 | UNKNOWN | MB | UNKNOWN | UNKNOWN |  |  | SYSTEM | 2015-05-04 | manthak |  |  | EL NIDO | METRO WEST | 2181200 | 5 | 2216848 | S | N | Y | 117 | -1 | I | 1961-07-01 |  | D |  | 28050011 | 28179704;28179705 |  |  |  | :14192 | 14192:14192 | main_exi_3_route_oh | CIRCUIT_BREAKER |  |  |  |  | 18.88 | 3 |  | 504449 |  | [MDSYS.SDO_GEOMETRY]
60909370 | 28089737 | EXISTING | BALDWIN | 1000 | EATON | 5115 | D | NO | SCE | THREE | UNKNOWN | 16KV | LOW 2 | UNKNOWN | MB | UNKNOWN | UNKNOWN |  |  | SYSTEM | 2015-02-05 | attadas |  | CONSOLIDATED | MESA | METRO EAST | 2136553 |  | 2214374 | S | Y | N |  | -1 | I | 1950-01-01 |  | D |  | 28089747 | 28229350;28229351 |  | 69119963 |  | :01000 | 01000:01000 | main_exi_3_route_oh | CIRCUIT_BREAKER |  |  |  |  | -1.78 | 3 |  | 504449 |  | [MDSYS.SDO_GEOMETRY]
60909371 | 28100132 | EXISTING | NORTHSTAR | 12865 | NORTHSTAR P.T. | 7582 | A | NO | SCE | THREE | UNKNOWN | 12KV | LOW 1 | UNKNOWN | MB | UNKNOWN | UNKNOWN |  |  | SYSTEM | 2014-04-05 | merugusn |  | CONSOLIDATED | DEVERS | RURALS | 2181892 |  | 2125749 | N | N | Y | 107 | -1 | I | 1981-09-01 |  | D |  | 28100139 | 28175239;28175240 |  |  |  | :12865 | 12865:12865 | main_exi_3_route_oh | CIRCUIT_BREAKER |  |  |  |  | -1.84 | 3 |  | 504449 |  | [MDSYS.SDO_GEOMETRY]
60909565 | 29728353 | EXISTING | LAWRENCE | 10240 | FULLERTON | 5822 | D | NO | SCE | THREE | UNKNOWN | 12KV | LOW 4 | UNKNOWN | MB | UNKNOWN | UNKNOWN |  |  | SYSTEM | 2014-09-08 | bodduvh |  | CONSOLIDATED | VILLA PARK | ORANGE | 2174578 | 3 | 2217840 | S | N | Y | 131 | -1 | I | 1950-01-01 |  | D |  | 29728360 | 29771395;29771396 |  |  |  | :10240 | 10240:10240 | main_exi_3_route_oh | CIRCUIT_BREAKER |  |  |  |  | 0.39 | 3 |  | 504449 |  | [MDSYS.SDO_GEOMETRY]
60909569 | 29731867 | EXISTING | SPORTSMAN | 16792 | MINARET | 2612 | D | NO | SCE | THREE | UNKNOWN | 12KV | LOW 1 | UNKNOWN | MB | UNKNOWN | UNKNOWN |  |  | SYSTEM | 2014-01-27 | bodduvh |  | CONSOLIDATED | LUGO | RURALS | 2189555 |  | 2273799 | A | N | Y | 234 | -1 | I | 1966-11-01 |  | D |  | 29731877 | 29732282;186055623 |  |  |  | :16792 | 16792:16792 | main_exi_3_route_oh | CIRCUIT_BREAKER |  |  |  |  | -1.83 | 3 |  | 504449 |  | [MDSYS.SDO_GEOMETRY]
60909573 | 29732439 | EXISTING | SPUR | 16825 | PALMDALE | 5564 | D | NO | SCE | THREE | UNKNOWN | 12KV | LOW 4 | UNKNOWN | MB | UNKNOWN | UNKNOWN |  |  | SYSTEM | 2013-11-22 | ramuj |  | CONSOLIDATED | VINCENT | NORTH COAST | 2190844 | 2 | 2212778 | A | Y | N |  | -1 | I | 1982-06-01 |  | D |  | 29732449 | 29902207;29902208 |  |  |  | :16825 | 16825:16825 | main_exi_3_route_oh | CIRCUIT_BREAKER |  |  |  |  | -1.78 | 3 |  | 504449 |  | [MDSYS.SDO_GEOMETRY]
60909574 | 29749590 | EXISTING | CORBY | 4037 | ERIC | 5783 | D | NO | SCE | THREE | UNKNOWN | 12KV | LOW 10 | UNKNOWN | MB | UNKNOWN | UNKNOWN |  |  | SYSTEM | 2015-02-16 | aminencn |  | CONSOLIDATED | LIGHTHIPE | METRO WEST | 2143082 | 2 | 2213182 | A | N | Y | 210 | -1 | I | 1975-07-01 |  | D |  | 29749600 | 29943953;29943954 |  |  |  | :04037 | 04037:04037 | main_exi_3_route_oh | CIRCUIT_BREAKER |  |  |  |  | -1.77 | 3 |  | 504449 |  | [MDSYS.SDO_GEOMETRY]
60909575 | 29757900 | EXISTING | PULLMAN | 14510 | DITMAR | 5246 | D | NO | SCE | THREE | UNKNOWN | 4KV | LOW 5 | UNKNOWN | MB | UNKNOWN | UNKNOWN |  |  | SYSTEM | 2015-04-20 | merugusn |  | CONSOLIDATED | EL NIDO | METRO WEST | 2182042 | 5 | 2212364 | A | N | Y | 203 | -1 | I | 1950-01-01 |  | D |  | 29757910 | 29814494;29814495 |  |  |  | :14510 | 14510:14510 | main_exi_3_route_oh | CIRCUIT_BREAKER |  |  |  |  | -1.76 | 2 |  | 504449 |  | [MDSYS.SDO_GEOMETRY]
60909576 | 29771544 | EXISTING | LAZARO | 10261 | PECHANGA | 8347 | D | NO | SCE | THREE | UNKNOWN | 12KV | LOW 4 | UNKNOWN | MB | UNKNOWN | UNKNOWN |  |  | SYSTEM | 2014-07-12 | simhadk |  | CONSOLIDATED | VALLEY | SAN JACINTO | 2182281 |  | 2216174 | A | N | N |  | -1 | I | 1994-05-31 |  | D |  | 29771551 | 29907504;29907505 |  |  |  | :10261 | 10261:10261 | main_exi_3_route_oh | CIRCUIT_BREAKER |  |  |  |  | -1.82 | 3 |  | 504449 |  | [MDSYS.SDO_GEOMETRY]
60909577 | 29791327 | EXISTING | BEEZWAX | 1380 | BASSETT | 5184 | D | NO | SCE | THREE | UNKNOWN | 12KV | LOW 7 | UNKNOWN | MB | UNKNOWN | UNKNOWN |  |  | SYSTEM | 2014-05-13 | manthak |  | CONSOLIDATED | MIRA LOMA | METRO EAST | 2133178 | 1 | 2216816 | S | Y | N |  | -1 | I | 1956-05-01 |  | D |  | 29791337 | 29864248 |  |  |  | :01380 | 01380:01380 | main_exi_3_route_oh | CIRCUIT_BREAKER |  |  |  |  | -1.78 | 3 |  | 504449 |  | [MDSYS.SDO_GEOMETRY]
60909578 | 29864937 | EXISTING | QUEBEC | 14570 | IMPERIAL | 5772 | D | NO | SCE | THREE | UNKNOWN | 4KV | LOW 14 | UNKNOWN | MB | UNKNOWN | UNKNOWN |  |  | SYSTEM | 2014-12-01 | bessar |  | CONSOLIDATED | LIGHTHIPE | METRO WEST | 2190518 | 3 | 2215400 | S | N | Y | 135 | -1 | I | 1948-12-01 |  | D |  | 29864944 | 29925101;29925102 |  |  |  | :14570 | 14570:14570 | main_exi_3_route_oh | CIRCUIT_BREAKER |  |  |  |  | -1.77 | 3 |  | 504449 |  | [MDSYS.SDO_GEOMETRY]
60909583 | 29887162 | EXISTING | BEECHWOOD | 1385 | ARCHLINE | 5667 | D | NO | SCE | THREE | UNKNOWN | 12KV | LOW 10 | UNKNOWN | MB | UNKNOWN | UNKNOWN |  |  | SYSTEM | 2014-05-23 | bessar |  | CONSOLIDATED | VISTA | DESERT | 2133319 | 2 | 2212994 | S | N | N |  | -1 | I | 1983-06-01 |  | D |  | 29887172 | 30005570;30005571 |  |  |  | :01385 | 01385:01385 | main_exi_3_route_oh | CIRCUIT_BREAKER |  |  |  |  | -1.8 | 3 |  | 504449 |  | [MDSYS.SDO_GEOMETRY]
60909584 | 29891064 | EXISTING | GOPHER | 7445 | WHEATLAND | 5348 | D | NO | SCE | THREE | UNKNOWN | 12KV | LOW 2 | UNKNOWN | MB | UNKNOWN | UNKNOWN |  |  | SYSTEM | 2014-01-07 | bodduvh |  | CONSOLIDATED | SAN JOAQUIN | SAN JOAQUIN | 2161681 |  | 2219524 | A | N | Y | 233 | -1 | I | 1960-05-01 |  | D |  | 29891074 | 29914699 |  |  |  | :07445 | 07445:07445 | main_exi_3_route_oh | CIRCUIT_BREAKER |  |  |  |  | -1.78 | 6 |  | 504449 |  | [MDSYS.SDO_GEOMETRY]
60909585 | 29916138 | EXISTING | GORDON | 7447 | RECTOR | 5033 | D | NO | SCE | THREE | UNKNOWN | 12KV | LOW 17 | UNKNOWN | MB | UNKNOWN | UNKNOWN |  |  | SYSTEM | 2014-04-17 | attadas |  | CONSOLIDATED | SAN JOAQUIN | SAN JOAQUIN | 2164457 |  | 2216322 | M | Y | N |  | -1 | I | 1980-06-01 |  | D |  | 29916148 | 30044422 |  |  |  | :07447 | 07447:07447 | main_exi_3_route_oh | CIRCUIT_BREAKER |  |  |  |  | -1.79 | 3 |  | 504449 |  | [MDSYS.SDO_GEOMETRY]
60909586 | 29928973 | EXISTING | QUEEN | 14580 | INGLEWOOD | 5211 | D | NO | SCE | THREE | UNKNOWN | 4KV | LOW 7 | UNKNOWN | MB | UNKNOWN | UNKNOWN |  |  | SYSTEM | 2015-04-24 | aminencn |  | CONSOLIDATED | EL NIDO | METRO WEST | 2190519 |  | 2212266 | S | N | Y | 104 | -1 | I | 1950-01-01 |  | D |  | 29928983 | 29994224 |  |  |  | :14580 | 14580:14580 | main_exi_3_route_oh | CIRCUIT_BREAKER |  |  |  |  | -1.76 | 3 |  | 504449 |  | [MDSYS.SDO_GEOMETRY]
60909587 | 29929677 | EXISTING | STANDING ROCK | 16925 | RANCHO | 8222 | D | NO | SCE | THREE | UNKNOWN | 12KV | LOW 2 | UNKNOWN | MB | UNKNOWN | UNKNOWN |  |  | SYSTEM | 2014-05-12 | manthak |  | CONSOLIDATED | LUGO | DESERT | 2184711 |  | 2218370 | N | N | Y |  | -1 | I | 1950-01-01 |  | D |  | 29929684 | 30279412;30279413 |  |  |  | :16925 | 16925:16925 | main_exi_3_route_oh | CIRCUIT_BREAKER |  |  |  |  | -1.82 | 4 |  | 504449 |  | [MDSYS.SDO_GEOMETRY]
60909588 | 29941178 | EXISTING | BAHAMA | 977 | BRYAN | 5808 | D | NO | SCE | THREE | UNKNOWN | 12KV | LOW 7 | UNKNOWN | MB | UNKNOWN | UNKNOWN |  |  | SYSTEM | 2014-09-06 | merugusn |  | CONSOLIDATED | VILLA PARK | ORANGE | 2135858 | 1 | 2215480 | A | N | N |  | -1 | I | 1993-04-23 |  | D |  | 29941188 | 30140755;30140756 |  |  |  | :00977 | 00977:00977 | main_exi_3_route_oh | CIRCUIT_BREAKER |  |  |  |  | 0.38 | 2 |  | 504449 |  | [MDSYS.SDO_GEOMETRY]
60909589 | 29945998 | EXISTING | CORD | 4040 | BEVERLY | 5201 | D | NO | SCE | THREE | UNKNOWN | 4KV | LOW 17 | UNKNOWN | MB | UNKNOWN | UNKNOWN |  |  | SYSTEM | 2015-03-13 | bessar |  | CONSOLIDATED | MESA | METRO WEST | 2159326 | 3 | 2219196 | A | N | Y | 228 | -1 | I | 1950-01-01 |  | D |  | 29946008 | 30071855 |  |  |  | :04040 | 04040:04040 | main_exi_3_route_oh | CIRCUIT_BREAKER |  |  |  |  | -1.76 | 3 |  | 504449 |  | [MDSYS.SDO_GEOMETRY]
60909590 | 29948057 | EXISTING | LEAD | 10262 | LIMESTONE | 8804 | D | NO | SCE | THREE | UNKNOWN | 12KV | LOW 2 | UNKNOWN | MB | UNKNOWN | UNKNOWN |  |  | SYSTEM | 2014-12-12 | manthak |  | CONSOLIDATED | ELLIS | ORANGE | 2174771 | 4 | 2220828 | A | Y | N |  | -1 | I | 1980-06-01 |  | D |  | 29948067 | 30120316;30120317 |  |  |  | :10262 | 10262:10262 | main_exi_3_route_oh | CIRCUIT_BREAKER |  |  |  |  | -1.79 | 3 |  | 504449 |  | [MDSYS.SDO_GEOMETRY]
60909591 | 29956481 | EXISTING | ONION | 13178 | BLYTHE CITY | 8113 | D | NO | SCE | THREE | UNKNOWN | 12KV | LOW 4 | UNKNOWN | MB | UNKNOWN | UNKNOWN |  |  | SYSTEM | 2014-05-08 | manthak |  | CONSOLIDATED | DEVERS | RURALS | 2189703 |  | 2220602 | A | N | N |  | -1 | I | 1983-03-01 |  | D |  | 29956491 | 30103521 |  |  |  | :13178 | 13178:13178 | main_exi_3_route_oh | CIRCUIT_BREAKER |  |  |  |  | -1.95 | 3 |  | 504449 |  | [MDSYS.SDO_GEOMETRY]
60909592 | 29994381 | EXISTING | QUICKSILVER | 14586 | CREST | 5264 | D | NO | SCE | THREE | UNKNOWN | 16KV | LOW 4 | UNKNOWN | MB | UNKNOWN | UNKNOWN |  |  | SYSTEM | 2015-06-05 | merugusn |  |  | EL NIDO | METRO WEST | 2190523 |  | 2217012 | A | N | Y | 223 | -1 | I | 1960-11-01 |  | D |  | 29994391 | 30195943;30195944 |  | 140770345 |  | :14586 | 14586:14586 | main_exi_3_route_oh | CIRCUIT_BREAKER |  |  |  |  | -1.75 | 3 |  | 504449 |  | [MDSYS.SDO_GEOMETRY]
60909593 | 30031236 | EXISTING | BELARDO | 1397 | PALM SPRINGS | 8124 | D | NO | SCE | THREE | UNKNOWN | 4KV | LOW 3 | UNKNOWN | MB | UNKNOWN | UNKNOWN |  |  | SYSTEM | 2014-05-09 | attadas |  | CONSOLIDATED | DEVERS | DESERT | 2130798 | 1 | 2218288 | A | N | N |  | -1 | I | 1950-01-01 |  | D |  | 30031240 | 30051176 |  |  |  | :01397 | 01397:01397 | main_exi_3_route_oh | CIRCUIT_BREAKER |  |  |  |  | -1.85 | 3 |  | 504449 |  | [MDSYS.SDO_GEOMETRY]
60909594 | 30051471 | EXISTING | BELDON | 1400 | AMALIA | 5104 | D | NO | SCE | THREE | UNKNOWN | 4KV | LOW 2 | UNKNOWN | MB | UNKNOWN | UNKNOWN |  |  | SYSTEM | 2014-10-21 | punukos |  | CONSOLIDATED | MESA | METRO EAST | 2130989 |  | 2212032 | A | N | N |  | -1 | I | 1950-01-01 |  | D |  | 30051478 | 30081104 |  |  |  | :01400 | 01400:01400 | main_exi_3_route_oh | CIRCUIT_BREAKER |  |  |  |  | -1.77 | 3 |  | 504449 |  | [MDSYS.SDO_GEOMETRY]
60909600 | 30063748 | EXISTING | GRANDAD | 7480 | CASITAS | 5504 | D | NO | SCE | THREE | UNKNOWN | 16KV | LOW 4 | UNKNOWN | MB | UNKNOWN | UNKNOWN |  |  | SYSTEM | 2013-12-08 | manthak |  | CONSOLIDATED | SANTA CLARA | NORTH COAST | 2152931 |  | 2214878 | S | Y | N |  | -1 | I | 1950-01-01 |  | D |  | 30063755 | 30090866 |  |  |  | :07480 | 07480:07480 | main_exi_3_route_oh | CIRCUIT_BREAKER |  |  |  |  | -1.73 | 4 |  | 504449 |  | [MDSYS.SDO_GEOMETRY]
60909601 | 30072078 | EXISTING | CORNISH | 4070 | LYNWOOD | 5731 | D | NO | SCE | THREE | UNKNOWN | 4KV | LOW 5 | UNKNOWN | MB | UNKNOWN | UNKNOWN |  |  | SYSTEM | 2015-01-16 | manthak |  | CONSOLIDATED | LIGHTHIPE | METRO WEST | 2143085 | 2 | 2219998 | A | Y | N |  | -1 | I | 1980-10-01 |  | D |  | 30072088 | 30176061;30176062 |  |  |  | :04070 | 04070:04070 | main_exi_3_route_oh | CIRCUIT_BREAKER |  |  |  |  | -1.77 | 3 |  | 504449 |  | [MDSYS.SDO_GEOMETRY]
60909602 | 30081447 | EXISTING | BELLTOWN | 1425 | WEST RIVERSIDE | 8265 | D | NO | SCE | THREE | UNKNOWN | 33KV | LOW 2 | UNKNOWN | MB | UNKNOWN | UNKNOWN |  |  | SYSTEM | 2014-05-10 | merugusn |  | CONSOLIDATED | VISTA | DESERT | 2133322 |  | 2273831 | A | N | N |  | -1 | I | 2003-05-16 |  | D |  | 30081451 | 30081664;30081665 |  |  |  | :01425 | 01425:01425 | main_exi_3_route_oh | CIRCUIT_BREAKER |  |  |  |  | -1.81 | 2 |  | 504449 |  | [MDSYS.SDO_GEOMETRY]
60909603 | 30082887 | EXISTING | BEMIS | 1440 | COLTON | 5610 | D | NO | SCE | THREE | UNKNOWN | 12KV | LOW 7 | UNKNOWN | MB | UNKNOWN | UNKNOWN |  |  | SYSTEM | 2014-03-10 | simhadk |  | CONSOLIDATED | VISTA | DESERT | 2136883 |  | 2212868 | M | N | Y | 112 | -1 | I | 1950-01-01 |  | D |  | 30082891 | 30083202;30083203 |  |  |  | :01440 | 01440:01440 | main_exi_3_route_oh | CIRCUIT_BREAKER |  |  |  |  | -1.81 | 3 |  | 504449 |  | [MDSYS.SDO_GEOMETRY]
60909605 | 30111745 | EXISTING | BENCH | 1470 | YUCAIPA | 5636 | D | NO | SCE | THREE | UNKNOWN | 12KV | LOW 6 | UNKNOWN | MB | UNKNOWN | UNKNOWN |  |  | SYSTEM | 2014-04-14 | kallurr |  | CONSOLIDATED | VISTA | DESERT | 2144232 |  | 2219838 | S | N | Y | 119 | -1 | I | 1950-01-01 |  | D |  | 30111752 | 30234619;30234620 |  |  |  | :01470 | 01470:01470 | main_exi_3_route_oh | CIRCUIT_BREAKER |  |  |  |  | -1.82 | 3 |  | 504449 |  | [MDSYS.SDO_GEOMETRY]
60909606 | 30122025 | EXISTING | LEAR | 10269 | STETSON | 8095 | D | NO | SCE | THREE | UNKNOWN | 12KV | LOW 6 | UNKNOWN | MB | UNKNOWN | UNKNOWN |  |  | SYSTEM | 2014-08-26 | rajendrs |  | CONSOLIDATED | VALLEY | SAN JACINTO | 2182282 | 2 | 2218248 | A | N | Y | 223 | -1 | I | 1982-06-01 |  | D |  | 30122035 | 30312422;30312423 |  |  |  | :10269 | 10269:10269 | main_exi_3_route_oh | CIRCUIT_BREAKER |  |  |  |  | -1.82 | 3 |  | 504449 |  | [MDSYS.SDO_GEOMETRY]
60909607 | 30122928 | EXISTING | OPPORTUNITY | 13194 | RUSH | 5116 | D | NO | SCE | THREE | UNKNOWN | 16KV | LOW 7 | UNKNOWN | MB | UNKNOWN | UNKNOWN |  |  | SYSTEM | 2015-02-19 | merugusn |  | CONSOLIDATED | MESA | METRO EAST | 2189704 | 2 | 2212060 | A | N | Y | 235 | -1 | I | 1969-08-01 |  | D |  | 30122938 | 30207273;30207274 |  |  |  | :13194 | 13194:13194 | main_exi_3_route_oh | CIRCUIT_BREAKER |  |  |  |  | -1.77 | 3 |  | 504449 |  | [MDSYS.SDO_GEOMETRY]
60909608 | 30139525 | EXISTING | GRANITE | 7490 | PORTERVILLE | 5323 | D | NO | SCE | THREE | UNKNOWN | 12KV | LOW 5 | UNKNOWN | MB | UNKNOWN | UNKNOWN |  |  | SYSTEM | 2014-01-09 | manthak |  | CONSOLIDATED | SAN JOAQUIN | SAN JOAQUIN | 2164644 | 2 | 2212530 | A | N | Y | 212 | -1 | I | 1950-01-01 |  | D |  | 30139535 | 30393062;30393063 |  |  |  | :07490 | 07490:07490 | main_exi_3_route_oh | CIRCUIT_BREAKER |  |  |  |  | -1.79 | 3 |  | 504449 |  | [MDSYS.SDO_GEOMETRY]
60909615 | 30142062 | EXISTING | BAJA | 978 | BREA | 8802 | D | NO | SCE | THREE | UNKNOWN | 12KV | LOW 5 | UNKNOWN | MB | UNKNOWN | UNKNOWN |  |  | SYSTEM | 2014-09-09 | bessar |  | CONSOLIDATED | VILLA PARK | ORANGE | 2136049 |  | 2216194 | A | N | N |  | -1 | I | 1985-10-01 |  | D |  | 30142069 | 30296253;30296254 |  |  |  | :00978 | 00978:00978 | main_exi_3_route_oh | CIRCUIT_BREAKER |  |  |  |  | 0.38 | 2 |  | 504449 |  | [MDSYS.SDO_GEOMETRY]
60909616 | 30222923 | EXISTING | QUINCY | 14590 | BROADWAY | 5768 | D | NO | SCE | THREE | UNKNOWN | 4KV | LOW 8 | UNKNOWN | MB | UNKNOWN | UNKNOWN |  |  | SYSTEM | 2014-12-17 | aminencn |  | CONSOLIDATED | LIGHTHIPE | METRO WEST | 2182109 |  | 2220054 | A | N | Y | 224 | -1 | I | 1965-08-01 |  | D |  | 30222933 | 30273899;30273900 |  |  |  | :14590 | 14590:14590 | main_exi_3_route_oh | CIRCUIT_BREAKER |  |  |  |  | -1.77 | 3 |  | 504449 |  | [MDSYS.SDO_GEOMETRY]
60909617 | 30239929 | EXISTING | CORRAL | 4090 | BELMONT | 5706 | D | NO | SCE | THREE | UNKNOWN | 4KV | LOW 1 | UNKNOWN | MB | UNKNOWN | UNKNOWN |  |  | SYSTEM | 2014-11-26 | merugusn |  | CONSOLIDATED | LIGHTHIPE | METRO WEST | 2163358 |  | 2219932 | A | N | Y |  | -1 | I | 2021-11-01 |  | D |  | 30239939 | 30286262 |  |  |  | :04090 | 04090:04090 | main_exi_3_route_oh | CIRCUIT_BREAKER |  |  |  |  | -1.77 | 3 |  | 504449 |  | [MDSYS.SDO_GEOMETRY]
60909618 | 30247340 | EXISTING | BENDER | 1480 | DALTON | 5188 | D | NO | SCE | THREE | UNKNOWN | 12KV | LOW 8 | UNKNOWN | MB | UNKNOWN | UNKNOWN |  |  | SYSTEM | 2014-11-15 | punukos |  | CONSOLIDATED | MESA | METRO EAST | 2136884 |  | 2216828 | M | N | Y | 108 | -1 | I | 1950-01-01 |  | D |  | 30247347 | 30345754;30345755 |  |  |  | :01480 | 01480:01480 | main_exi_3_route_oh | CIRCUIT_BREAKER |  |  |  |  | 78.54 | 3 |  | 504449 |  | [MDSYS.SDO_GEOMETRY]
60909624 | 30260021 | EXISTING | ORO VISTA | 13268 | SUBSTATION 72 | 4197 | F | NO | SCE | THREE | UNKNOWN | 4.8KV | LOW 1 | UNKNOWN | MB | UNKNOWN | UNKNOWN |  |  | SYSTEM | 2014-11-12 | yallasv |  | CONSOLIDATED | LUGO | METRO EAST | 2178757 |  | 2274097 | N | N | N |  | -1 | I | 1968-10-01 |  | D |  | 30260031 | 30260120 |  |  |  | :13268 | 13268:13268 | main_exi_3_route_oh | CIRCUIT_BREAKER |  |  |  |  | -1.77 | 4.5 |  | 504449 |  | [MDSYS.SDO_GEOMETRY]
60909625 | 30260292 | EXISTING | OSTRAN | 13320 | ONTARIO | 5625 | D | NO | SCE | THREE | UNKNOWN | 4KV | LOW 2 | UNKNOWN | MB | UNKNOWN | UNKNOWN |  |  | SYSTEM | 2014-07-10 | yallasv |  | CONSOLIDATED | MIRA LOMA | METRO EAST | 2179002 |  | 2215130 | A | N | Y | 227 | -1 | I | 1950-01-01 |  | D |  | 30260302 | 30307549 |  |  |  | :13320 | 13320:13320 | main_exi_3_route_oh | CIRCUIT_BREAKER |  |  |  |  | -1.79 | 3 |  | 504449 |  | [MDSYS.SDO_GEOMETRY]
60909626 | 30276421 | EXISTING | RADFORD | 14610 | CYPRESS | 5837 | D | NO | SCE | THREE | UNKNOWN | 12KV | LOW 2 | UNKNOWN | MB | UNKNOWN | UNKNOWN |  |  | SYSTEM | 2017-09-22 | maxwelbw |  | CONSOLIDATED | LIGHTHIPE | METRO WEST | 2182930 |  | 2217874 | S | Y | N |  | -1 | I | 1950-01-01 |  | D |  | 30276428 | 30516160 |  |  |  | :14610 | 14610:14610 | main_exi_3_route_oh | CIRCUIT_BREAKER |  |  |  |  | 0.39 | 3 |  | 504449 |  | [MDSYS.SDO_GEOMETRY]
60909627 | 30286608 | EXISTING | CORRINE | 4103 | LOS CERRITOS | 5738 | D | NO | SCE | THREE | UNKNOWN | 4KV | LOW 11 | UNKNOWN | MB | UNKNOWN | UNKNOWN |  |  | SYSTEM | 2017-10-09 | maxwelbw |  | CONSOLIDATED | LIGHTHIPE | METRO WEST | 2163540 |  | 2217658 | A | N | Y | 216 | -1 | I | 1963-12-01 |  | D |  | 30286615 | 30342278 |  |  |  | :04103 | 04103:04103 | main_exi_3_route_oh | CIRCUIT_BREAKER |  |  |  |  | -1.76 | 3 |  | 504449 |  | [MDSYS.SDO_GEOMETRY]
60909628 | 30297428 | EXISTING | BALBOA | 980 | CROWN | 5818 | D | NO | SCE | THREE | UNKNOWN | 12KV | LOW 1 | UNKNOWN | MB | UNKNOWN | UNKNOWN |  |  | SYSTEM | 2014-10-28 | yallasv |  | CONSOLIDATED | ELLIS | ORANGE | 2136050 | 1 | 2217826 | S | N | Y | 105 | -1 | I | 1950-01-01 |  | D |  | 30297435 | 30373842;30373843;30373844 |  |  |  | :00980 | 00980:00980 | main_exi_3_route_oh | CIRCUIT_BREAKER |  |  |  |  | -1.78 | 3 |  | 504449 |  | [MDSYS.SDO_GEOMETRY]
60909629 | 30306653 | EXISTING | STANWOOD | 16930 | SANTA BARBARA | 5531 | D | NO | SCE | THREE | UNKNOWN | 16KV | LOW 4 | UNKNOWN | MB | UNKNOWN | UNKNOWN |  |  | SYSTEM | 2013-10-30 | bodduvh |  | CONSOLIDATED | GOLETA | NORTH COAST | 2186786 |  | 2212706 | S | N | Y | 124 | -1 | I | 1950-01-01 |  | D |  | 30306657 | 30505716;30505717 |  |  |  | :16930 | 16930:16930 | main_exi_3_route_oh | CIRCUIT_BREAKER |  |  |  |  | -1.72 | 3 |  | 504449 |  | [MDSYS.SDO_GEOMETRY]
60909630 | 30309587 | EXISTING | OTTOWA | 13344 | RIO HONDO | 5013 | D | NO | SCE | THREE | UNKNOWN | 12KV | LOW 21 | UNKNOWN | MB | UNKNOWN | UNKNOWN |  |  | SYSTEM | 2017-10-11 | krumwimg |  | CONSOLIDATED | MESA | METRO EAST | 2182531 |  | 2218550 | A | N | Y | 244 | -1 | I | 1971-07-01 |  | D |  | 30309597 | 30490325 |  |  |  | :13344 | 13344:13344 | main_exi_3_route_oh | CIRCUIT_BREAKER |  |  |  |  | -1.78 | 3 |  | 504449 |  | [MDSYS.SDO_GEOMETRY]
60909631 | 30314188 | EXISTING | LECHE | 10276 | BORREGO | 5887 | D | NO | SCE | THREE | UNKNOWN | 12KV | LOW 6 | UNKNOWN | MB | UNKNOWN | UNKNOWN |  |  | SYSTEM | 2018-01-12 | thompsma |  | CONSOLIDATED | ELLIS | ORANGE | 2182284 |  | 2213386 | A | Y | N |  | -1 | I | 1969-05-01 |  | D |  | 30314195 | 30456814 |  |  |  | :10276 | 10276:10276 | main_exi_3_route_oh | CIRCUIT_BREAKER |  |  |  |  | 101.18 | 3 |  | 504449 |  | [MDSYS.SDO_GEOMETRY]
60909632 | 30344388 | EXISTING | FLOTILLA | 4110 | VAIL | 5175 | D | NO | SCE | THREE | UNKNOWN | 16KV | LOW 6 | UNKNOWN | MB | UNKNOWN | UNKNOWN |  |  | SYSTEM | 2015-03-12 | manthak |  | CONSOLIDATED | LIGHTHIPE | METRO WEST | 2141575 | 2 | 2216804 | S | N | Y | 119 | -1 | I | 1969-04-01 |  | D |  | 30344398 | 30463089 |  |  |  | :04110 | 04110:04110 | main_exi_3_route_oh | CIRCUIT_BREAKER |  |  |  |  | -1.77 | 3 |  | 504449 |  | [MDSYS.SDO_GEOMETRY]
60909450 | 28821743 | EXISTING | NUSBAUM | 12918 | INDIAN WELLS | 8345 | D | NO | SCE | THREE | UNKNOWN | 12KV | LOW 7 | UNKNOWN | MB | UNKNOWN | UNKNOWN |  |  | SYSTEM | 2017-12-29 | murilljl |  | CONSOLIDATED | DEVERS | DESERT | 2187388 |  | 2218478 | A | N | N |  | -1 | I | 1967-05-01 |  | D |  | 28821750 | 28984885 |  |  |  | :12918 | 12918:12918 | main_exi_3_route_oh | CIRCUIT_BREAKER |  |  |  |  | -1.86 | 2 |  | 504449 |  | [MDSYS.SDO_GEOMETRY]
60909456 | 28846148 | EXISTING | SOLA | 16610 | MODOC | 5520 | D | NO | SCE | THREE | UNKNOWN | 4KV | LOW 5 | UNKNOWN | MB | UNKNOWN | UNKNOWN |  |  | SYSTEM | 2013-10-31 | simhadk |  | CONSOLIDATED | GOLETA | NORTH COAST | 2184321 |  | 2214922 | A | Y | N |  | -1 | I | 1950-01-01 |  | D |  | 28846158 | 28870783 |  |  |  | :16610 | 16610:16610 | main_exi_3_route_oh | CIRCUIT_BREAKER |  |  |  |  | -1.71 | 3 |  | 504449 |  | [MDSYS.SDO_GEOMETRY]
60909457 | 28849513 | EXISTING | BARBARA | 1079 | LARK ELLEN | 5192 | D | NO | SCE | THREE | UNKNOWN | 12KV | LOW 4 | UNKNOWN | MB | UNKNOWN | UNKNOWN |  |  | SYSTEM | 2014-06-28 | attiliv |  | CONSOLIDATED | MESA | METRO EAST | 2143431 |  | 2219172 | A | N | Y | 215 | -1 | I | 1950-01-01 |  | D |  | 28849520 | 28936849;28936850 |  |  |  | :01079 | 01079:01079 | main_exi_3_route_oh | CIRCUIT_BREAKER |  |  |  |  | -1.78 | 3 |  | 504449 |  | [MDSYS.SDO_GEOMETRY]
60909458 | 28873199 | EXISTING | GEMINI | 7147 | TIEFORT | 8047 | D | NO | SCE | THREE | UNKNOWN | 33KV | LOW 1 | UNKNOWN | MB | UNKNOWN | UNKNOWN |  |  | SYSTEM | 2014-03-06 | aminencn |  | CONSOLIDATED | LUGO | RURALS | 2152738 |  | 2215834 | A | N | N |  | -1 | I | 1966-05-01 |  | D |  | 28873206 | 28874291;28874292 |  |  |  | :07147 | 07147:07147 | main_exi_3_route_oh | CIRCUIT_BREAKER |  |  |  |  | 27.61 | 10 |  | 504449 |  | [MDSYS.SDO_GEOMETRY]
60909460 | 28876453 | EXISTING | GIDDINGS | 7210 | VISALIA | 5331 | D | NO | SCE | THREE | UNKNOWN | 12KV | LOW 5 | UNKNOWN | MB | UNKNOWN | UNKNOWN |  |  | SYSTEM | 2014-02-07 | eadsrl |  | CONSOLIDATED | SAN JOAQUIN | SAN JOAQUIN | 2156932 |  | 2212548 | S | Y | N |  | -1 | I | 1958-01-01 |  | D |  | 28876463 | 28982841 |  |  |  | :07210 | 07210:07210 | main_exi_3_route_oh | CIRCUIT_BREAKER |  |  |  |  | -1.79 | 3 |  | 504449 |  | [MDSYS.SDO_GEOMETRY]
60909465 | 28885890 | EXISTING | ASH | 790 | FULLERTON | 5822 | D | NO | SCE | THREE | UNKNOWN | 4KV | LOW 10 | UNKNOWN | MB | UNKNOWN | UNKNOWN |  |  | SYSTEM | 2017-09-20 | thompsma |  | CONSOLIDATED | VILLA PARK | ORANGE | 2135653 |  | 2215532 | S | N | Y | 131 | -1 | I | 1950-01-01 |  | D |  | 28885897 | 28925883 |  |  |  | :00790 | 00790:00790 | main_exi_3_route_oh | CIRCUIT_BREAKER |  |  |  |  | 0.39 | 3 |  | 504449 |  | [MDSYS.SDO_GEOMETRY]
60909466 | 28904118 | EXISTING | LAKELAND | 9994 | ELSINORE | 8343 | D | NO | SCE | THREE | UNKNOWN | 12KV | LOW 5 | UNKNOWN | MB | UNKNOWN | UNKNOWN |  |  | SYSTEM | 2014-10-20 | merugusn |  | CONSOLIDATED | VALLEY | SAN JACINTO | 2164250 |  | 2213864 | A | N | N |  | -1 | I | 2003-09-05 |  | D |  | 28904125 | 28904260;70957089 |  |  |  | :09994 | 09994:09994 | main_exi_3_route_oh | CIRCUIT_BREAKER |  |  |  |  | -1.81 | 3 |  | 504449 |  | [MDSYS.SDO_GEOMETRY]
60909467 | 28928459 | EXISTING | ASTROLOGY | 816 | ESTRELLA | 5865 | D | NO | SCE | THREE | UNKNOWN | 12KV | LOW 7 | UNKNOWN | MB | UNKNOWN | UNKNOWN |  |  | SYSTEM | 2014-09-09 | yallasv |  | CONSOLIDATED | ELLIS | ORANGE | 2130213 | 4 | 2213342 | A | N | N |  | -1 | I | 1985-06-01 |  | D |  | 28928469 | 28962691 |  |  |  | :00816 | 00816:00816 | main_exi_3_route_oh | CIRCUIT_BREAKER |  |  |  |  | 0.38 | 3 |  | 504449 |  | [MDSYS.SDO_GEOMETRY]
60909468 | 28944125 | EXISTING | PRINCE | 14418 | CALDEN | 5750 | D | NO | SCE | THREE | UNKNOWN | 16KV | LOW 1 | UNKNOWN | MB | UNKNOWN | UNKNOWN |  |  | SYSTEM | 2015-02-16 | aminencn |  | CONSOLIDATED | LIGHTHIPE | METRO WEST | 2185399 |  | 2217678 | A | Y | N |  | -1 | I | 1966-07-01 |  | D |  | 28944135 | 29019981;29019982 |  |  |  | :14418 | 14418:14418 | main_exi_3_route_oh | CIRCUIT_BREAKER |  |  |  |  | -1.77 | 3 |  | 504449 |  | [MDSYS.SDO_GEOMETRY]
60909469 | 28947797 | EXISTING | BARDO | 1095 | MERCED | 5193 | D | NO | SCE | THREE | UNKNOWN | 12KV | LOW 2 | UNKNOWN | MB | UNKNOWN | UNKNOWN |  |  | SYSTEM | 2014-05-13 | simhadk |  | CONSOLIDATED | MIRA LOMA | METRO EAST | 2130600 | 1 | 2214522 | S | N | Y | 106 | -1 | I | 1959-08-01 |  | D |  | 28947807 | 29029830;29029831 |  |  |  | :01095 | 01095:01095 | main_exi_3_route_oh | CIRCUIT_BREAKER |  |  |  |  | -1.78 | 3 |  | 504449 |  | [MDSYS.SDO_GEOMETRY]
60909470 | 28962827 | EXISTING | ATRIUM | 843 | CROWN | 5818 | D | NO | SCE | THREE | UNKNOWN | 12KV | LOW 9 | UNKNOWN | MB | UNKNOWN | UNKNOWN |  |  | SYSTEM | 2014-09-15 | kallurr |  | CONSOLIDATED | ELLIS | ORANGE | 2135850 | 2 | 2217826 | A | N | Y | 126 | -1 | I | 1985-12-01 |  | D |  | 28962837 | 29038750;29038751;29038752 |  |  |  | :00843 | 00843:00843 | main_exi_3_route_oh | CIRCUIT_BREAKER |  |  |  |  | -1.78 | 3 |  | 504449 |  | [MDSYS.SDO_GEOMETRY]
60909476 | 28966768 | EXISTING | SORRENTO | 16695 | VALDEZ | 5236 | D | NO | SCE | THREE | UNKNOWN | 16KV | LOW 3 | UNKNOWN | MB | UNKNOWN | UNKNOWN |  |  | SYSTEM | 2013-12-31 | simhadk |  | CONSOLIDATED | MOORPARK | NORTH COAST | 2189488 | 2 | 2212338 | A | N | Y | 233 | -1 | I | 1985-02-01 |  | D |  | 28966778 | 29166818 |  |  |  | :16695 | 16695:16695 | main_exi_3_route_oh | CIRCUIT_BREAKER |  |  |  |  | -1.75 | 3 |  | 504449 |  | [MDSYS.SDO_GEOMETRY]
60909477 | 28970336 | EXISTING | CONCOURSE | 3903 | VAIL | 5175 | D | NO | SCE | THREE | UNKNOWN | 16KV | LOW 2 | UNKNOWN | MB | UNKNOWN | UNKNOWN |  |  | SYSTEM | 2017-12-04 | maxwelbw |  |  | LIGHTHIPE | METRO WEST | 2159136 | 2 | 2216804 | S | Y | N |  | -1 | I | 1965-10-01 |  | D |  | 28970343 | 29043894 |  |  |  | :03903 | 03903:03903 | main_exi_3_route_oh | CIRCUIT_BREAKER |  |  |  |  | -1.77 | 3 |  | 504449 |  | [MDSYS.SDO_GEOMETRY]
60909478 | 28987637 | EXISTING | OAK GLEN | 12960 | YUCAIPA | 5636 | D | NO | SCE | THREE | UNKNOWN | 12KV | LOW 4 | UNKNOWN | MB | UNKNOWN | UNKNOWN |  |  | SYSTEM | 2014-05-16 | punukos |  | CONSOLIDATED | VISTA | DESERT | 2178595 |  | 2219838 | S | Y | N |  | -1 | I | 1950-01-01 |  | D |  | 28987644 | 29312146;166123953 |  | 29221623 |  | :12960 | 12960:12960 | main_exi_3_route_oh | CIRCUIT_BREAKER |  |  |  |  | -1.82 | 3 |  | 504449 |  | [MDSYS.SDO_GEOMETRY]
60909479 | 28989032 | EXISTING | GILL | 7240 | VENIDA | 5330 | D | NO | SCE | THREE | UNKNOWN | 12KV | LOW 5 | UNKNOWN | MB | UNKNOWN | UNKNOWN |  |  | SYSTEM | 2014-01-08 | merugusn |  | CONSOLIDATED | SAN JOAQUIN | SAN JOAQUIN | 2156934 |  | 2217116 | S | Y | N |  | -1 | I | 1950-01-01 |  | D |  | 28989042 | 29088000;29088001 |  |  |  | :07240 | 07240:07240 | main_exi_3_route_oh | CIRCUIT_BREAKER |  |  |  |  | -1.79 | 3 |  | 504449 |  | [MDSYS.SDO_GEOMETRY]
60909480 | 29009375 | EXISTING | LANDMARK | 10044 | ALESSANDRO | 8024 | D | NO | SCE | THREE | UNKNOWN | 12KV | LOW 14 | UNKNOWN | MB | UNKNOWN | UNKNOWN |  |  | SYSTEM | 2014-07-12 | merugusn |  | CONSOLIDATED | VALLEY | SAN JACINTO | 2168121 | 4 | 2218086 | A | N | N |  | -1 | I | 1992-06-08 |  | D |  | 29009385 | 29140801;29140802 |  |  |  | :10044 | 10044:10044 | main_exi_3_route_oh | CIRCUIT_BREAKER |  |  |  |  | -1.81 | 3 |  | 504449 |  | [MDSYS.SDO_GEOMETRY]
60909481 | 29022143 | EXISTING | PRIORY | 14425 | GAGE | 5770 | D | NO | SCE | THREE | UNKNOWN | 4KV | LOW 3 | UNKNOWN | MB | UNKNOWN | UNKNOWN |  |  | SYSTEM | 2017-09-29 | maxwelbw |  | CONSOLIDATED | LIGHTHIPE | METRO WEST | 2185400 |  | 2220058 | A | N | N |  | -1 | I | 1960-08-01 |  | D |  | 29022153 | 29084574 |  |  |  | :14425 | 14425:14425 | main_exi_3_route_oh | CIRCUIT_BREAKER |  |  |  |  | -1.77 | 3 |  | 504449 |  | [MDSYS.SDO_GEOMETRY]
60909482 | 29031149 | EXISTING | BARLEY FLATS | 1100 | LA CANADA | 5130 | D | NO | SCE | THREE | UNKNOWN | 16KV | LOW 3 | UNKNOWN | MB | UNKNOWN | UNKNOWN |  |  | SYSTEM | 2015-01-02 | aminencn |  | CONSOLIDATED | MESA | METRO EAST | 2136699 |  | 2219040 | A | N | Y | 243 | -1 | I | 1950-01-01 |  | D |  | 29031159 | 29137396 |  | 29116712 |  | :01100 | 01100:01100 | main_exi_3_route_oh | CIRCUIT_BREAKER |  |  |  |  | -1.77 | 2.5 |  | 504449 |  | [MDSYS.SDO_GEOMETRY]
60909483 | 29039251 | EXISTING | AUDUBON | 861 | ONEILL | 8810 | D | NO | SCE | THREE | UNKNOWN | 12KV | LOW 9 | UNKNOWN | MB | UNKNOWN | UNKNOWN |  |  | SYSTEM | 2014-12-15 | kallurr |  | CONSOLIDATED | ELLIS | ORANGE | 2130217 |  | 2216200 | A | N | N |  | -1 | I | 1993-06-14 |  | D |  | 29039258 | 29218263;29218264;29218265 |  |  |  | :00861 | 00861:00861 | main_exi_3_route_oh | CIRCUIT_BREAKER |  |  |  |  | -1.79 | 3 |  | 504449 |  | [MDSYS.SDO_GEOMETRY]
60909484 | 29085962 | EXISTING | PROSPECT | 14460 | NAPLES | 5740 | D | NO | SCE | THREE | UNKNOWN | 4KV | LOW 6 | UNKNOWN | MB | UNKNOWN | UNKNOWN |  |  | SYSTEM | 2015-02-09 | manthak |  | CONSOLIDATED | LIGHTHIPE | METRO WEST | 2181961 |  | 2220020 | A | N | Y | 239 | -1 | I | 1950-01-01 |  | D |  | 29085972 | 29150062;29150063 |  |  |  | :14460 | 14460:14460 | main_exi_3_route_oh | CIRCUIT_BREAKER |  |  |  |  | -1.77 | 3 |  | 504449 |  | [MDSYS.SDO_GEOMETRY]
60909485 | 29090084 | EXISTING | GILLETTE | 7250 | STRATHMORE | 5325 | D | NO | SCE | THREE | UNKNOWN | 12KV | LOW 4 | UNKNOWN | MB | UNKNOWN | UNKNOWN |  |  | SYSTEM | 2014-01-07 | simhadk |  | CONSOLIDATED | SAN JOAQUIN | SAN JOAQUIN | 2156936 |  | 2217102 | S | N | Y | 130 | -1 | I | 1950-01-01 |  | D |  | 29090094 | 29169346 |  |  |  | :07250 | 07250:07250 | main_exi_3_route_oh | CIRCUIT_BREAKER |  |  |  |  | -1.79 | 3 |  | 504449 |  | [MDSYS.SDO_GEOMETRY]
60909491 | 29095075 | EXISTING | CONGRESS | 3935 | CORNUTA | 5723 | D | NO | SCE | THREE | UNKNOWN | 12KV | LOW 5 | UNKNOWN | MB | UNKNOWN | UNKNOWN |  |  | SYSTEM | 2015-02-24 | bodduvh |  | CONSOLIDATED | LIGHTHIPE | METRO WEST | 2142909 |  | 2215298 | A | Y | N |  | -1 | I | 1965-10-01 |  | D |  | 29095085 | 29129336;29129337 |  |  |  | :03935 | 03935:03935 | main_exi_3_route_oh | CIRCUIT_BREAKER |  |  |  |  | -1.77 | 3 |  | 504449 |  | [MDSYS.SDO_GEOMETRY]
60909492 | 29141802 | EXISTING | LANGLEY | 10046 | ELLIS | 5086 | D | NO | SCE | THREE | UNKNOWN | 12KV | LOW 22 | UNKNOWN | MB | UNKNOWN | UNKNOWN |  |  | SYSTEM | 2017-09-21 | thompsma |  | CONSOLIDATED | ELLIS | ORANGE | 2168122 |  | 2218928 | A | N | Y | 142 | -1 | I | 1988-06-01 |  | D |  | 29141812 | 29391118 |  |  |  | :10046 | 10046:10046 | main_exi_3_route_oh | CIRCUIT_BREAKER |  |  |  |  | -1.78 | 3 |  | 504449 |  | [MDSYS.SDO_GEOMETRY]
60909493 | 29156646 | EXISTING | BARR | 1135 | UPLAND | 5635 | D | NO | SCE | THREE | UNKNOWN | 4KV | LOW 11 | UNKNOWN | MB | UNKNOWN | UNKNOWN |  |  | SYSTEM | 2014-07-02 | aminencn |  | CONSOLIDATED | MIRA LOMA | METRO EAST | 2133013 | 1 | 2215168 | S | N | Y | 123 | -1 | I | 1961-06-01 |  | D |  | 29156656 | 29157093 |  |  |  | :01135 | 01135:01135 | main_exi_3_route_oh | CIRCUIT_BREAKER |  |  |  |  | -1.79 | 3 |  | 504449 |  | [MDSYS.SDO_GEOMETRY]
60909494 | 29168745 | EXISTING | SPETH | 16772 | HINKLEY | 8167 | D | NO | SCE | THREE | UNKNOWN | 12KV | LOW 2 | UNKNOWN | MB | UNKNOWN | UNKNOWN |  |  | SYSTEM | 2014-03-06 | aminencn |  | CONSOLIDATED | LUGO | RURALS | 2189553 |  | 2218322 | A | N | Y |  | -1 | I | 1950-01-01 |  | D |  | 29168752 | 29279272;29279273 |  |  |  | :16772 | 16772:16772 | main_exi_3_route_oh | CIRCUIT_BREAKER |  |  |  |  | -1.82 | 4.5 |  | 504449 |  | [MDSYS.SDO_GEOMETRY]
60909495 | 29170415 | EXISTING | GIZMO | 7269 | CHANNEL ISLANDS | 5506 | D | NO | SCE | THREE | UNKNOWN | 16KV | LOW 4 | UNKNOWN | MB | UNKNOWN | UNKNOWN |  |  | SYSTEM | 2013-12-09 | ramuj |  | CONSOLIDATED | SANTA CLARA | NORTH COAST | 2161386 |  | 2217198 | A | Y | N |  | -1 | I | 1974-12-01 |  | D |  | 29170425 | 29258652;29258653 |  |  |  | :07269 | 07269:07269 | main_exi_3_route_oh | CIRCUIT_BREAKER |  |  |  |  | -1.73 | 3 |  | 504449 |  | [MDSYS.SDO_GEOMETRY]
60909496 | 29183704 | EXISTING | PUEBLO | 14480 | LA FRESA | 5021 | D | NO | SCE | THREE | UNKNOWN | 16KV | LOW 29 | UNKNOWN | MB | UNKNOWN | UNKNOWN |  |  | SYSTEM | 2015-04-21 | attadas |  | CONSOLIDATED | EL NIDO | METRO WEST | 2181964 | 5 | 2211620 | M | N | Y | 119 | -1 | I | 1950-01-01 |  | D |  | 29183714 | 29228424 |  |  |  | :14480 | 14480:14480 | main_exi_3_route_oh | CIRCUIT_BREAKER |  |  |  |  | -1.76 | 3 |  | 504449 |  | [MDSYS.SDO_GEOMETRY]
60909497 | 29187631 | EXISTING | BARTLETT | 1180 | GARVEY | 5122 | D | NO | SCE | THREE | UNKNOWN | 4KV | LOW 2 | UNKNOWN | MB | UNKNOWN | UNKNOWN |  |  | SYSTEM | 2014-10-21 | merugusn |  | CONSOLIDATED | MESA | METRO EAST | 2133018 | 2 | 2219024 | A | N | Y | 232 | -1 | I | 1950-01-01 |  | D |  | 29187638 | 29189533 |  |  |  | :01180 | 01180:01180 | main_exi_3_route_oh | CIRCUIT_BREAKER |  |  |  |  | -177.19 | 3 |  | 504449 |  | [MDSYS.SDO_GEOMETRY]
60909498 | 29189792 | EXISTING | BARTON | 1190 | TIPPECANOE | 5637 | D | NO | SCE | THREE | UNKNOWN | 4KV | LOW 3 | UNKNOWN | MB | UNKNOWN | UNKNOWN |  |  | SYSTEM | 2014-03-29 | simhadk |  | CONSOLIDATED | VISTA | DESERT | 2133169 |  | 2215174 | A | N | Y |  | -1 | I | 1950-01-01 |  | D |  | 29189802 | 29206566;29206567 |  |  |  | :01190 | 01190:01190 | main_exi_3_route_oh | CIRCUIT_BREAKER |  |  |  |  | -1.81 | 3 |  | 504449 |  | [MDSYS.SDO_GEOMETRY]
60909499 | 29192148 | EXISTING | CONVERSE | 3940 | NAOMI | 5780 | D | NO | SCE | THREE | UNKNOWN | 4KV | LOW 4 | UNKNOWN | MB | UNKNOWN | UNKNOWN |  |  | SYSTEM | 2015-02-13 | attadas |  | CONSOLIDATED | LIGHTHIPE | METRO WEST | 2142912 |  | 2220078 | A | Y | N |  | -1 | I | 1947-12-01 |  | D |  | 29192155 | 29242778 |  |  |  | :03940 | 03940:03940 | main_exi_3_route_oh | CIRCUIT_BREAKER |  |  |  |  | -1.76 | 2 |  | 504449 |  | [MDSYS.SDO_GEOMETRY]
60909500 | 29219157 | EXISTING | AUSTIN | 873 | VERA | 5801 | D | NO | SCE | THREE | UNKNOWN | 12KV | LOW 6 | UNKNOWN | MB | UNKNOWN | UNKNOWN |  |  | SYSTEM | 2014-11-10 | simhadk |  | CONSOLIDATED | ELLIS | ORANGE | 2142524 |  | 2217782 | A | N | Y | 208 | -1 | I | 1963-10-01 |  | D |  | 29219164 | 29378557;29378558 |  |  |  | :00873 | 00873:00873 | main_exi_3_route_oh | CIRCUIT_BREAKER |  |  |  |  | -1.78 | 2 |  | 504449 |  | [MDSYS.SDO_GEOMETRY]
60909501 | 29229301 | EXISTING | BASELINE | 1200 | SAN ANTONIO | 5631 | D | NO | SCE | THREE | UNKNOWN | 12KV | LOW 9 | UNKNOWN | MB | UNKNOWN | UNKNOWN |  |  | SYSTEM | 2014-07-30 | bodduvh |  | CONSOLIDATED | MIRA LOMA | METRO EAST | 2133171 |  | 2219828 | S | N | Y | 101 | -1 | I | 1950-01-01 |  | D |  | 29229308 | 29354028 |  |  |  | :01200 | 01200:01200 | main_exi_3_route_oh | CIRCUIT_BREAKER |  |  |  |  | -1.79 | 3 |  | 504449 |  | [MDSYS.SDO_GEOMETRY]
60909507 | 29243226 | EXISTING | CONTINENT | 3944 | SEPULVEDA | 5207 | D | NO | SCE | THREE | UNKNOWN | 16KV | LOW 10 | UNKNOWN | MB | UNKNOWN | UNKNOWN |  |  | SYSTEM | 2015-03-16 | bondigc |  | CONSOLIDATED | EL NIDO | METRO WEST | 2159320 | 3 | 2212248 | A | N | N |  | -1 | I | 1985-04-01 |  | D |  | 29243236 | 29320099 |  |  |  | :03944 | 03944:03944 | main_exi_3_route_oh | CIRCUIT_BREAKER |  |  |  |  | -1.76 | 3 |  | 504449 |  | [MDSYS.SDO_GEOMETRY]
60909508 | 29282875 | EXISTING | GLADIOLA | 7278 | ISLA VISTA | 5596 | D | NO | SCE | THREE | UNKNOWN | 16KV | LOW 5 | UNKNOWN | MB | UNKNOWN | UNKNOWN |  |  | SYSTEM | 2013-10-30 | manthak |  | CONSOLIDATED | GOLETA | NORTH COAST | 2161388 |  | 2215066 | A | Y | N |  | -1 | I | 1970-10-01 |  | D |  | 29282882 | 29292785;29292786 |  |  |  | :07278 | 07278:07278 | main_exi_3_route_oh | CIRCUIT_BREAKER |  |  |  |  | -1.71 | 2 |  | 504449 |  | [MDSYS.SDO_GEOMETRY]
60909509 | 29300357 | EXISTING | PULP | 14490 | FRUITLAND | 5718 | D | NO | SCE | THREE | UNKNOWN | 16KV | LOW 2 | UNKNOWN | MB | UNKNOWN | UNKNOWN |  |  | SYSTEM | 2015-02-23 | bessar |  | CONSOLIDATED | LIGHTHIPE | METRO WEST | 2181967 |  | 2215290 | S | Y | N |  | -1 | I | 1950-01-01 |  | D |  | 29300367 | 29406973 |  |  |  | :14490 | 14490:14490 | main_exi_3_route_oh | CIRCUIT_BREAKER |  |  |  |  | -1.77 | 3 |  | 504449 |  | [MDSYS.SDO_GEOMETRY]
60909510 | 29306610 | EXISTING | SPINNAKER | 16788 | CHANNEL ISLANDS | 5506 | D | NO | SCE | THREE | UNKNOWN | 16KV | LOW 3 | UNKNOWN | MB | UNKNOWN | UNKNOWN |  |  | SYSTEM | 2013-12-19 | mannepl |  | CONSOLIDATED | SANTA CLARA | NORTH COAST | 2185983 |  | 2217198 | A | Y | N |  | -1 | I | 1974-12-01 |  | D |  | 29306620 | 29452982 |  |  |  | :16788 | 16788:16788 | main_exi_3_route_oh | CIRCUIT_BREAKER |  |  |  |  | -1.73 | 3 |  | 504449 |  | [MDSYS.SDO_GEOMETRY]
60909511 | 29315292 | EXISTING | GLASSCOCK | 7310 | SANTA SUSANA | 5532 | D | NO | SCE | THREE | UNKNOWN | 16KV | LOW 5 | UNKNOWN | MB | UNKNOWN | UNKNOWN |  |  | SYSTEM | 2014-02-12 | attadas |  | CONSOLIDATED | SAUGUS | NORTH COAST | 2161530 | 2 | 2214960 | A | Y | N |  | -1 | I | 1963-06-01 |  | D |  | 29315302 | 29468439;29468440 |  |  |  | :07310 | 07310:07310 | main_exi_3_route_oh | CIRCUIT_BREAKER |  |  |  |  | -1.75 | 3 |  | 504449 |  | [MDSYS.SDO_GEOMETRY]
60909512 | 29320295 | EXISTING | CONVEX | 3950 | FRUITLAND | 5718 | D | NO | SCE | THREE | UNKNOWN | 16KV | LOW 1 | UNKNOWN | MB | UNKNOWN | UNKNOWN |  |  | SYSTEM | 2015-01-22 | kallurr |  | CONSOLIDATED | LIGHTHIPE | METRO WEST | 2142916 |  | 2215290 | S | N | Y | 136 | -1 | I | 1950-01-01 |  | D |  | 29320305 | 29320626;83300051 |  |  |  | :03950 | 03950:03950 | main_exi_3_route_oh | CIRCUIT_BREAKER |  |  |  |  | -1.77 | 3 |  | 504449 |  | [MDSYS.SDO_GEOMETRY]
60909513 | 29320840 | EXISTING | CONY | 3970 | STADIUM | 5796 | D | NO | SCE | THREE | UNKNOWN | 12KV | LOW 5 | UNKNOWN | MB | UNKNOWN | UNKNOWN |  |  | SYSTEM | 2017-11-06 | maxwelbw |  |  | LIGHTHIPE | METRO WEST | 2148839 | 2 | 2213204 | S | Y | N |  | -1 | I | 1966-11-01 |  | D |  | 29320850 | 29532628 |  |  |  | :03970 | 03970:03970 | main_exi_3_route_oh | CIRCUIT_BREAKER |  |  |  |  | -1.77 | 3 |  | 504449 |  | [MDSYS.SDO_GEOMETRY]
60909514 | 29334220 | EXISTING | OAK KNOLL | 12971 | OAK KNOLL P.T. | 7612 | A | NO | SCE | THREE | UNKNOWN | 2.4KV | LOW 1 | UNKNOWN | MB | UNKNOWN | UNKNOWN |  |  | SYSTEM | 2014-03-07 | merugusn |  | CONSOLIDATED | VISTA | RURALS | 2182449 |  | 2126761 | A | N | Y | 230 | -1 | I | 1964-12-01 |  | D |  | 29334230 | 29362947 |  | 29336283 |  | :12971 | 12971:12971 | main_exi_3_route_oh | CIRCUIT_BREAKER |  |  |  |  | -1.82 | 1.5 |  | 504449 |  | [MDSYS.SDO_GEOMETRY]
60909520 | 29356699 | EXISTING | BATEMAN | 1210 | BRADBURY | 5171 | D | NO | SCE | THREE | UNKNOWN | 16KV | LOW 3 | UNKNOWN | MB | UNKNOWN | UNKNOWN |  |  | SYSTEM | 2015-01-01 | merugusn |  | CONSOLIDATED | MESA | METRO EAST | 2130606 | 1 | 2219128 | A | N | Y | 205 | -1 | I | 1950-01-01 |  | D |  | 29356709 | 29387456 |  |  |  | :01210 | 01210:01210 | main_exi_3_route_oh | CIRCUIT_BREAKER |  |  |  |  | -1.78 | 3 |  | 504449 |  | [MDSYS.SDO_GEOMETRY]
60909521 | 29363263 | EXISTING | OAKTREE | 12985 | OAKTREE P.T. | 7617 | A | NO | SCE | THREE | UNKNOWN | 2.4KV | LOW 1 | UNKNOWN | MB | UNKNOWN | UNKNOWN |  |  | SYSTEM | 2015-01-13 | kallurr |  | CONSOLIDATED | MESA | METRO EAST | 2187461 |  | 2124938 | N | N | Y |  | -1 | I | 1988-10-19 |  | D |  | 29363270 | 29363573 |  |  |  | :12985 | 12985:12985 | main_exi_3_route_oh | CIRCUIT_BREAKER |  |  |  |  | -1.77 | 2 |  | 504449 |  | [MDSYS.SDO_GEOMETRY]
60909522 | 29363769 | EXISTING | OAKWOOD | 12990 | ARCADIA | 5106 | D | NO | SCE | THREE | UNKNOWN | 4KV | LOW 11 | UNKNOWN | MB | UNKNOWN | UNKNOWN |  |  | SYSTEM | 2014-11-20 | merugusn |  | CONSOLIDATED | MESA | METRO EAST | 2174217 | 1 | 2216688 | A | N | Y | 248 | -1 | I | 1950-01-01 |  | D |  | 29363779 | 29399075 |  | 29397486 |  | :12990 | 12990:12990 | main_exi_3_route_oh | CIRCUIT_BREAKER |  |  |  |  | -1.78 | 3 |  | 504449 |  | [MDSYS.SDO_GEOMETRY]
60909523 | 29379219 | EXISTING | AVCO | 874 | CABRILLO | 5879 | D | NO | SCE | THREE | UNKNOWN | 12KV | LOW 4 | UNKNOWN | MB | UNKNOWN | UNKNOWN |  |  | SYSTEM | 2014-08-23 | bodduvh |  | CONSOLIDATED | ELLIS | ORANGE | 2143086 | 2 | 2220290 | A | Y | N |  | -1 | I | 1983-03-01 |  | D |  | 29379226 | 29446268;29446269 |  |  |  | :00874 | 00874:00874 | main_exi_3_route_oh | CIRCUIT_BREAKER |  |  |  |  | -1.78 | 3 |  | 504449 |  | [MDSYS.SDO_GEOMETRY]
60909524 | 29400592 | EXISTING | OLD DALE | 13083 | TWENTYNINE PALMS | 8255 | D | NO | SCE | THREE | UNKNOWN | 4.8KV | LOW 4 | UNKNOWN | MB | UNKNOWN | UNKNOWN |  |  | SYSTEM | 2014-03-03 | aminencn |  | CONSOLIDATED | DEVERS | RURALS | 2174394 |  | 2213794 | A | N | Y |  | -1 | I | 1950-01-01 |  | D |  | 29400602 | 29435365 |  |  |  | :13083 | 13083:13083 | main_exi_3_route_oh | CIRCUIT_BREAKER |  |  |  |  | -1.87 | 3 |  | 504449 |  | [MDSYS.SDO_GEOMETRY]
60909525 | 29408450 | EXISTING | PURDUE | 14496 | SAWTELLE | 5250 | D | NO | SCE | THREE | UNKNOWN | 16KV | LOW 1 | UNKNOWN | MB | UNKNOWN | UNKNOWN |  |  | SYSTEM | 2015-04-13 | manthak |  | CONSOLIDATED | EL NIDO | METRO WEST | 2182040 |  | 2214666 | A | N | Y |  | -1 | I | 1968-01-01 |  | D |  | 29408460 | 29567586;29567587 |  |  |  | :14496 | 14496:14496 | main_exi_3_route_oh | CIRCUIT_BREAKER |  |  |  |  | -1.76 | 3 |  | 504449 |  | [MDSYS.SDO_GEOMETRY]
60909526 | 29419931 | EXISTING | BATTALION | 1226 | EISENHOWER | 8098 | D | NO | SCE | THREE | UNKNOWN | 12KV | LOW 7 | UNKNOWN | MB | UNKNOWN | UNKNOWN |  |  | SYSTEM | 2017-10-05 | krumwimg |  | CONSOLIDATED | DEVERS | DESERT | 2130608 |  | 2213648 | A | N | Y | 243 | -1 | I | 1979-05-01 |  | D |  | 29419941 | 29513886 |  |  |  | :01226 | 01226:01226 | main_exi_3_route_oh | CIRCUIT_BREAKER |  |  |  |  | -1.85 | 3 |  | 504449 |  | [MDSYS.SDO_GEOMETRY]
60909532 | 29422624 | EXISTING | LA SALLE | 10137 | CABRILLO | 5879 | D | NO | SCE | THREE | UNKNOWN | 12KV | LOW 6 | UNKNOWN | MB | UNKNOWN | UNKNOWN |  |  | SYSTEM | 2015-01-10 | simhadk |  | CONSOLIDATED | ELLIS | ORANGE | 2164257 | 2 | 2220290 | A | N | Y | 207 | -1 | I | 1968-02-01 |  | D |  | 29422631 | 29425813 |  |  |  | :10137 | 10137:10137 | main_exi_3_route_oh | CIRCUIT_BREAKER |  |  |  |  | -1.78 | 3 |  | 504449 |  | [MDSYS.SDO_GEOMETRY]
60909533 | 29425970 | EXISTING | LAUDA | 10203 | NELSON | 8038 | D | NO | SCE | THREE | UNKNOWN | 33KV | LOW 1 | UNKNOWN | MB | UNKNOWN | UNKNOWN |  |  | SYSTEM | 2014-09-05 | attiliv |  | CONSOLIDATED | VALLEY | SAN JACINTO | 2182206 |  | 2213548 | A | N | N |  | -1 | I | 1994-06-16 |  | D |  | 29425977 | 29500334;29500335 |  |  |  | :10203 | 10203:10203 | main_exi_3_route_oh | CIRCUIT_BREAKER |  |  |  |  | -1.82 | 2.5 |  | 504449 |  | [MDSYS.SDO_GEOMETRY]
60909534 | 29447077 | EXISTING | AVIATOR | 882 | STETSON | 8095 | D | NO | SCE | THREE | UNKNOWN | 12KV | LOW 3 | UNKNOWN | MB | UNKNOWN | UNKNOWN |  |  | SYSTEM | 2014-08-20 | bessar |  | CONSOLIDATED | VALLEY | SAN JACINTO | 2132711 | 4 | 2218248 | A | N | Y | 235 | -1 | I | 1985-04-01 |  | D |  | 29447087 | 29681113;29681114 |  |  |  | :00882 | 00882:00882 | main_exi_3_route_oh | CIRCUIT_BREAKER |  |  |  |  | -1.82 | 3 |  | 504449 |  | [MDSYS.SDO_GEOMETRY]
60909535 | 29454762 | EXISTING | SPLENDOR | 16791 | NEWBURY | 5557 | D | NO | SCE | THREE | UNKNOWN | 16KV | LOW 1 | UNKNOWN | MB | UNKNOWN | UNKNOWN |  |  | SYSTEM | 2013-12-31 | attadas |  | CONSOLIDATED | MOORPARK | NORTH COAST | 2185985 | 2 | 2215006 | A | N | N |  | -1 | I | 1993-04-19 |  | D |  | 29454772 | 29704307;29704308 |  |  |  | :16791 | 16791:16791 | main_exi_3_route_oh | CIRCUIT_BREAKER |  |  |  |  | -1.74 | 3 |  | 504449 |  | [MDSYS.SDO_GEOMETRY]
60909537 | 29483768 | EXISTING | GLOVER | 7380 | OCTOL | 5320 | D | NO | SCE | THREE | UNKNOWN | 12KV | LOW 4 | UNKNOWN | MB | UNKNOWN | UNKNOWN |  |  | SYSTEM | 2014-01-08 | manthak |  | CONSOLIDATED | SAN JOAQUIN | SAN JOAQUIN | 2158267 |  | 2214766 | A | Y | N |  | -1 | I | 1951-05-01 |  | D |  | 29483778 | 29544729;29544730 |  |  |  | :07380 | 07380:07380 | main_exi_3_route_oh | CIRCUIT_BREAKER |  |  |  |  | -1.78 | 5.5 |  | 504449 |  | [MDSYS.SDO_GEOMETRY]
60909543 | 29505845 | EXISTING | OLNEY | 13150 | ROSEMEAD | 5141 | D | NO | SCE | THREE | UNKNOWN | 16KV | LOW 4 | UNKNOWN | MB | UNKNOWN | UNKNOWN |  |  | SYSTEM | 2015-01-24 | simhadk |  | CONSOLIDATED | MESA | METRO EAST | 2182453 | 3 | 2214424 | A | N | Y | 247 | -1 | I | 1950-01-01 |  | D |  | 29505855 | 29606700;29606701 |  |  |  | :13150 | 13150:13150 | main_exi_3_route_oh | CIRCUIT_BREAKER |  |  |  |  | -1.77 | 3 |  | 504449 |  | [MDSYS.SDO_GEOMETRY]
60909544 | 29515819 | EXISTING | BAYBERRY | 1251 | SOQUEL | 5686 | D | NO | SCE | THREE | UNKNOWN | 12KV | LOW 4 | UNKNOWN | MB | UNKNOWN | UNKNOWN |  |  | SYSTEM | 2014-08-08 | bodduvh |  | CONSOLIDATED | MIRA LOMA | METRO EAST | 2143436 |  | 2215254 | A | N | N |  | -1 | I | 2000-06-01 |  | D |  | 29515826 | 29592094 |  |  |  | :01251 | 01251:01251 | main_exi_3_route_oh | CIRCUIT_BREAKER |  |  |  |  | -1.79 | 2 |  | 504449 |  | [MDSYS.SDO_GEOMETRY]
60909545 | 29525691 | EXISTING | LAUNCH | 10205 | BOLSA | 5807 | D | NO | SCE | THREE | UNKNOWN | 12KV | LOW 4 | UNKNOWN | MB | UNKNOWN | UNKNOWN |  |  | SYSTEM | 2015-02-03 | simhadk |  | CONSOLIDATED | VILLA PARK | ORANGE | 2168509 |  | 2213224 | A | N | Y | 201 | -1 | I | 1974-11-01 |  | D |  | 29525698 | 29696397;29696398 |  |  |  | :10205 | 10205:10205 | main_exi_3_route_oh | CIRCUIT_BREAKER |  |  |  |  | -1.77 | 3 |  | 504449 |  | [MDSYS.SDO_GEOMETRY]
60909546 | 29546075 | EXISTING | GODDE | 7384 | QUARTZ HILL | 5566 | D | NO | SCE | THREE | UNKNOWN | 12KV | LOW 3 | UNKNOWN | MB | UNKNOWN | UNKNOWN |  |  | SYSTEM | 2013-11-11 | bodduvh |  | CONSOLIDATED | VINCENT | NORTH COAST | 2161536 |  | 2219714 | A | N | N |  | -1 | I | 1992-06-22 |  | D |  | 29546082 | 29660237;29660238 |  |  |  | :07384 | 07384:07384 | main_exi_3_route_oh | CIRCUIT_BREAKER |  |  |  |  | -1.78 | 3 |  | 504449 |  | [MDSYS.SDO_GEOMETRY]
60909547 | 29573115 | EXISTING | COPPER | 4010 | BANDINI | 5107 | D | NO | SCE | THREE | UNKNOWN | 16KV | LOW 9 | UNKNOWN | MB | UNKNOWN | UNKNOWN |  |  | SYSTEM | 2018-01-08 | maxwelbw |  |  | LIGHTHIPE | METRO WEST | 2143079 | 1 | 2214362 | S | N | Y | 109 | -1 | I | 1966-02-01 |  | D |  | 29573125 | 29633262 |  |  |  | :04010 | 04010:04010 | main_exi_3_route_oh | CIRCUIT_BREAKER |  |  |  |  | -1.77 | 3 |  | 504449 |  | [MDSYS.SDO_GEOMETRY]
60909548 | 29593628 | EXISTING | BAYSE | 1260 | AMADOR | 5161 | D | NO | SCE | THREE | UNKNOWN | 4KV | LOW 14 | UNKNOWN | MB | UNKNOWN | UNKNOWN |  |  | SYSTEM | 2014-10-21 | rajendrs |  | CONSOLIDATED | MESA | METRO EAST | 2143437 | 2 | 2214462 | A | N | Y | 240 | -1 | I | 1950-01-01 |  | D |  | 29593638 | 29646705;29646706 |  |  |  | :01260 | 01260:01260 | main_exi_3_route_oh | CIRCUIT_BREAKER |  |  |  |  | -1.78 | 3 |  | 504449 |  | [MDSYS.SDO_GEOMETRY]
60909553 | 29625432 | EXISTING | PUREX | 14500 | CUDAHY | 5714 | D | NO | SCE | THREE | UNKNOWN | 16KV | LOW 6 | UNKNOWN | MB | UNKNOWN | UNKNOWN |  |  | SYSTEM | 2017-12-04 | maxwelbw |  | CONSOLIDATED | LIGHTHIPE | METRO WEST | 2182041 | 2 | 2215284 | S | N | Y | 115 | -1 | I | 1950-01-01 |  | D |  | 29625442 | 29670332 |  |  |  | :14500 | 14500:14500 | main_exi_3_route_oh | CIRCUIT_BREAKER |  |  |  |  | -1.77 | 3 |  | 504449 |  | [MDSYS.SDO_GEOMETRY]
60909555 | 29635841 | EXISTING | COPRA | 4020 | MONETA | 5218 | D | NO | SCE | THREE | UNKNOWN | 4KV | LOW 3 | UNKNOWN | MB | UNKNOWN | UNKNOWN |  |  | SYSTEM | 2015-03-13 | kallurr |  | CONSOLIDATED | EL NIDO | METRO WEST | 2143080 | 1 | 2216898 | A | N | Y | 234 | -1 | I | 1950-01-01 |  | D |  | 29635851 | 29690553;29690554 |  |  |  | :04020 | 04020:04020 | main_exi_3_route_oh | CIRCUIT_BREAKER |  |  |  |  | -1.76 | 3 |  | 504449 |  | [MDSYS.SDO_GEOMETRY]
60909556 | 29648018 | EXISTING | BEAN | 1310 | SAN GABRIEL | 5142 | D | NO | SCE | THREE | UNKNOWN | 4KV | LOW 2 | UNKNOWN | MB | UNKNOWN | UNKNOWN |  |  | SYSTEM | 2015-11-19 | beealdb |  | CONSOLIDATED | MESA | METRO EAST | 2136708 | 1 | 2214430 | A | N | Y | 212 | -1 | I | 1950-01-01 |  | D |  | 29648025 | 29665615;29665616 |  |  |  | :01310 | 01310:01310 | main_exi_3_route_oh | CIRCUIT_BREAKER |  |  |  |  | -1.77 | 3 |  | 504449 |  | [MDSYS.SDO_GEOMETRY]
60909557 | 29656537 | EXISTING | ONBORD | 13176 | JEFFERSON | 8275 | D | NO | SCE | THREE | UNKNOWN | 12KV | LOW 4 | UNKNOWN | MB | UNKNOWN | UNKNOWN |  |  | SYSTEM | 2014-07-25 | attiliv |  | CONSOLIDATED | MIRA LOMA | METRO EAST | 2178684 | 2 | 2220744 | A | N | N |  | -1 | I | 1983-07-01 |  | D |  | 29656544 | 29917303;29917304 |  |  |  | :13176 | 13176:13176 | main_exi_3_route_oh | CIRCUIT_BREAKER |  |  |  |  | -1.79 | 3 |  | 504449 |  | [MDSYS.SDO_GEOMETRY]
60909558 | 29662342 | EXISTING | GOBAR | 7385 | COTTONWOOD | 8027 | D | NO | SCE | THREE | UNKNOWN | 33KV | LOW 2 | UNKNOWN | MB | UNKNOWN | UNKNOWN |  |  | SYSTEM | 2014-02-27 | bessar |  | CONSOLIDATED | LUGO | DESERT | 2161537 |  | 2218096 | A | N | Y | 242 | -1 | I | 1964-07-01 |  | D |  | 29662349 | 29672383;153302803 |  |  |  | :07385 | 07385:07385 | main_exi_3_route_oh | CIRCUIT_BREAKER |  |  |  |  | -1.83 | 3 |  | 504449 |  | [MDSYS.SDO_GEOMETRY]
60909559 | 29677394 | EXISTING | BEAR VALLEY | 1338 | ZANJA | 8035 | D | NO | SCE | THREE | UNKNOWN | 33KV | LOW 1 | UNKNOWN | MB | UNKNOWN | UNKNOWN |  |  | SYSTEM | 2014-03-17 | merugusn |  | CONSOLIDATED | VISTA | DESERT | 2143594 |  | 2218120 | S | Y | N |  | -1 | I | 1950-01-01 |  | D |  | 29677404 | 29680113;29680114 |  |  |  | :01338 | 01338:01338 | main_exi_3_route_oh | CIRCUIT_BREAKER |  |  |  |  | -1.82 | 3 |  | 504449 |  | [MDSYS.SDO_GEOMETRY]
60909560 | 29683587 | EXISTING | BACWAY | 940 | LA PALMA | 5873 | D | NO | SCE | THREE | UNKNOWN | 12KV | LOW 5 | UNKNOWN | MB | UNKNOWN | UNKNOWN |  |  | SYSTEM | 2014-08-07 | merugusn |  | CONSOLIDATED | VILLA PARK | ORANGE | 2143262 |  | 2215636 | A | N | Y | 214 | -1 | I | 1950-01-01 |  | D |  | 29683594 | 29726108;29726109 |  |  |  | :00940 | 00940:00940 | main_exi_3_route_oh | CIRCUIT_BREAKER |  |  |  |  | 0.39 | 3 |  | 504449 |  | [MDSYS.SDO_GEOMETRY]
60909561 | 29691665 | EXISTING | CORAL | 4032 | TOPAZ | 5268 | D | NO | SCE | THREE | UNKNOWN | 4KV | LOW 2 | UNKNOWN | MB | UNKNOWN | UNKNOWN |  |  | SYSTEM | 2015-03-16 | bodduvh |  | CONSOLIDATED | EL NIDO | METRO WEST | 2143081 | 1 | 2219370 | A | N | Y | 216 | -1 | I | 1962-09-01 |  | D |  | 29691675 | 29749241 |  |  |  | :04032 | 04032:04032 | main_exi_3_route_oh | CIRCUIT_BREAKER |  |  |  |  | -1.76 | 3 |  | 504449 |  | [MDSYS.SDO_GEOMETRY]
60909562 | 29698675 | EXISTING | GOLDSMITH | 7415 | THOUSAND OAKS | 5569 | D | NO | SCE | THREE | UNKNOWN | 16KV | LOW 9 | UNKNOWN | MB | UNKNOWN | UNKNOWN |  |  | SYSTEM | 2013-12-28 | simhadk |  | CONSOLIDATED | MOORPARK | NORTH COAST | 2161538 | 2 | 2212798 | A | Y | N |  | -1 | I | 1965-11-01 |  | D |  | 29698685 | 29875192;29875193 |  |  |  | :07415 | 07415:07415 | main_exi_3_route_oh | CIRCUIT_BREAKER |  |  |  |  | -1.74 | 3 |  | 504449 |  | [MDSYS.SDO_GEOMETRY]
60909563 | 29708345 | EXISTING | BEASLEY | 1340 | GANESHA | 5617 | D | NO | SCE | THREE | UNKNOWN | 12KV | LOW 3 | UNKNOWN | MB | UNKNOWN | UNKNOWN |  |  | SYSTEM | 2017-09-28 | krumwimg |  | CONSOLIDATED | MIRA LOMA | METRO EAST | 2130794 | 1 | 2212890 | S | N | Y | 125 | -1 | I | 1950-01-01 |  | D |  | 29708355 | 29789900 |  |  |  | :01340 | 01340:01340 | main_exi_3_route_oh | CIRCUIT_BREAKER |  |  |  |  | -1.79 | 3 |  | 504449 |  | [MDSYS.SDO_GEOMETRY]
60909564 | 29727076 | EXISTING | BASIL | 973 | MORENO | 8193 | D | NO | SCE | THREE | UNKNOWN | 12KV | LOW 6 | UNKNOWN | MB | UNKNOWN | UNKNOWN |  |  | SYSTEM | 2014-08-20 | kallurr |  | CONSOLIDATED | VALLEY | SAN JACINTO | 2132859 |  | 2218340 | S | N | N |  | -1 | I | 1989-05-01 |  | D |  | 29727086 | 29939742;29939743 |  |  |  | :00973 | 00973:00973 | main_exi_3_route_oh | CIRCUIT_BREAKER |  |  |  |  | -1.82 | 3 |  | 504449 |  | [MDSYS.SDO_GEOMETRY]
60909706 | 30975549 | EXISTING | OWENS | 13386 | CORONA | 8279 | D | NO | SCE | THREE | UNKNOWN | 33KV | LOW 2 | UNKNOWN | MB | UNKNOWN | UNKNOWN |  |  | SYSTEM | 2014-07-09 | manthak |  | CONSOLIDATED | MIRA LOMA | METRO EAST | 2182609 |  | 2218412 | S | Y | N |  | -1 | I | 1950-01-01 |  | D |  | 30975556 | 31057674;31057675 |  |  |  | :13386 | 13386:13386 | main_exi_3_route_oh | CIRCUIT_BREAKER |  |  |  |  | -1.8 | 3 |  | 504449 |  | [MDSYS.SDO_GEOMETRY]
60909707 | 30994546 | EXISTING | STEWVAL | 16993 | STEWVAL P.T. | 7779 | A | NO | SCE | THREE | UNKNOWN | 25KV | LOW 1 | UNKNOWN | MB | UNKNOWN | UNKNOWN |  |  | SYSTEM | 2014-01-28 | kallurr |  | CONSOLIDATED | ELDORADO | RURALS | 2190915 |  | 2126583 | N | N | N |  | -1 | I | 1991-11-01 |  | D |  | 30994553 | 30995400 |  |  |  | :16993 | 16993:16993 | main_exi_3_route_oh | CIRCUIT_BREAKER |  |  |  |  | 17.35 | 5 |  | 504449 |  | [MDSYS.SDO_GEOMETRY]
60909708 | 30995632 | EXISTING | STING | 16997 | PALMDALE | 5564 | D | NO | SCE | THREE | UNKNOWN | 12KV | LOW 5 | UNKNOWN | MB | UNKNOWN | UNKNOWN |  |  | SYSTEM | 2013-11-21 | kotakr |  | CONSOLIDATED | VINCENT | NORTH COAST | 2190916 | 2 | 2212778 | A | N | Y | 225 | -1 | I | 1987-06-01 |  | D |  | 30995642 | 31100198;155110130 |  |  |  | :16997 | 16997:16997 | main_exi_3_route_oh | CIRCUIT_BREAKER |  |  |  |  | -1.78 | 3 |  | 504449 |  | [MDSYS.SDO_GEOMETRY]
60909709 | 31008477 | EXISTING | BIG RIGG | 1629 | DECLEZ | 5615 | D | NO | SCE | THREE | UNKNOWN | 12KV | LOW 9 | UNKNOWN | MB | UNKNOWN | UNKNOWN |  |  | SYSTEM | 2014-04-27 | kallurr |  | CONSOLIDATED | VISTA | DESERT | 2130998 | 1 | 2219794 | A | N | N |  | -1 | I | 1998-05-01 |  | D |  | 31008484 | 31089044;31089045 |  |  |  | :01629 | 01629:01629 | main_exi_3_route_oh | CIRCUIT_BREAKER |  |  |  |  | -1.8 | 2 |  | 504449 |  | [MDSYS.SDO_GEOMETRY]
60909710 | 31020763 | EXISTING | FELA | 14680 | CYPRESS | 5837 | D | NO | SCE | THREE | UNKNOWN | 12KV | LOW 5 | UNKNOWN | MB | UNKNOWN | UNKNOWN |  |  | SYSTEM | 2015-03-12 | merugusn |  | CONSOLIDATED | LIGHTHIPE | METRO WEST | 2190534 |  | 2217874 | S | N | Y | 124 | -1 | I | 1950-01-01 |  | D |  | 31020770 | 31174591 |  |  |  | :14680 | 14680:14680 | main_exi_3_route_oh | CIRCUIT_BREAKER |  |  |  |  | 0.39 | 3 |  | 504449 |  | [MDSYS.SDO_GEOMETRY]
60909712 | 31047783 | EXISTING | GUITAR | 7742 | ELIZABETH LAKE | 5546 | D | NO | SCE | THREE | UNKNOWN | 16KV | LOW 4 | UNKNOWN | MB | UNKNOWN | UNKNOWN |  |  | SYSTEM | 2013-12-10 | bodduvh |  | CONSOLIDATED | SAUGUS | NORTH COAST | 2175976 |  | 2212742 | A | Y | N |  | -1 | I | 1970-10-01 |  | D |  | 31047793 | 31049209;99829988 |  |  |  | :07742 | 07742:07742 | main_exi_3_route_oh | CIRCUIT_BREAKER |  |  |  |  | 36.11 | 4 |  | 504449 |  | [MDSYS.SDO_GEOMETRY]
60909713 | 31049309 | EXISTING | GULL LAKE | 7763 | JUNE LAKE | 2583 | D | NO | SCE | THREE | UNKNOWN | 12KV | LOW 1 | UNKNOWN | MB | UNKNOWN | UNKNOWN |  |  | SYSTEM | 2014-02-04 | bodduvh |  | CONSOLIDATED | LUGO | RURALS | 2158782 |  | 2274024 | M | N | Y | 203 | -1 | I | 1950-01-01 |  | D |  | 31049319 | 31075436;31075437 |  | 150267173 |  | :07763 | 07763:07763 | main_exi_3_route_oh | CIRCUIT_BREAKER |  |  |  |  | -1.84 | 3 |  | 504449 |  | [MDSYS.SDO_GEOMETRY]
60909714 | 31070566 | EXISTING | LINDBERG | 10497 | STETSON | 8095 | D | NO | SCE | THREE | UNKNOWN | 12KV | LOW 4 | UNKNOWN | MB | UNKNOWN | UNKNOWN |  |  | SYSTEM | 2014-10-01 | attadas |  | CONSOLIDATED | VALLEY | SAN JACINTO | 2182692 | 2 | 2218248 | A | N | Y | 223 | -1 | I | 1980-06-01 |  | D |  | 31070576 | 31226620;31226621 |  |  |  | :10497 | 10497:10497 | main_exi_3_route_oh | CIRCUIT_BREAKER |  |  |  |  | -1.82 | 3 |  | 504449 |  | [MDSYS.SDO_GEOMETRY]
60909715 | 31082171 | EXISTING | BARBEE | 1082 | MAXWELL | 8019 | D | NO | SCE | THREE | UNKNOWN | 12KV | LOW 4 | UNKNOWN | MB | UNKNOWN | UNKNOWN |  |  | SYSTEM | 2014-07-08 | kallurr |  | CONSOLIDATED | VALLEY | SAN JACINTO | 2130408 | 1 | 2218074 | A | N | Y | 246 | -1 | I | 1981-06-01 |  | D |  | 31082181 | 31280237;31280238 |  |  |  | :01082 | 01082:01082 | main_exi_3_route_oh | CIRCUIT_BREAKER |  |  |  |  | -1.81 | 3 |  | 504449 |  | [MDSYS.SDO_GEOMETRY]
60909716 | 31085541 | EXISTING | GUST | 7793 | NORTHWIND | 5523 | X | NO | SCE | THREE | UNKNOWN | 12KV | LOW 2 | UNKNOWN | MB | UNKNOWN | UNKNOWN |  |  | SYSTEM | 2014-02-18 | simhadk |  | CONSOLIDATED | VINCENT | RURALS | 2164828 |  | 2217240 | A | Y | N |  | -1 | I | 1983-01-01 |  | D |  | 31085551 | 31113268;31113269 |  |  |  | :07793 | 07793:07793 | main_exi_3_route_oh | CIRCUIT_BREAKER |  |  |  |  | -1.78 | 4 |  | 504449 |  | [MDSYS.SDO_GEOMETRY]
60909717 | 31091716 | EXISTING | BIGLER | 1655 | BLYTHE CITY | 8113 | D | NO | SCE | THREE | UNKNOWN | 4.8KV | LOW 2 | UNKNOWN | MB | UNKNOWN | UNKNOWN |  |  | SYSTEM | 2014-10-02 | lantzmk |  | CONSOLIDATED | DEVERS | RURALS | 2133437 |  | 2215936 | A | N | N |  | -1 | I | 1950-01-01 |  | D |  | 31091723 | 31103010 |  |  |  | :01655 | 01655:01655 | main_exi_3_route_oh | CIRCUIT_BREAKER |  |  |  |  | -1.95 | 3 |  | 504449 |  | [MDSYS.SDO_GEOMETRY]
60909718 | 31103437 | EXISTING | BILL | 1656 | LAYFAIR | 5645 | D | NO | SCE | THREE | UNKNOWN | 12KV | LOW 10 | UNKNOWN | MB | UNKNOWN | UNKNOWN |  |  | SYSTEM | 2014-05-22 | merugusn |  | CONSOLIDATED | MIRA LOMA | METRO EAST | 2133438 | 2 | 2217522 | A | N | N |  | -1 | I | 1992-07-31 |  | D |  | 31103444 | 31197706 |  |  |  | :01656 | 01656:01656 | main_exi_3_route_oh | CIRCUIT_BREAKER |  |  |  |  | 34.37 | 3 |  | 504449 |  | [MDSYS.SDO_GEOMETRY]
60909719 | 31114002 | EXISTING | GUTIERREZ | 7800 | SANTA BARBARA | 5531 | D | NO | SCE | THREE | UNKNOWN | 4KV | LOW 8 | UNKNOWN | MB | UNKNOWN | UNKNOWN |  |  | SYSTEM | 2013-10-30 | manthak |  | CONSOLIDATED | GOLETA | NORTH COAST | 2160059 |  | 2214956 | S | N | Y | 124 | -1 | I | 1950-01-01 |  | D |  | 31114012 | 31165981 |  |  |  | :07800 | 07800:07800 | main_exi_3_route_oh | CIRCUIT_BREAKER |  |  |  |  | -1.72 | 3.5 |  | 504449 |  | [MDSYS.SDO_GEOMETRY]
60909720 | 31131562 | EXISTING | STOCKTON | 17006 | HANFORD | 5310 | D | NO | SCE | THREE | UNKNOWN | 12KV | LOW 6 | UNKNOWN | MB | UNKNOWN | UNKNOWN |  |  | SYSTEM | 2014-01-11 | kallurr |  | CONSOLIDATED | SAN JOAQUIN | SAN JOAQUIN | 2190920 |  | 2219430 | A | N | N |  | -1 | I | 1994-04-27 |  | D |  | 31131572 | 31326270 |  |  |  | :17006 | 17006:17006 | main_exi_3_route_oh | CIRCUIT_BREAKER |  |  |  |  | -1.79 | 3.5 |  | 504449 |  | [MDSYS.SDO_GEOMETRY]
60909759 | 31615256 | EXISTING | RED FLAG | 14770 | CENTER | 5084 | D | NO | SCE | THREE | UNKNOWN | 12KV | LOW 12 | UNKNOWN | MB | UNKNOWN | UNKNOWN |  |  | SYSTEM | 2015-01-19 | simhadk |  | CONSOLIDATED | LIGHTHIPE | METRO WEST | 2186065 | 6 | 2211948 | M | N | Y | 137 | -1 | I | 1956-10-01 |  | D |  | 31615266 | 31731929;31731930 |  |  |  | :14770 | 14770:14770 | main_exi_3_route_oh | CIRCUIT_BREAKER |  |  |  |  | -1.77 | 3 |  | 504449 |  | [MDSYS.SDO_GEOMETRY]
60909760 | 31621086 | EXISTING | BIRCH | 1700 | TAMARISK | 8099 | D | NO | SCE | THREE | UNKNOWN | 12KV | LOW 10 | UNKNOWN | MB | UNKNOWN | UNKNOWN |  |  | SYSTEM | 2014-04-15 | manthak |  | CONSOLIDATED | DEVERS | DESERT | 2131177 | 1 | 2218266 | A | N | Y | 232 | -1 | I | 1986-01-01 |  | D |  | 31621093 | 31701551 |  |  |  | :01700 | 01700:01700 | main_exi_3_route_oh | CIRCUIT_BREAKER |  |  |  |  | -1.85 | 3 |  | 504449 |  | [MDSYS.SDO_GEOMETRY]
60909761 | 31641194 | EXISTING | HARDROCK | 8016 | ORO GRANDE | 8212 | D | NO | SCE | THREE | UNKNOWN | 12KV | LOW 1 | UNKNOWN | MB | UNKNOWN | UNKNOWN |  |  | SYSTEM | 2014-02-19 | yallasv |  | CONSOLIDATED | LUGO | DESERT | 2165745 |  | 2213740 | A | N | Y |  | -1 | I | 1985-11-01 |  | D |  | 31641204 | 31653428;31653429 |  |  |  | :08016 | 08016:08016 | main_exi_3_route_oh | CIRCUIT_BREAKER |  |  |  |  | -1.81 | 4 |  | 504449 |  | [MDSYS.SDO_GEOMETRY]
60909768 | 31654792 | EXISTING | HARMONY | 8050 | BLISS | 5303 | D | NO | SCE | THREE | UNKNOWN | 12KV | LOW 1 | UNKNOWN | MB | UNKNOWN | UNKNOWN |  |  | SYSTEM | 2014-06-02 | inneswm |  |  | SAN JOAQUIN | SAN JOAQUIN | 2153491 |  | 2214726 | A | N | Y | 237 | -1 | I | 1950-01-01 |  | D |  | 31654802 | 31742797;31742798 |  |  |  | :08050 | 08050:08050 | main_exi_3_route_oh | CIRCUIT_BREAKER |  |  |  |  | -1.79 | 5.5 |  | 504449 |  | [MDSYS.SDO_GEOMETRY]
60909769 | 31717278 | EXISTING | BITTERN | 1733 | SOQUEL | 5686 | D | NO | SCE | THREE | UNKNOWN | 12KV | LOW 2 | UNKNOWN | MB | UNKNOWN | UNKNOWN |  |  | SYSTEM | 2014-06-04 | attadas |  | CONSOLIDATED | MIRA LOMA | METRO EAST | 2133560 |  | 2215254 |  | N | N |  | -1 | I | 1990-05-17 |  | D |  | 31717285 | 31765431;31765432 |  |  |  | :01733 | 01733:01733 | main_exi_3_route_oh | CIRCUIT_BREAKER |  |  |  |  | 85.21 | 2 |  | 504449 |  | [MDSYS.SDO_GEOMETRY]
60909770 | 31721009 | EXISTING | LITHIUM | 10527 | LIMESTONE | 8804 | D | NO | SCE | THREE | UNKNOWN | 12KV | LOW 1 | UNKNOWN | MB | UNKNOWN | UNKNOWN |  |  | SYSTEM | 2014-10-27 | bodduvh |  | CONSOLIDATED | ELLIS | ORANGE | 2174966 | 4 | 2220828 | A | N | N |  | -1 | I | 1998-05-01 |  | D |  | 31721016 | 31879852;31879853 |  |  |  | :10527 | 10527:10527 | main_exi_3_route_oh | CIRCUIT_BREAKER |  |  |  |  | -1.79 | 2 |  | 504449 |  | [MDSYS.SDO_GEOMETRY]
60909771 | 31756935 | EXISTING | HARRELL | 8080 | GOSHEN | 5309 | D | NO | SCE | THREE | UNKNOWN | 12KV | LOW 2 | UNKNOWN | MB | UNKNOWN | UNKNOWN |  |  | SYSTEM | 2014-02-25 | aminencn |  | CONSOLIDATED | SAN JOAQUIN | SAN JOAQUIN | 2153494 |  | 2219424 | A | Y | N |  | -1 | I | 1950-01-01 |  | D |  | 31756945 | 31804265 |  |  |  | :08080 | 08080:08080 | main_exi_3_route_oh | CIRCUIT_BREAKER |  |  |  |  | -1.79 | 4.5 |  | 504449 |  | [MDSYS.SDO_GEOMETRY]
60909772 | 31769742 | EXISTING | STONE | 17060 | COLUMBINE | 5336 | D | NO | SCE | THREE | UNKNOWN | 12KV | LOW 2 | UNKNOWN | MB | UNKNOWN | UNKNOWN |  |  | SYSTEM | 2014-01-10 | bessar |  | CONSOLIDATED | SAN JOAQUIN | SAN JOAQUIN | 2184802 |  | 2212556 | A | N | Y | 228 | -1 | I | 1948-04-01 |  | D |  | 31769752 | 31790967 |  |  |  | :17060 | 17060:17060 | main_exi_3_route_oh | CIRCUIT_BREAKER |  |  |  |  | -1.78 | 5.5 |  | 504449 |  | [MDSYS.SDO_GEOMETRY]
60909773 | 31774256 | EXISTING | PALJAY | 13565 | RUSH | 5116 | D | NO | SCE | THREE | UNKNOWN | 16KV | LOW 3 | UNKNOWN | MB | UNKNOWN | UNKNOWN |  |  | SYSTEM | 2015-02-24 | bondigc |  | CONSOLIDATED | MESA | METRO EAST | 2182617 | 2 | 2212060 | A | Y | N |  | -1 | I | 1965-12-01 |  | D |  | 31774266 | 31860493;31860494 |  |  |  | :13565 | 13565:13565 | main_exi_3_route_oh | CIRCUIT_BREAKER |  |  |  |  | -1.77 | 3 |  | 504449 |  | [MDSYS.SDO_GEOMETRY]
60909774 | 31784247 | EXISTING | BIT | 1735 | SILVER SPUR | 8238 | D | NO | SCE | THREE | UNKNOWN | 12KV | LOW 2 | UNKNOWN | MB | UNKNOWN | UNKNOWN |  |  | SYSTEM | 2014-04-21 | attadas |  | CONSOLIDATED | DEVERS | DESERT | 2144555 |  | 2220726 | A | N | N |  | -1 | I | 1976-07-01 |  | D |  | 31784254 | 31883180;31883181 |  |  |  | :01735 | 01735:01735 | main_exi_3_route_oh | CIRCUIT_BREAKER |  |  |  |  | -1.85 | 3 |  | 504449 |  | [MDSYS.SDO_GEOMETRY]
60909775 | 31791550 | EXISTING | STRATHERN | 17090 | MOORPARK | 5056 | D | NO | SCE | THREE | UNKNOWN | 16KV | LOW 16 | UNKNOWN | MB | UNKNOWN | UNKNOWN |  |  | SYSTEM | 2014-02-06 | bessar |  | CONSOLIDATED | MOORPARK | NORTH COAST | 2189636 |  | 2211770 | M | N | Y | 108 | -1 | I | 1968-01-01 |  | D |  | 31791560 | 32027196;32027197 |  |  |  | :17090 | 17090:17090 | main_exi_3_route_oh | CIRCUIT_BREAKER |  |  |  |  | -1.74 | 4 |  | 504449 |  | [MDSYS.SDO_GEOMETRY]
60909776 | 31795521 | EXISTING | REDGUM | 14775 | TORRANCE | 5269 | D | NO | SCE | THREE | UNKNOWN | 16KV | LOW 2 | UNKNOWN | MB | UNKNOWN | UNKNOWN |  |  | SYSTEM | 2015-04-27 | kallurr |  | CONSOLIDATED | EL NIDO | METRO WEST | 2183009 | 2 | 2212418 | S | N | Y | 137 | -1 | I | 1966-05-01 |  | D |  | 31795531 | 31820360 |  |  |  | :14775 | 14775:14775 | main_exi_3_route_oh | CIRCUIT_BREAKER |  |  |  |  | -1.76 | 3 |  | 504449 |  | [MDSYS.SDO_GEOMETRY]
60909777 | 31805016 | EXISTING | HART | 8110 | RECTOR | 5033 | D | NO | SCE | THREE | UNKNOWN | 12KV | LOW 14 | UNKNOWN | MB | UNKNOWN | UNKNOWN |  |  | SYSTEM | 2014-02-03 | simhadk |  | CONSOLIDATED | SAN JOAQUIN | SAN JOAQUIN | 2177403 |  | 2216322 | M | Y | N |  | -1 | I | 1950-01-01 |  | D |  | 31805026 | 31913801;31913802 |  |  |  | :08110 | 08110:08110 | main_exi_3_route_oh | CIRCUIT_BREAKER |  |  |  |  | -1.79 | 3 |  | 504449 |  | [MDSYS.SDO_GEOMETRY]
60909726 | 31166324 | EXISTING | HACIENDA | 7810 | POTRERO | 5597 | D | NO | SCE | THREE | UNKNOWN | 16KV | LOW 8 | UNKNOWN | MB | UNKNOWN | UNKNOWN |  |  | SYSTEM | 2013-12-27 | bodduvh |  | CONSOLIDATED | MOORPARK | NORTH COAST | 2153319 | 1 | 2219760 | A | N | N |  | -1 | I | 1999-06-01 |  | D |  | 31166334 | 31310196;31310197 |  |  |  | :07810 | 07810:07810 | main_exi_3_route_oh | CIRCUIT_BREAKER |  |  |  |  | -1.74 | 2 |  | 504449 |  | [MDSYS.SDO_GEOMETRY]
60909727 | 31170780 | EXISTING | OWL | 13390 | MAYFLOWER | 5167 | D | NO | SCE | THREE | UNKNOWN | 4KV | LOW 4 | UNKNOWN | MB | UNKNOWN | UNKNOWN |  |  | SYSTEM | 2014-11-05 | merugusn |  | CONSOLIDATED | MESA | METRO EAST | 2189708 |  | 2216784 | A | N | Y | 236 | -1 | I | 1950-01-01 |  | D |  | 31170790 | 31211756 |  |  |  | :13390 | 13390:13390 | main_exi_3_route_oh | CIRCUIT_BREAKER |  |  |  |  | -1.78 | 3 |  | 504449 |  | [MDSYS.SDO_GEOMETRY]
60909728 | 31178681 | EXISTING | RANSOM | 14710 | BELMONT | 5706 | D | NO | SCE | THREE | UNKNOWN | 4KV | LOW 5 | UNKNOWN | MB | UNKNOWN | UNKNOWN |  |  | SYSTEM | 2015-01-06 | rajendrs |  | CONSOLIDATED | LIGHTHIPE | METRO WEST | 2185988 |  | 2219932 | A | N | Y |  | -1 | I | 2021-11-01 |  | D |  | 31178691 | 31195834;31195835 |  |  |  | :14710 | 14710:14710 | main_exi_3_route_oh | CIRCUIT_BREAKER |  |  |  |  | -1.77 | 3 |  | 504449 |  | [MDSYS.SDO_GEOMETRY]
60909729 | 31199858 | EXISTING | BILTON | 1680 | ROSEMEAD | 5141 | D | NO | SCE | THREE | UNKNOWN | 16KV | LOW 5 | UNKNOWN | MB | UNKNOWN | UNKNOWN |  |  | SYSTEM | 2014-12-31 | bessar |  | CONSOLIDATED | MESA | METRO EAST | 2131171 | 2 | 2214424 | S | N | N |  | -1 | I | 1950-01-01 |  | D |  | 31199868 | 31312710 |  |  |  | :01680 | 01680:01680 | main_exi_3_route_oh | CIRCUIT_BREAKER |  |  |  |  | -1.78 | 3 |  | 504449 |  | [MDSYS.SDO_GEOMETRY]
60909730 | 31213005 | EXISTING | PACIFICA | 13469 | JEFFERSON | 8275 | D | NO | SCE | THREE | UNKNOWN | 12KV | LOW 2 | UNKNOWN | MB | UNKNOWN | UNKNOWN |  |  | SYSTEM | 2017-09-22 | murilljl |  | CONSOLIDATED | MIRA LOMA | METRO EAST | 2182611 | 1 | 2220744 | A | N | N |  | -1 | I | 2002-01-23 |  | D |  | 31213012 | 31341481 |  |  |  | :13469 | 13469:13469 | main_exi_3_route_oh | CIRCUIT_BREAKER |  |  |  |  | -1.79 | 2 |  | 504449 |  | [MDSYS.SDO_GEOMETRY]
60909731 | 31228413 | EXISTING | LINEBACKER | 10505 | STADLER | 8005 | D | NO | SCE | THREE | UNKNOWN | 12KV | LOW 1 | UNKNOWN | MB | UNKNOWN | UNKNOWN |  |  | SYSTEM | 2014-07-12 | aminencn |  | CONSOLIDATED | VALLEY | SAN JACINTO | 2174965 | 2 | 2215704 | A | N | N |  | -1 | I | 2003-06-28 |  | D |  | 31228420 | 31376753;31376754 |  |  |  | :10505 | 10505:10505 | main_exi_3_route_oh | CIRCUIT_BREAKER |  |  |  |  | -1.81 | 2 |  | 504449 |  | [MDSYS.SDO_GEOMETRY]
60909732 | 31267432 | EXISTING | RATON | 14713 | SUNNYSIDE | 5785 | D | NO | SCE | THREE | UNKNOWN | 4KV | LOW 15 | UNKNOWN | MB | UNKNOWN | UNKNOWN |  |  | SYSTEM | 2017-10-20 | maxwelbw |  | CONSOLIDATED | LIGHTHIPE | METRO WEST | 2186060 | 3 | 2215432 | S | N | Y | 118 | -1 | I | 1964-11-01 |  | D |  | 31267442 | 31342659 |  |  |  | :14713 | 14713:14713 | main_exi_3_route_oh | CIRCUIT_BREAKER |  |  |  |  | -1.77 | 3 |  | 504449 |  | [MDSYS.SDO_GEOMETRY]
60909733 | 31303626 | EXISTING | BARBADOS | 1083 | BRYAN | 5808 | D | NO | SCE | THREE | UNKNOWN | 12KV | LOW 4 | UNKNOWN | MB | UNKNOWN | UNKNOWN |  |  | SYSTEM | 2015-03-09 | merugusn |  | CONSOLIDATED | VILLA PARK | ORANGE | 2136558 | 2 | 2215480 | A | N | N |  | -1 | I | 2002-04-30 |  | D |  | 31303633 | 31562420;31562421 |  |  |  | :01083 | 01083:01083 | main_exi_3_route_oh | CIRCUIT_BREAKER |  |  |  |  | -1.78 | 2 |  | 504449 |  | [MDSYS.SDO_GEOMETRY]
60909739 | 31314814 | EXISTING | BING | 1692 | MARASCHINO | 8096 | D | NO | SCE | THREE | UNKNOWN | 12KV | LOW 5 | UNKNOWN | MB | UNKNOWN | UNKNOWN |  |  | SYSTEM | 2014-04-01 | aminencn |  | CONSOLIDATED | VISTA | DESERT | 2131174 |  | 2220594 | A | N | N |  | -1 | I | 1969-12-01 |  | D |  | 31314818 | 31496875;31496876 |  |  |  | :01692 | 01692:01692 | main_exi_3_route_oh | CIRCUIT_BREAKER |  |  |  |  | -1.82 | 3 |  | 504449 |  | [MDSYS.SDO_GEOMETRY]
60909740 | 31320657 | EXISTING | HACK | 7820 | BLISS | 5303 | D | NO | SCE | THREE | UNKNOWN | 12KV | LOW 5 | UNKNOWN | MB | UNKNOWN | UNKNOWN |  |  | SYSTEM | 2014-01-10 | merugusn |  | CONSOLIDATED | SAN JOAQUIN | SAN JOAQUIN | 2160060 |  | 2214726 | A | N | Y | 237 | -1 | I | 1950-01-01 |  | D |  | 31320667 | 31384382 |  |  |  | :07820 | 07820:07820 | main_exi_3_route_oh | CIRCUIT_BREAKER |  |  |  |  | -1.79 | 6 |  | 504449 |  | [MDSYS.SDO_GEOMETRY]
60909741 | 31328107 | EXISTING | STORKE | 17008 | VEGAS | 5570 | D | NO | SCE | THREE | UNKNOWN | 16KV | LOW 1 | UNKNOWN | MB | UNKNOWN | UNKNOWN |  |  | SYSTEM | 2013-12-17 | ankarlr |  | CONSOLIDATED | GOLETA | NORTH COAST | 2190921 |  | 2212802 | A | Y | N |  | -1 | I | 1963-09-01 |  | D |  | 31328117 | 31503442 |  |  |  | :17008 | 17008:17008 | main_exi_3_route_oh | CIRCUIT_BREAKER |  |  |  |  | -1.71 | 3 |  | 504449 |  | [MDSYS.SDO_GEOMETRY]
60909742 | 31359478 | EXISTING | RAYBORN | 14720 | BULLIS | 5756 | D | NO | SCE | THREE | UNKNOWN | 4KV | LOW 10 | UNKNOWN | MB | UNKNOWN | UNKNOWN |  |  | SYSTEM | 2015-03-02 | manthak |  | CONSOLIDATED | LIGHTHIPE | METRO WEST | 2182936 | 4 | 2215368 | A | N | Y | 239 | -1 | I | 1949-01-01 |  | D |  | 31359488 | 31417436 |  |  |  | :14720 | 14720:14720 | main_exi_3_route_oh | CIRCUIT_BREAKER |  |  |  |  | -1.77 | 3 |  | 504449 |  | [MDSYS.SDO_GEOMETRY]
60909743 | 31374615 | EXISTING | PACTEL | 13474 | STODDARD | 5632 | D | NO | SCE | THREE | UNKNOWN | 4KV | LOW 2 | UNKNOWN | MB | UNKNOWN | UNKNOWN |  |  | SYSTEM | 2016-03-23 | lantzmk |  | CONSOLIDATED | VISTA | DESERT | 2182612 | 1 | 2215156 | S | N | N |  | -1 | I | 1966-01-01 |  | D |  | 31374625 | 31374684 |  |  |  | :13474 | 13474:13474 | main_exi_3_route_oh | CIRCUIT_BREAKER |  |  |  |  | -1.81 | 3 |  | 504449 |  | [MDSYS.SDO_GEOMETRY]
60909744 | 31376024 | EXISTING | PADOVA | 13476 | LIVE OAK | 5611 | D | NO | SCE | THREE | UNKNOWN | 12KV | LOW 2 | UNKNOWN | MB | UNKNOWN | UNKNOWN |  |  | SYSTEM | 2014-07-01 | bodduvh |  | CONSOLIDATED | MIRA LOMA | METRO EAST | 2182613 |  | 2217432 | A | Y | N |  | -1 | I | 1965-06-01 |  | D |  | 31376034 | 31551415 |  |  |  | :13476 | 13476:13476 | main_exi_3_route_oh | CIRCUIT_BREAKER |  |  |  |  | -1.79 | 3 |  | 504449 |  | [MDSYS.SDO_GEOMETRY]
60909745 | 31378081 | EXISTING | LIRE | 10514 | SANTIAGO | 5088 | D | NO | SCE | THREE | UNKNOWN | 12KV | LOW 27 | UNKNOWN | MB | UNKNOWN | UNKNOWN |  |  | SYSTEM | 2014-12-02 | kallurr |  | CONSOLIDATED | ELLIS | ORANGE | 2182695 | 5 | 2211986 | S | N | Y | 139 | -1 | I | 1985-06-01 |  | D |  | 31378091 | 31587059;31587060 |  |  |  | :10514 | 10514:10514 | main_exi_3_route_oh | CIRCUIT_BREAKER |  |  |  |  | -1.78 | 3 |  | 504449 |  | [MDSYS.SDO_GEOMETRY]
60909746 | 31394126 | EXISTING | HACKMAN | 7822 | SEARLES | 8033 | D | NO | SCE | THREE | UNKNOWN | 33KV | LOW 1 | UNKNOWN | MB | UNKNOWN | UNKNOWN |  |  | SYSTEM | 2014-03-19 | bodduvh |  | CONSOLIDATED | LUGO | RURALS | 2165023 |  | 2213530 | A | Y | N |  | -1 | I | 1950-01-01 |  | D |  | 31394136 | 31395110;154182174 |  |  |  | :07822 | 07822:07822 | main_exi_3_route_oh | CIRCUIT_BREAKER |  |  |  |  | -1.81 | 5 |  | 504449 |  | [MDSYS.SDO_GEOMETRY]
60909747 | 31395420 | EXISTING | HANES | 7840 | BROWNING | 5304 | D | NO | SCE | THREE | UNKNOWN | 12KV | LOW 1 | UNKNOWN | MB | UNKNOWN | UNKNOWN |  |  | SYSTEM | 2014-01-09 | manthak |  | CONSOLIDATED | SAN JOAQUIN | SAN JOAQUIN | 2176179 |  | 2214730 | A | N | Y | 205 | -1 | I | 1948-01-01 |  | D |  | 31395430 | 31396923 |  |  |  | :07840 | 07840:07840 | main_exi_3_route_oh | CIRCUIT_BREAKER |  |  |  |  | -1.77 | 5 |  | 504449 |  | [MDSYS.SDO_GEOMETRY]
60909748 | 31397029 | EXISTING | HAMPSHIRE | 7928 | THOUSAND OAKS | 5569 | D | NO | SCE | THREE | UNKNOWN | 16KV | LOW 6 | UNKNOWN | MB | UNKNOWN | UNKNOWN |  |  | SYSTEM | 2014-02-06 | kallurr |  | CONSOLIDATED | MOORPARK | NORTH COAST | 2165740 | 1 | 2212798 | A | N | Y | 211 | -1 | I | 1965-11-01 |  | D |  | 31397039 | 31583497;31583498 |  |  |  | :07928 | 07928:07928 | main_exi_3_route_oh | CIRCUIT_BREAKER |  |  |  |  | -1.74 | 3 |  | 504449 |  | [MDSYS.SDO_GEOMETRY]
60909749 | 31471594 | EXISTING | REASONER | 14747 | FREMONT | 5720 | D | NO | SCE | THREE | UNKNOWN | 16KV | LOW 6 | UNKNOWN | MB | UNKNOWN | UNKNOWN |  |  | SYSTEM | 2015-01-14 | attadas |  | CONSOLIDATED | LIGHTHIPE | METRO WEST | 2190539 | 2 | 2217612 | A | N | Y | 220 | -1 | I | 1965-12-01 |  | D |  | 31471604 | 31558564;31558565 |  |  |  | :14747 | 14747:14747 | main_exi_3_route_oh | CIRCUIT_BREAKER |  |  |  |  | -1.76 | 3 |  | 504449 |  | [MDSYS.SDO_GEOMETRY]
60909750 | 31506043 | EXISTING | BINNEY | 1693 | WALNUT | 5014 | D | NO | SCE | THREE | UNKNOWN | 12KV | LOW 16 | UNKNOWN | MB | UNKNOWN | UNKNOWN |  |  | SYSTEM | 2014-05-26 | punukos |  | CONSOLIDATED | MIRA LOMA | METRO EAST | 2131175 | 6 | 2218564 | M | N | Y | 115 | -1 | I | 1966-08-01 |  | D |  | 31506053 | 31600993 |  |  |  | :01693 | 01693:01693 | main_exi_3_route_oh | CIRCUIT_BREAKER |  |  |  |  | -1.78 | 3 |  | 504449 |  | [MDSYS.SDO_GEOMETRY]
60909751 | 31531034 | EXISTING | STEVENSON | 17010 | BIG CREEK 2 | 5302 | D | NO | SCE | THREE | UNKNOWN | 12KV | LOW 2 | UNKNOWN | MB | UNKNOWN | UNKNOWN |  |  | SYSTEM | 2015-07-31 | lantzmk |  | CONSOLIDATED | SAN JOAQUIN | RURALS | 2190922 |  | 2274030 | M | Y | N |  | -1 | I | 1950-01-01 |  | D |  | 31531041 | 31532616 |  |  |  | :17010 | 17010:17010 | main_exi_3_route_oh | CIRCUIT_BREAKER |  |  |  |  | -1.82 | 4 |  | 504449 |  | [MDSYS.SDO_GEOMETRY]
60909752 | 31532860 | EXISTING | ST. JOHNS | 17030 | VENICE HILL | 5329 | D | NO | SCE | THREE | UNKNOWN | 12KV | LOW 5 | UNKNOWN | MB | UNKNOWN | UNKNOWN |  |  | SYSTEM | 2014-05-02 | simhadk |  | CONSOLIDATED | SAN JOAQUIN | SAN JOAQUIN | 2184717 |  | 2217114 | A | Y | N |  | -1 | I | 1950-01-01 |  | D |  | 31532864 | 31741033;31741034 |  |  |  | :17030 | 17030:17030 | main_exi_3_route_oh | CIRCUIT_BREAKER |  |  |  |  | -1.8 | 3 |  | 504449 |  | [MDSYS.SDO_GEOMETRY]
60909753 | 31560084 | EXISTING | REBEL | 14749 | BEDFORD | 5245 | D | NO | SCE | THREE | UNKNOWN | 4KV | LOW 5 | UNKNOWN | MB | UNKNOWN | UNKNOWN |  |  | SYSTEM | 2015-04-10 | attadas |  | CONSOLIDATED | EL NIDO | METRO WEST | 2190540 |  | 2214652 | A | N | Y |  | -1 | I | 1972-01-01 |  | D |  | 31560094 | 31614829 |  |  |  | :14749 | 14749:14749 | main_exi_3_route_oh | CIRCUIT_BREAKER |  |  |  |  | -1.76 | 3 |  | 504449 |  | [MDSYS.SDO_GEOMETRY]
60909754 | 31565095 | EXISTING | BARDEEN | 1105 | CABRILLO | 5879 | D | NO | SCE | THREE | UNKNOWN | 12KV | LOW 14 | UNKNOWN | MB | UNKNOWN | UNKNOWN |  |  | SYSTEM | 2014-10-28 | rajendrs |  | CONSOLIDATED | ELLIS | ORANGE | 2136700 | 4 | 2220290 | A | N | N |  | -1 | I | 1994-06-01 |  | D |  | 31565102 | 31783281;31783282 |  |  |  | :01105 | 01105:01105 | main_exi_3_route_oh | CIRCUIT_BREAKER |  |  |  |  | -1.78 | 3 |  | 504449 |  | [MDSYS.SDO_GEOMETRY]
60909755 | 31575485 | EXISTING | MOAB | 13480 | MOAB P.T. | 7534 | A | NO | SCE | THREE | UNKNOWN | 4KV | LOW 1 | UNKNOWN | MB | UNKNOWN | UNKNOWN |  |  | SYSTEM | 2014-06-14 | punukos |  | CONSOLIDATED | MIRA LOMA | METRO EAST | 2189771 |  | 2124293 | A | Y | N |  | -1 | I | 1968-12-01 |  | D |  | 31575492 | 31576482 |  |  |  | :13480 | 13480:13480 | main_exi_3_route_oh | CIRCUIT_BREAKER |  |  |  |  | -95.36 | 3 |  | 504449 |  | [MDSYS.SDO_GEOMETRY]
60909756 | 31576645 | EXISTING | PADDOCK | 13490 | ANITA | 5105 | D | NO | SCE | THREE | UNKNOWN | 16KV | LOW 2 | UNKNOWN | MB | UNKNOWN | UNKNOWN |  |  | SYSTEM | 2017-10-04 | krumwimg |  | 600 | MESA | METRO EAST | 2178909 | 2 | 2216680 | S | N | Y | 103 | -1 | I | 1950-01-01 |  | D |  | 31576652 | 31771983 |  |  |  | :13490 | 13490:13490 | main_exi_3_route_oh | CIRCUIT_BREAKER |  |  |  |  | -1.78 | 3 |  | 504449 |  | [MDSYS.SDO_GEOMETRY]
60909757 | 31588771 | EXISTING | LISBON | 10520 | BRYAN | 5808 | D | NO | SCE | THREE | UNKNOWN | 12KV | LOW 14 | UNKNOWN | MB | UNKNOWN | UNKNOWN |  |  | SYSTEM | 2014-09-12 | bodduvh |  | CONSOLIDATED | VILLA PARK | ORANGE | 2182696 | 1 | 2215480 | A | N | Y | 225 | -1 | I | 1950-01-01 |  | D |  | 31588781 | 31720500;31720501 |  |  |  | :10520 | 10520:10520 | main_exi_3_route_oh | CIRCUIT_BREAKER |  |  |  |  | 0.38 | 2 |  | 504449 |  | [MDSYS.SDO_GEOMETRY]
60909758 | 31594084 | EXISTING | HANGER | 7960 | OASIS | 5548 | D | NO | SCE | THREE | UNKNOWN | 12KV | LOW 3 | UNKNOWN | MB | UNKNOWN | UNKNOWN |  |  | SYSTEM | 2013-11-12 | aminencn |  | CONSOLIDATED | VINCENT | NORTH COAST | 2153326 |  | 2214990 | A | N | N |  | -1 | I | 1950-01-01 |  | D |  | 31594091 | 31639157;31639159 |  |  |  | :07960 | 07960:07960 | main_exi_3_route_oh | CIRCUIT_BREAKER |  |  |  |  | -1.78 | 3.5 |  | 504449 |  | [MDSYS.SDO_GEOMETRY]
60909633 | 30349374 | EXISTING | BEN NEVIS | 1497 | BAIN | 5656 | D | NO | SCE | THREE | UNKNOWN | 12KV | LOW 5 | UNKNOWN | MB | UNKNOWN | UNKNOWN |  |  | SYSTEM | 2014-04-28 | manthak |  | CONSOLIDATED | MIRA LOMA | DESERT | 2144235 | 1 | 2212972 | A | N | Y | 243 | -1 | I | 1967-07-01 |  | D |  | 30349384 | 30401250;30401251 |  |  |  | :01497 | 01497:01497 | main_exi_3_route_oh | CIRCUIT_BREAKER |  |  |  |  | -1.8 | 3 |  | 504449 |  | [MDSYS.SDO_GEOMETRY]
60909634 | 30374709 | EXISTING | BALLOON | 1051 | MORAGA | 8348 | D | NO | SCE | THREE | UNKNOWN | 12KV | LOW 12 | UNKNOWN | MB | UNKNOWN | UNKNOWN |  |  | SYSTEM | 2014-09-23 | kallurr |  | CONSOLIDATED | VALLEY | SAN JACINTO | 2132862 |  | 2213880 | A | N | N |  | -1 | I | 2003-07-15 |  | D |  | 30374716 | 30636498;30636499 |  |  |  | :01051 | 01051:01051 | main_exi_3_route_oh | CIRCUIT_BREAKER |  |  |  |  | -1.82 | 2 |  | 504449 |  | [MDSYS.SDO_GEOMETRY]
60909635 | 30396661 | EXISTING | GRAPEVINE | 7513 | GRAPEVINE P.T. | 7308 | A | NO | SCE | THREE | UNKNOWN | 12KV | LOW 1 | UNKNOWN | MB | UNKNOWN | UNKNOWN |  |  | SYSTEM | 2014-01-23 | bodduvh |  | CONSOLIDATED | ELDORADO | RURALS | 2152935 |  | 2123286 | N | N | N |  | -1 | I | 1966-02-01 |  | D |  | 30396668 | 150483442 |  |  |  | :07513 | 07513:07513 | main_exi_3_route_oh | CIRCUIT_BREAKER |  |  |  |  | -91.83 | 6 |  | 504449 |  | [MDSYS.SDO_GEOMETRY]
60909636 | 30397181 | EXISTING | GREASEWOOD | 7568 | CALCITY | 8132 | D | NO | SCE | THREE | UNKNOWN | 12KV | LOW 3 | UNKNOWN | MB | UNKNOWN | UNKNOWN |  |  | SYSTEM | 2014-04-07 | kallurr |  | CONSOLIDATED | LUGO | RURALS | 2153101 | 1 | 2213674 | A | Y | N |  | -1 | I | 1975-12-01 |  | D |  | 30397191 | 30537228;30537229 |  |  |  | :07568 | 07568:07568 | main_exi_3_route_oh | CIRCUIT_BREAKER |  |  |  |  | -1.79 | 6 |  | 504449 |  | [MDSYS.SDO_GEOMETRY]
60909637 | 30424357 | EXISTING | BALLZAK | 1510 | NAROD | 5648 | D | NO | SCE | THREE | UNKNOWN | 12KV | LOW 8 | UNKNOWN | MB | UNKNOWN | UNKNOWN |  |  | SYSTEM | 2014-08-05 | attadas |  | CONSOLIDATED | MIRA LOMA | METRO EAST | 2144237 | 1 | 2212960 | S | N | Y | 111 | -1 | I | 1969-11-01 |  | D |  | 30424367 | 30500422 |  |  |  | :01510 | 01510:01510 | main_exi_3_route_oh | CIRCUIT_BREAKER |  |  |  |  | -1.79 | 3 |  | 504449 |  | [MDSYS.SDO_GEOMETRY]
60909643 | 30463255 | EXISTING | CORY | 4138 | BEVERLY | 5201 | D | NO | SCE | THREE | UNKNOWN | 16KV | LOW 1 | UNKNOWN | MB | UNKNOWN | UNKNOWN |  |  | SYSTEM | 2015-03-05 | merugusn |  |  | EL NIDO | METRO WEST | 2148848 | 5 | 2216848 | S | Y | N |  | -1 | I | 1950-01-01 |  | D |  | 30463265 | 32280012;32280013 |  |  |  | :04138 | 04138:04138 | main_exi_3_route_oh | CIRCUIT_BREAKER |  |  |  |  | -1.76 | 3 |  | 504449 |  | [MDSYS.SDO_GEOMETRY]
60909644 | 30502688 | EXISTING | BENSON | 1518 | CHINO | 5062 | D | NO | SCE | THREE | UNKNOWN | 12KV | LOW 22 | UNKNOWN | MB | UNKNOWN | UNKNOWN |  |  | SYSTEM | 2014-05-31 | attadas |  | CONSOLIDATED | MIRA LOMA | METRO EAST | 2136885 | 5 | 2214174 | A | N | N |  | -1 | I | 2003-07-08 |  | D |  | 30502695 | 30603827 |  |  |  | :01518 | 01518:01518 | main_exi_3_route_oh | CIRCUIT_BREAKER |  |  |  |  | -1.79 | 2 |  | 504449 |  | [MDSYS.SDO_GEOMETRY]
60909645 | 30508241 | EXISTING | STAR | 16937 | GOLDSTONE | 8154 | B | NO | SCE | THREE | UNKNOWN | 12KV | LOW 1 | UNKNOWN | MB | UNKNOWN | UNKNOWN |  |  | SYSTEM | 2016-06-03 | lantzmk |  | CONSOLIDATED | BARSTOW | RURALS | 2184712 |  | 2215976 | N | N | N |  | -1 | I | 1950-01-01 |  | D |  | 30508251 | 30508449 |  |  |  | :16937 | 16937:16937 | main_exi_3_route_oh | CIRCUIT_BREAKER |  |  |  |  | -1.83 | 3 |  | 504449 |  | [MDSYS.SDO_GEOMETRY]
60909646 | 30508588 | EXISTING | STEALTH | 16963 | OASIS | 5548 | D | NO | SCE | THREE | UNKNOWN | 12KV | LOW 4 | UNKNOWN | MB | UNKNOWN | UNKNOWN |  |  | SYSTEM | 2013-11-21 | mannepl |  | CONSOLIDATED | VINCENT | NORTH COAST | 2186788 |  | 2214990 | A | N | N |  | -1 | I | 1987-06-01 |  | D |  | 30508598 | 30726421;30726422 |  |  |  | :16963 | 16963:16963 | main_exi_3_route_oh | CIRCUIT_BREAKER |  |  |  |  | -1.78 | 4 |  | 504449 |  | [MDSYS.SDO_GEOMETRY]
60909647 | 30509351 | EXISTING | LEON | 10369 | AULD | 8018 | D | NO | SCE | THREE | UNKNOWN | 12KV | LOW 12 | UNKNOWN | MB | UNKNOWN | UNKNOWN |  |  | SYSTEM | 2014-09-08 | manthak |  | CONSOLIDATED | VALLEY | SAN JACINTO | 2174776 |  | 2213470 | A | N | N |  | -1 | I | 2003-09-05 |  | D |  | 30509358 | 30681433;30681434 |  |  |  | :10369 | 10369:10369 | main_exi_3_route_oh | CIRCUIT_BREAKER |  |  |  |  | -1.82 | 3.5 |  | 504449 |  | [MDSYS.SDO_GEOMETRY]
60909648 | 30517900 | EXISTING | OTTER | 13345 | FRANCIS | 5639 | D | NO | SCE | THREE | UNKNOWN | 12KV | LOW 8 | UNKNOWN | MB | UNKNOWN | UNKNOWN |  |  | SYSTEM | 2014-08-01 | bessar |  | CONSOLIDATED | MIRA LOMA | METRO EAST | 2182532 | 1 | 2217516 | A | N | Y | 206 | -1 | I | 1960-07-01 |  | D |  | 30517907 | 30627542;30627543 |  |  |  | :13345 | 13345:13345 | main_exi_3_route_oh | CIRCUIT_BREAKER |  |  |  |  | -1.79 | 3 |  | 504449 |  | [MDSYS.SDO_GEOMETRY]
60909654 | 30540379 | EXISTING | RADIATOR | 14620 | LA FRESA | 5021 | D | NO | SCE | THREE | UNKNOWN | 16KV | LOW 31 | UNKNOWN | MB | UNKNOWN | UNKNOWN |  |  | SYSTEM | 2015-04-07 | simhadk |  | CONSOLIDATED | EL NIDO | METRO WEST | 2182931 | 6 | 2211620 | M | N | Y | 111 | -1 | I | 1950-01-01 |  | D |  | 30540389 | 30541891;30541892 |  |  |  | :14620 | 14620:14620 | main_exi_3_route_oh | CIRCUIT_BREAKER |  |  |  |  | -1.76 | 3 |  | 504449 |  | [MDSYS.SDO_GEOMETRY]
60909655 | 30558183 | EXISTING | GREEN | 7570 | BLISS | 5303 | D | NO | SCE | THREE | UNKNOWN | 12KV | LOW 2 | UNKNOWN | MB | UNKNOWN | UNKNOWN |  |  | SYSTEM | 2014-01-08 | manthak |  | CONSOLIDATED | SAN JOAQUIN | SAN JOAQUIN | 2153102 |  | 2214726 | A | N | Y | 237 | -1 | I | 1950-01-01 |  | D |  | 30558193 | 30618695 |  |  |  | :07570 | 07570:07570 | main_exi_3_route_oh | CIRCUIT_BREAKER |  |  |  |  | -1.79 | 2.5 |  | 504449 |  | [MDSYS.SDO_GEOMETRY]
60909656 | 30605163 | EXISTING | BENTEL | 1520 | IVAR | 5153 | D | NO | SCE | THREE | UNKNOWN | 4KV | LOW 3 | UNKNOWN | MB | UNKNOWN | UNKNOWN |  |  | SYSTEM | 2014-10-21 | attadas |  | CONSOLIDATED | MESA | METRO EAST | 2144389 |  | 2214448 | A | N | Y |  | -1 | I | 1950-01-01 |  | D |  | 30605170 | 30630182 |  |  |  | :01520 | 01520:01520 | main_exi_3_route_oh | CIRCUIT_BREAKER |  |  |  |  | -1.77 | 3 |  | 504449 |  | [MDSYS.SDO_GEOMETRY]
60909657 | 30612442 | EXISTING | RADIUM | 14623 | CHERRY | 5797 | D | NO | SCE | THREE | UNKNOWN | 12KV | LOW 3 | UNKNOWN | MB | UNKNOWN | UNKNOWN |  |  | SYSTEM | 2015-01-23 | bessar |  | CONSOLIDATED | LIGHTHIPE | METRO WEST | 2180191 |  | 2217778 | A | N | N |  | -1 | I | 1987-08-01 |  | D |  | 30612452 | 30661242 |  |  |  | :14623 | 14623:14623 | main_exi_3_route_oh | CIRCUIT_BREAKER |  |  |  |  | -1.76 | 3 |  | 504449 |  | [MDSYS.SDO_GEOMETRY]
60909663 | 30619584 | EXISTING | GREEN TREE | 7603 | VICTORVILLE | 8260 | D | NO | SCE | THREE | UNKNOWN | 12KV | LOW 6 | UNKNOWN | MB | UNKNOWN | UNKNOWN |  |  | SYSTEM | 2014-05-13 | simhadk |  | CONSOLIDATED | LUGO | DESERT | 2158436 |  | 2220732 | A | N | Y |  | -1 | I | 1950-01-01 |  | D |  | 30619594 | 30674413;30674414 |  |  |  | :07603 | 07603:07603 | main_exi_3_route_oh | CIRCUIT_BREAKER |  |  |  |  | -1.81 | 3 |  | 504449 |  | [MDSYS.SDO_GEOMETRY]
60909664 | 30629095 | EXISTING | STORES | 13353 | OUTLET P.T. | 7620 | A | NO | SCE | THREE | UNKNOWN | 12KV | LOW 2 | UNKNOWN | MB | UNKNOWN | UNKNOWN |  |  | SYSTEM | 2014-04-16 | merugusn |  | CONSOLIDATED | DEVERS | DESERT | 2179004 |  | 2124955 | A | N | N |  | -1 | I | 2000-06-01 |  | D |  | 30654866 | 30758223;30758224 |  |  |  | :13353 | 13353:13353 | main_exi_3_route_oh | CIRCUIT_BREAKER |  |  |  |  | -1.83 | 2 |  | 504449 |  | [MDSYS.SDO_GEOMETRY]
60909665 | 30632592 | EXISTING | BERKLEY | 1537 | ARRO | 5602 | D | NO | SCE | THREE | UNKNOWN | 4KV | LOW 5 | UNKNOWN | MB | UNKNOWN | UNKNOWN |  |  | SYSTEM | 2014-03-12 | kallurr |  | ARRO SUB | VISTA | DESERT | 2144393 | 2 | 2219768 | A | N | N |  | -1 | I | 1965-04-01 |  | D |  | 30632599 | 30645687 |  |  |  | :01537 | 01537:01537 | main_exi_3_route_oh | CIRCUIT_BREAKER |  |  |  |  | -1.81 | 3 |  | 504449 |  | [MDSYS.SDO_GEOMETRY]
60909671 | 30646120 | EXISTING | BERKSHIRE | 1540 | ARROYO | 5158 | D | NO | SCE | THREE | UNKNOWN | 4KV | LOW 7 | UNKNOWN | MB | UNKNOWN | UNKNOWN |  |  | SYSTEM | 2014-10-25 | attadas |  | CONSOLIDATED | MESA | METRO EAST | 2130992 |  | 2214450 | A | N | Y | 217 | -1 | I | 1950-01-01 |  | D |  | 30646130 | 30689087;30689088 |  |  |  | :01540 | 01540:01540 | main_exi_3_route_oh | CIRCUIT_BREAKER |  |  |  |  | -1.77 | 3 |  | 504449 |  | [MDSYS.SDO_GEOMETRY]
60909672 | 30661636 | EXISTING | RAHN | 14635 | CARSON | 5711 | D | NO | SCE | THREE | UNKNOWN | 16KV | LOW 8 | UNKNOWN | MB | UNKNOWN | UNKNOWN |  |  | SYSTEM | 2015-02-26 | attiliv |  | CONSOLIDATED | LIGHTHIPE | METRO WEST | 2180192 | 3 | 2217602 | S | N | Y | 120 | -1 | I | 1972-05-01 |  | D |  | 30661646 | 30819803;30819804 |  |  |  | :14635 | 14635:14635 | main_exi_3_route_oh | CIRCUIT_BREAKER |  |  |  |  | -1.76 | 3 |  | 504449 |  | [MDSYS.SDO_GEOMETRY]
60909673 | 30664568 | EXISTING | BANJO | 1062 | NIGUEL | 5896 | D | NO | SCE | THREE | UNKNOWN | 12KV | LOW 4 | UNKNOWN | MB | UNKNOWN | UNKNOWN |  |  | SYSTEM | 2014-11-21 | kallurr |  | CONSOLIDATED | ELLIS | ORANGE | 2136555 |  | 2215686 | A | N | Y | 215 | -1 | I | 1970-02-01 |  | D |  | 30664575 | 30869447;30869448 |  |  |  | :01062 | 01062:01062 | main_exi_3_route_oh | CIRCUIT_BREAKER |  |  |  |  | -1.79 | 3 |  | 504449 |  | [MDSYS.SDO_GEOMETRY]
60909674 | 30676062 | EXISTING | GREEN VALLEY | 7610 | GREEN VALLEY P.T. | 7312 | A | NO | SCE | THREE | UNKNOWN | 4KV | LOW 1 | UNKNOWN | MB | UNKNOWN | UNKNOWN |  |  | SYSTEM | 2013-11-09 | punukos |  | CONSOLIDATED | VINCENT | NORTH COAST | 2158437 |  | 2123305 | A | N | N |  | -1 | I | 1950-01-01 |  | D |  | 30676072 | 30704691;30704692 |  |  |  | :07610 | 07610:07610 | main_exi_3_route_oh | CIRCUIT_BREAKER |  |  |  |  | -1.77 | 3 |  | 504449 |  | [MDSYS.SDO_GEOMETRY]
60909675 | 30682731 | EXISTING | LEOPARD | 10383 | LAMPSON | 5870 | D | NO | SCE | THREE | UNKNOWN | 12KV | LOW 5 | UNKNOWN | MB | UNKNOWN | UNKNOWN |  |  | SYSTEM | 2014-09-26 | punukos |  | CONSOLIDATED | VILLA PARK | ORANGE | 2169820 |  | 2213356 | A | N | Y | 203 | -1 | I | 1969-07-01 |  | D |  | 30682738 | 30802403;30802404 |  |  |  | :10383 | 10383:10383 | main_exi_3_route_oh | CIRCUIT_BREAKER |  |  |  |  | -3.94 | 3 |  | 504449 |  | [MDSYS.SDO_GEOMETRY]
60909676 | 30705749 | EXISTING | GREENWELL | 7618 | ORTEGA | 5507 | C | NO | SCE | THREE | UNKNOWN | 33KV | LOW 1 | UNKNOWN | MB | UNKNOWN | UNKNOWN |  |  | SYSTEM | 2013-10-29 | inneswm |  | CONSOLIDATED | GOLETA | NORTH COAST | 2158609 |  | 2219584 | A | Y | N |  | -1 | I | 1971-12-01 |  | D |  | 30705759 | 30706004;30706005 |  |  |  | :07618 | 07618:07618 | main_exi_3_route_oh | CIRCUIT_BREAKER |  |  |  |  | -1.72 | 2.5 |  | 504449 |  | [MDSYS.SDO_GEOMETRY]
60909677 | 30706234 | EXISTING | GREER | 7625 | YERMO | 8268 | D | NO | SCE | THREE | UNKNOWN | 12KV | LOW 1 | UNKNOWN | MB | UNKNOWN | UNKNOWN |  |  | SYSTEM | 2014-03-08 | merugusn |  | CONSOLIDATED | LUGO | RURALS | 2164646 |  | 2218402 | A | N | Y | 229 | -1 | I | 1966-04-01 |  | D |  | 30706244 | 30746604;30746605 |  |  |  | :07625 | 07625:07625 | main_exi_3_route_oh | CIRCUIT_BREAKER |  |  |  |  | -1.83 | 5.5 |  | 504449 |  | [MDSYS.SDO_GEOMETRY]
60909679 | 30733811 | EXISTING | BEXLEY | 1600 | BARTOLO | 5863 | D | NO | SCE | THREE | UNKNOWN | 4KV | LOW 4 | UNKNOWN | MB | UNKNOWN | UNKNOWN |  |  | SYSTEM | 2014-10-21 | bessar |  | CONSOLIDATED | MESA | METRO EAST | 2133431 |  | 2217932 | A | N | Y | 215 | -1 | I | 1950-01-01 |  | D |  | 30733818 | 30755061 |  |  |  | :01600 | 01600:01600 | main_exi_3_route_oh | CIRCUIT_BREAKER |  |  |  |  | -1.77 | 3 |  | 504449 |  | [MDSYS.SDO_GEOMETRY]
60909680 | 30748013 | EXISTING | GREGORY | 7635 | DOWNS | 8137 | D | NO | SCE | THREE | UNKNOWN | 12KV | LOW 5 | UNKNOWN | MB | UNKNOWN | UNKNOWN |  |  | SYSTEM | 2014-04-01 | bessar |  | CONSOLIDATED | LUGO | RURALS | 2175768 |  | 17994938 | A | N | Y | 239 | -1 | I | 1985-11-01 |  | D |  | 30748023 | 30831792 |  |  |  | :07635 | 07635:07635 | main_exi_3_route_oh | CIRCUIT_BREAKER |  |  |  |  | -1.81 | 2 |  | 504449 |  | [MDSYS.SDO_GEOMETRY]
60909681 | 30750653 | EXISTING | STEARNS | 16966 | SANTA SUSANA | 5532 | D | NO | SCE | THREE | UNKNOWN | 16KV | LOW 4 | UNKNOWN | MB | UNKNOWN | UNKNOWN |  |  | SYSTEM | 2014-01-03 | bodduvh |  | CONSOLIDATED | SAUGUS | NORTH COAST | 2186869 | 2 | 2214960 | A | N | Y | 238 | -1 | I | 1969-05-01 |  | D |  | 30750663 | 30966815;30966816 |  |  |  | :16966 | 16966:16966 | main_exi_3_route_oh | CIRCUIT_BREAKER |  |  |  |  | -1.75 | 3 |  | 504449 |  | [MDSYS.SDO_GEOMETRY]
60909682 | 30755317 | EXISTING | BIANCO | 1604 | PADUA | 5060 | D | NO | SCE | THREE | UNKNOWN | 12KV | LOW 16 | UNKNOWN | MB | UNKNOWN | UNKNOWN |  |  | SYSTEM | 2014-05-27 | punukos |  | CONSOLIDATED | MIRA LOMA | METRO EAST | 2133432 | 7 | 2216446 | M | N | Y | 121 | -1 | I | 1975-07-01 |  | D |  | 30755324 | 30853670 |  |  |  | :01604 | 01604:01604 | main_exi_3_route_oh | CIRCUIT_BREAKER |  |  |  |  | -1.79 | 3 |  | 504449 |  | [MDSYS.SDO_GEOMETRY]
60909689 | 30759749 | EXISTING | OUNCE | 13362 | PALM VILLAGE | 8215 | D | NO | SCE | THREE | UNKNOWN | 12KV | LOW 7 | UNKNOWN | MB | UNKNOWN | UNKNOWN |  |  | SYSTEM | 2014-07-04 | bodduvh |  | CONSOLIDATED | DEVERS | DESERT | 2178831 |  | 2213750 | A | N | Y |  | -1 | I | 1981-05-01 |  | D |  | 30759756 | 30883596;30883597 |  |  |  | :13362 | 13362:13362 | main_exi_3_route_oh | CIRCUIT_BREAKER |  |  |  |  | -1.86 | 3 |  | 504449 |  | [MDSYS.SDO_GEOMETRY]
60909690 | 30821578 | EXISTING | RAMP | 14658 | STADIUM | 5796 | D | NO | SCE | THREE | UNKNOWN | 12KV | LOW 9 | UNKNOWN | MB | UNKNOWN | UNKNOWN |  |  | SYSTEM | 2017-09-21 | maxwelbw |  | CONSOLIDATED | LIGHTHIPE | METRO WEST | 2185481 | 2 | 2213204 | S | N | Y | 124 | -1 | I | 1966-11-01 |  | D |  | 30821588 | 31001111 |  |  |  | :14658 | 14658:14658 | main_exi_3_route_oh | CIRCUIT_BREAKER |  |  |  |  | -1.77 | 3 |  | 504449 |  | [MDSYS.SDO_GEOMETRY]
60909691 | 30833131 | EXISTING | GRIMSHAW | 7657 | GRIMSHAW P.T. | 7314 | A | NO | SCE | THREE | UNKNOWN | 2.4KV | LOW 1 | UNKNOWN | MB | UNKNOWN | UNKNOWN |  |  | SYSTEM | 2014-01-23 | bessar |  | CONSOLIDATED | ELDORADO | RURALS | 2164821 |  | 2122760 | N | N | N |  | -1 | I | 1963-05-01 |  | D |  | 30833135 | 30834632;30834633 |  |  |  | :07657 | 07657:07657 | main_exi_3_route_oh | CIRCUIT_BREAKER |  |  |  |  | -1.84 | 2.5 |  | 504449 |  | [MDSYS.SDO_GEOMETRY]
60909692 | 30835117 | EXISTING | GRINGO | 7659 | SAN MIGUEL | 5577 | D | NO | SCE | THREE | UNKNOWN | 16KV | LOW 7 | UNKNOWN | MB | UNKNOWN | UNKNOWN |  |  | SYSTEM | 2013-12-12 | manthak |  | CONSOLIDATED | SANTA CLARA | NORTH COAST | 2153106 | 1 | 2212814 | A | N | Y | 217 | -1 | I | 1965-10-01 |  | D |  | 30835127 | 30969594 |  |  |  | :07659 | 07659:07659 | main_exi_3_route_oh | CIRCUIT_BREAKER |  |  |  |  | -1.73 | 3 |  | 504449 |  | [MDSYS.SDO_GEOMETRY]
60909693 | 30844288 | EXISTING | LIMITED | 10483 | ELSINORE | 8343 | D | NO | SCE | THREE | UNKNOWN | 12KV | LOW 12 | UNKNOWN | MB | UNKNOWN | UNKNOWN |  |  | SYSTEM | 2014-08-18 | aminencn |  | CONSOLIDATED | VALLEY | SAN JACINTO | 2169825 |  | 2213864 |  | N | N |  | -1 | I | 1991-06-17 |  | D |  | 30844298 | 31067915;31067916 |  |  |  | :10483 | 10483:10483 | main_exi_3_route_oh | CIRCUIT_BREAKER |  |  |  |  | -1.81 | 3 |  | 504449 |  | [MDSYS.SDO_GEOMETRY]
60909694 | 30855813 | EXISTING | BIDWELL | 1620 | TEMPLE | 5170 | D | NO | SCE | THREE | UNKNOWN | 4KV | LOW 3 | UNKNOWN | MB | UNKNOWN | UNKNOWN |  |  | SYSTEM | 2014-10-22 | rajendrs |  | CONSOLIDATED | MESA | METRO EAST | 2130994 |  | 2214476 | A | N | Y | 230 | -1 | I | 1950-01-01 |  | D |  | 30855820 | 30876010;99673507 |  |  |  | :01620 | 01620:01620 | main_exi_3_route_oh | CIRCUIT_BREAKER |  |  |  |  | -1.78 | 3 |  | 504449 |  | [MDSYS.SDO_GEOMETRY]
60909695 | 30876182 | EXISTING | BIGGS | 1623 | BIGGS P.T. | 7090 | A | NO | SCE | THREE | UNKNOWN | 4KV | LOW 1 | UNKNOWN | MB | UNKNOWN | UNKNOWN |  |  | SYSTEM | 2014-05-30 | merugusn |  | CONSOLIDATED | MIRA LOMA | METRO EAST | 2130995 |  | 2121661 | N | Y | N |  | -1 | I | 1968-01-01 |  | D |  | 30876189 | 30888530;30888531 |  |  |  | :01623 | 01623:01623 | main_exi_3_route_oh | CIRCUIT_BREAKER |  |  |  |  | -1.8 | 3 |  | 504449 |  | [MDSYS.SDO_GEOMETRY]
60909696 | 30885398 | EXISTING | OVERLOOK | 13383 | PALM CANYON | 8214 | D | NO | SCE | THREE | UNKNOWN | 4KV | LOW 5 | UNKNOWN | MB | UNKNOWN | UNKNOWN |  |  | SYSTEM | 2017-11-16 | delriokm |  | CONSOLIDATED | DEVERS | DESERT | 2182538 |  | 2216032 | A | N | Y | 226 | -1 | I | 1950-01-01 |  | D |  | 30885405 | 30973736 |  |  |  | :13383 | 13383:13383 | main_exi_3_route_oh | CIRCUIT_BREAKER |  |  |  |  | -1.86 | 2 |  | 504449 |  | [MDSYS.SDO_GEOMETRY]
60909697 | 30889180 | EXISTING | BIGHORN | 1628 | SANTA ROSA | 8036 | D | NO | SCE | THREE | UNKNOWN | 12KV | LOW 9 | UNKNOWN | MB | UNKNOWN | UNKNOWN |  |  | SYSTEM | 2014-05-10 | attadas |  | CONSOLIDATED | DEVERS | DESERT | 2130997 | 6 | 2218128 | S | N | Y | 109 | -1 | I | 1978-05-01 |  | D |  | 30889187 | 31006988 |  |  |  | :01628 | 01628:01628 | main_exi_3_route_oh | CIRCUIT_BREAKER |  |  |  |  | 178.15 | 2 |  | 504449 |  | [MDSYS.SDO_GEOMETRY]
60909698 | 30909661 | EXISTING | DREYER | 1081 | BRYAN | 5808 | D | NO | SCE | THREE | UNKNOWN | 12KV | LOW 10 | UNKNOWN | MB | UNKNOWN | UNKNOWN |  |  | SYSTEM | 2014-10-25 | simhadk |  | CONSOLIDATED | VILLA PARK | ORANGE | 2133009 | 1 | 2215480 | A | N | Y |  | -1 | I | 2000-06-01 |  | D |  | 30909668 | 31080843;31080844 |  |  |  | :01081 | 01081:01081 | main_exi_3_route_oh | CIRCUIT_BREAKER |  |  |  |  | -1.78 | 2 |  | 504449 |  | [MDSYS.SDO_GEOMETRY]
60909704 | 30971707 | EXISTING | GROUSE | 7670 | CAMP 10 | 6116 | D | NO | SCE | THREE | UNKNOWN | 7KV | LOW 1 | UNKNOWN | MB | UNKNOWN | UNKNOWN |  |  | SYSTEM | 2014-01-30 | kallurr |  | CONSOLIDATED | SAN JOAQUIN | RURALS | 2164824 |  | 2273993 | A | N | N |  | -1 | I | 1950-01-01 |  | D |  | 30971717 | 30972347 |  |  |  | :07670 | 07670:07670 | main_exi_3_route_oh | CIRCUIT_BREAKER |  |  |  |  | -1.82 | 7 |  | 504449 |  | [MDSYS.SDO_GEOMETRY]
60909705 | 30972444 | EXISTING | GRUBSTAKE | 7680 | ROSAMOND | 5541 | D | NO | SCE | THREE | UNKNOWN | 12KV | LOW 2 | UNKNOWN | MB | UNKNOWN | UNKNOWN |  |  | SYSTEM | 2013-11-21 | garciacm |  | CONSOLIDATED | VINCENT | NORTH COAST | 2158610 |  | 2217298 | S | N | Y | 129 | -1 | I | 1950-01-01 |  | D |  | 30972454 | 31028808;31028809 |  |  |  | :07680 | 07680:07680 | main_exi_3_route_oh | CIRCUIT_BREAKER |  |  |  |  | -1.78 | 5 |  | 504449 |  | [MDSYS.SDO_GEOMETRY]
60909873 | 32751865 | EXISTING | RHEEM | 14950 | CUDAHY | 5714 | D | NO | SCE | THREE | UNKNOWN | 16KV | LOW 7 | UNKNOWN | MB | UNKNOWN | UNKNOWN |  |  | SYSTEM | 2015-03-02 | yallasv |  | CONSOLIDATED | LIGHTHIPE | METRO WEST | 2190552 | 2 | 2215284 | S | N | Y | 115 | -1 | I | 1950-01-01 |  | D |  | 32751875 | 32754591 |  |  |  | :14950 | 14950:14950 | main_exi_3_route_oh | CIRCUIT_BREAKER |  |  |  |  | -1.77 | 3 |  | 504449 |  | [MDSYS.SDO_GEOMETRY]
60909874 | 32775020 | EXISTING | CHOICEANNA | 8363 | APPLE VALLEY | 8013 | D | NO | SCE | THREE | UNKNOWN | 12KV | LOW 7 | UNKNOWN | MB | UNKNOWN | UNKNOWN |  |  | SYSTEM | 2014-02-25 | aminencn |  | CONSOLIDATED | LUGO | DESERT | 2166117 |  | 2213450 | A | N | Y | 235 | -1 | I | 1969-04-01 |  | D |  | 32775030 | 32873429;32873430 |  |  |  | :08363 | 08363:08363 | main_exi_3_route_oh | CIRCUIT_BREAKER |  |  |  |  | -1.81 | 2 |  | 504449 |  | [MDSYS.SDO_GEOMETRY]
60909875 | 32778370 | EXISTING | BEARCREEK | 1322 | SKYLARK | 8088 | D | NO | SCE | THREE | UNKNOWN | 12KV | LOW 4 | UNKNOWN | MB | UNKNOWN | UNKNOWN |  |  | SYSTEM | 2014-08-20 | merugusn |  | CONSOLIDATED | VALLEY | SAN JACINTO | 2143592 |  | 2220574 | A | N | N |  | -1 | I | 1989-07-01 |  | D |  | 32778377 | 32988726;32988727 |  |  |  | :01322 | 01322:01322 | main_exi_3_route_oh | CIRCUIT_BREAKER |  |  |  |  | -1.81 | 3 |  | 504449 |  | [MDSYS.SDO_GEOMETRY]
60909877 | 32854243 | EXISTING | BOAT | 1847 | BLYTHE CITY | 8113 | D | NO | SCE | THREE | UNKNOWN | 33KV | LOW 8 | UNKNOWN | MB | UNKNOWN | UNKNOWN |  |  | SYSTEM | 2014-03-24 | lantzmk |  | BLYTHE CITY SUB | DEVERS | RURALS | 2132073 |  | 2273807 | A | N | N |  | -1 | I | 1969-09-01 |  | D |  | 32854253 | 32854779;32854780 |  |  |  | :01847 | 01847:01847 | main_exi_3_route_oh | CIRCUIT_BREAKER |  |  |  |  | -19.19 | 2 |  | 504449 |  | [MDSYS.SDO_GEOMETRY]
60909884 | 32856275 | EXISTING | BOBBIT | 1849 | CHASE | 5679 | D | NO | SCE | THREE | UNKNOWN | 12KV | LOW 11 | UNKNOWN | MB | UNKNOWN | UNKNOWN |  |  | SYSTEM | 2014-08-22 | punukos |  | CONSOLIDATED | MIRA LOMA | METRO EAST | 2137732 |  | 2213010 | A | N | N |  | -1 | I | 1988-06-01 |  | D |  | 32856282 | 32983582;32983583 |  |  |  | :01849 | 01849:01849 | main_exi_3_route_oh | CIRCUIT_BREAKER |  |  |  |  | -1.8 | 3 |  | 504449 |  | [MDSYS.SDO_GEOMETRY]
60909885 | 32857746 | EXISTING | PAROCELA | 13657 | SUNNY DUNES | 8244 | D | NO | SCE | THREE | UNKNOWN | 4KV | LOW 1 | UNKNOWN | MB | UNKNOWN | UNKNOWN |  |  | SYSTEM | 2014-06-23 | bessar |  | CONSOLIDATED | DEVERS | DESERT | 2189856 |  | 2213784 | A | N | N |  | -1 | I | 1950-01-01 |  | D |  | 32857750 | 32860034 |  |  |  | :13657 | 13657:13657 | main_exi_3_route_oh | CIRCUIT_BREAKER |  |  |  |  | -1.85 | 2.5 |  | 504449 |  | [MDSYS.SDO_GEOMETRY]
60909886 | 32860371 | EXISTING | PARCELLS | 13680 | GANESHA | 5617 | D | NO | SCE | THREE | UNKNOWN | 12KV | LOW 1 | UNKNOWN | MB | UNKNOWN | UNKNOWN |  |  | SYSTEM | 2014-06-18 | simhadk |  | CONSOLIDATED | MIRA LOMA | METRO EAST | 2189919 | 1 | 2212890 | S | Y | N |  | -1 | I | 1950-01-01 |  | D |  | 32860378 | 32967259;165256123 |  |  |  | :13680 | 13680:13680 | main_exi_3_route_oh | CIRCUIT_BREAKER |  |  |  |  | -1.79 | 3 |  | 504449 |  | [MDSYS.SDO_GEOMETRY]
60909887 | 32862459 | EXISTING | COX | 4240 | BOWL | 5708 | D | NO | SCE | THREE | UNKNOWN | 12KV | LOW 4 | UNKNOWN | MB | UNKNOWN | UNKNOWN |  |  | SYSTEM | 2015-02-03 | bessar |  |  | LIGHTHIPE | METRO WEST | 2141764 |  | 2213042 | S | N | Y | 120 | -1 | I | 1950-02-01 |  | D |  | 32862469 | 32916291 |  |  |  | :04240 | 04240:04240 | main_exi_3_route_oh | CIRCUIT_BREAKER |  |  |  |  | -1.77 | 3 |  | 504449 |  | [MDSYS.SDO_GEOMETRY]
60909888 | 32879373 | EXISTING | RHUMBA | 14968 | BRIGHTON | 5226 | D | NO | SCE | THREE | UNKNOWN | 16KV | LOW 5 | UNKNOWN | MB | UNKNOWN | UNKNOWN |  |  | SYSTEM | 2015-04-13 | bessar |  | CONSOLIDATED | EL NIDO | METRO WEST | 2180858 |  | 2219264 | A | N | Y | 237 | -1 | I | 1965-11-01 |  | D |  | 32879383 | 35273480;35273481 |  |  |  | :14968 | 14968:14968 | main_exi_3_route_oh | CIRCUIT_BREAKER |  |  |  |  | -1.76 | 3 |  | 504449 |  | [MDSYS.SDO_GEOMETRY]
60909889 | 32883789 | EXISTING | HESSION | 8364 | HESSION P.T. | 7360 | A | NO | SCE | THREE | UNKNOWN | 12KV | LOW 1 | UNKNOWN | MB | UNKNOWN | UNKNOWN |  |  | SYSTEM | 2014-01-23 | bessar |  | CONSOLIDATED | LUGO | RURALS | 2160257 |  | 2124586 | A | N | N |  | -1 | I | 1965-02-01 |  | D |  | 32883799 | 32887020 |  | 149217364 |  | :08364 | 08364:08364 | main_exi_3_route_oh | CIRCUIT_BREAKER |  |  |  |  | -1.82 | 2.5 |  | 504449 |  | [MDSYS.SDO_GEOMETRY]
60909890 | 32887270 | EXISTING | HIGBY | 8405 | LIBERTY | 5312 | D | NO | SCE | THREE | UNKNOWN | 12KV | LOW 4 | UNKNOWN | MB | UNKNOWN | UNKNOWN |  |  | SYSTEM | 2014-05-02 | bessar |  | CONSOLIDATED | SAN JOAQUIN | SAN JOAQUIN | 2160450 |  | 2212500 | A | Y | N |  | -1 | I | 1968-06-01 |  | D |  | 32887280 | 33004483;33004484 |  |  |  | :08405 | 08405:08405 | main_exi_3_route_oh | CIRCUIT_BREAKER |  |  |  |  | -1.79 | 3.5 |  | 504449 |  | [MDSYS.SDO_GEOMETRY]
60909891 | 32897297 | EXISTING | LYELL | 10836 | ELLIS | 5086 | D | NO | SCE | THREE | UNKNOWN | 12KV | LOW 20 | UNKNOWN | MB | UNKNOWN | UNKNOWN |  |  | SYSTEM | 2014-11-05 | manthak |  | CONSOLIDATED | ELLIS | ORANGE | 2176597 |  | 2218928 | A | N | Y | 142 | -1 | I | 1988-06-01 |  | D |  | 32897304 | 33055351;33055352 |  |  |  | :10836 | 10836:10836 | main_exi_3_route_oh | CIRCUIT_BREAKER |  |  |  |  | -1.78 | 3 |  | 504449 |  | [MDSYS.SDO_GEOMETRY]
60909892 | 32969075 | EXISTING | PARCO | 13690 | GLEN AVON | 8151 | D | NO | SCE | THREE | UNKNOWN | 12KV | LOW 2 | UNKNOWN | MB | UNKNOWN | UNKNOWN |  |  | SYSTEM | 2017-12-21 | murilljl |  | CONSOLIDATED | VISTA | DESERT | 2189920 |  | 2218310 | A | N | Y | 201 | -1 | I | 1983-05-01 |  | D |  | 32969079 | 33114182 |  |  |  | :13690 | 13690:13690 | main_exi_3_route_oh | CIRCUIT_BREAKER |  |  |  |  | -1.8 | 3 |  | 504449 |  | [MDSYS.SDO_GEOMETRY]
60909893 | 32979354 | EXISTING | SURPRISE | 17370 | TIPTON | 5327 | D | NO | SCE | THREE | UNKNOWN | 12KV | LOW 1 | UNKNOWN | MB | UNKNOWN | UNKNOWN |  |  | SYSTEM | 2014-03-18 | simhadk |  | CONSOLIDATED | SAN JOAQUIN | SAN JOAQUIN | 2189996 |  | 2214782 | S | N | Y | 134 | -1 | I | 1950-01-01 |  | D |  | 32979364 | 33038535;33038536 |  |  |  | :17370 | 17370:17370 | main_exi_3_route_oh | CIRCUIT_BREAKER |  |  |  |  | -1.78 | 3 |  | 504449 |  | [MDSYS.SDO_GEOMETRY]
60909894 | 32990803 | EXISTING | BOGEY | 1871 | DEFRAIN | 8162 | D | NO | SCE | THREE | UNKNOWN | 12KV | LOW 1 | UNKNOWN | MB | UNKNOWN | UNKNOWN |  |  | SYSTEM | 2014-04-23 | yallasv |  | CONSOLIDATED | DEVERS | RURALS | 2133706 |  | 2215990 | A | N | N |  | -1 | I | 1971-06-01 |  | D |  | 32990813 | 33024347 |  |  |  | :01871 | 01871:01871 | main_exi_3_route_oh | CIRCUIT_BREAKER |  |  |  |  | -1.95 | 6 |  | 504449 |  | [MDSYS.SDO_GEOMETRY]
60909895 | 33005814 | EXISTING | HIGH | 8406 | HIGH P.T. | 7381 | A | NO | SCE | THREE | UNKNOWN | 4KV | LOW 1 | UNKNOWN | MB | UNKNOWN | UNKNOWN |  |  | SYSTEM | 2014-01-30 | kallurr |  | CONSOLIDATED | LUGO | RURALS | 2167413 |  | 2125388 | M | N | Y | 128 | -1 | I | 1988-01-01 |  | D |  | 33005821 | 33025487 |  |  |  | :08406 | 08406:08406 | main_exi_3_route_oh | CIRCUIT_BREAKER |  |  |  |  | -1.82 | 2.5 |  | 504449 |  | [MDSYS.SDO_GEOMETRY]
60909896 | 33011905 | EXISTING | COYOTE | 4250 | SOMERSET | 5754 | D | NO | SCE | THREE | UNKNOWN | 12KV | LOW 5 | UNKNOWN | MB | UNKNOWN | UNKNOWN |  |  | SYSTEM | 2015-01-22 | kallurr |  | CONSOLIDATED | LIGHTHIPE | METRO WEST | 2143920 |  | 2215356 | S | Y | N |  | -1 | I | 1950-01-01 |  | D |  | 33011912 | 33085159;33085160 |  |  |  | :04250 | 04250:04250 | main_exi_3_route_oh | CIRCUIT_BREAKER |  |  |  |  | -1.77 | 3 |  | 504449 |  | [MDSYS.SDO_GEOMETRY]
60909903 | 33016613 | EXISTING | BECKER | 1371 | NEWCOMB | 8342 | D | NO | SCE | THREE | UNKNOWN | 12KV | LOW 7 | UNKNOWN | MB | UNKNOWN | UNKNOWN |  |  | SYSTEM | 2014-09-03 | attadas |  | CONSOLIDATED | VALLEY | SAN JACINTO | 2130797 | 2 | 2218460 | A | N | N |  | -1 | I | 1980-06-01 |  | D |  | 33016623 | 33121922;33121923 |  | 33080525 |  | :01371 | 01371:01371 | main_exi_3_route_oh | CIRCUIT_BREAKER |  |  |  |  | -1.81 | 3 |  | 504449 |  | [MDSYS.SDO_GEOMETRY]
60909904 | 33025698 | EXISTING | HIGHWAY | 8420 | SATICOY | 5534 | D | NO | SCE | THREE | UNKNOWN | 16KV | LOW 6 | UNKNOWN | MB | UNKNOWN | UNKNOWN |  |  | SYSTEM | 2013-12-09 | aminencn |  | CONSOLIDATED | SANTA CLARA | NORTH COAST | 2177584 |  | 2219652 | S | Y | N |  | -1 | I | 1950-01-01 |  | D |  | 33025708 | 33171444;33171445 |  |  |  | :08420 | 08420:08420 | main_exi_3_route_oh | CIRCUIT_BREAKER |  |  |  |  | -1.73 | 3 |  | 504449 |  | [MDSYS.SDO_GEOMETRY]
60909905 | 33039545 | EXISTING | SWALL | 17390 | TULARE | 5328 | D | NO | SCE | THREE | UNKNOWN | 12KV | LOW 6 | UNKNOWN | MB | UNKNOWN | UNKNOWN |  |  | SYSTEM | 2014-01-13 | simhadk |  | CONSOLIDATED | SAN JOAQUIN | SAN JOAQUIN | 2190946 |  | 2212542 | A | N | Y | 215 | -1 | I | 1950-01-01 |  | D |  | 33039555 | 33161313;33161314 |  |  |  | :17390 | 17390:17390 | main_exi_3_route_oh | CIRCUIT_BREAKER |  |  |  |  | -1.79 | 2 |  | 504449 |  | [MDSYS.SDO_GEOMETRY]
60909906 | 33042415 | EXISTING | BOHEMIA | 1873 | JEFFERSON | 8275 | D | NO | SCE | THREE | UNKNOWN | 12KV | LOW 3 | UNKNOWN | MB | UNKNOWN | UNKNOWN |  |  | SYSTEM | 2014-06-02 | simhadk |  | CONSOLIDATED | MIRA LOMA | METRO EAST | 2137736 | 2 | 2220744 | A | N | N |  | -1 | I | 2002-01-23 |  | D |  | 33042422 | 33119540 |  |  |  | :01873 | 01873:01873 | main_exi_3_route_oh | CIRCUIT_BREAKER |  |  |  |  | -1.79 | 2 |  | 504449 |  | [MDSYS.SDO_GEOMETRY]
60909907 | 33056559 | EXISTING | LYNX | 10847 | LAMPSON | 5870 | D | NO | SCE | THREE | UNKNOWN | 12KV | LOW 3 | UNKNOWN | MB | UNKNOWN | UNKNOWN |  |  | SYSTEM | 2015-06-08 | bradlem |  | CONSOLIDATED | VILLA PARK | ORANGE | 2171682 |  | 2213356 | A | N | Y | 203 | -1 | I | 1967-11-01 |  | D |  | 33056566 | 33096090;33096091 |  |  |  | :10847 | 10847:10847 | main_exi_3_route_oh | CIRCUIT_BREAKER |  |  |  |  | -1.78 | 2 |  | 504449 |  | [MDSYS.SDO_GEOMETRY]
60909908 | 33097577 | EXISTING | MABLE | 10865 | LA VETA | 5835 | D | NO | SCE | THREE | UNKNOWN | 12KV | LOW 5 | UNKNOWN | MB | UNKNOWN | UNKNOWN |  |  | SYSTEM | 2017-10-02 | thompsma |  | CONSOLIDATED | VILLA PARK | ORANGE | 2176792 | 2 | 2215558 | A | Y | N |  | -1 | I | 1962-10-01 |  | D |  | 33097584 | 33187003 |  |  |  | :10865 | 10865:10865 | main_exi_3_route_oh | CIRCUIT_BREAKER |  |  |  |  | 0.38 | 2 |  | 504449 |  | [MDSYS.SDO_GEOMETRY]
60909915 | 33134841 | EXISTING | BOMBARDIER | 1896 | EISENHOWER | 8098 | D | NO | SCE | THREE | UNKNOWN | 12KV | LOW 12 | UNKNOWN | MB | UNKNOWN | UNKNOWN |  |  | SYSTEM | 2014-04-15 | merugusn |  | CONSOLIDATED | DEVERS | DESERT | 2132074 |  | 2213648 | A | N | Y | 243 | -1 | I | 1980-04-01 |  | D |  | 33134848 | 33220618 |  |  |  | :01896 | 01896:01896 | main_exi_3_route_oh | CIRCUIT_BREAKER |  |  |  |  | -1.85 | 3 |  | 504449 |  | [MDSYS.SDO_GEOMETRY]
60909916 | 33137142 | EXISTING | PARINA | 13695 | PADUA | 5060 | D | NO | SCE | THREE | UNKNOWN | 12KV | LOW 10 | UNKNOWN | MB | UNKNOWN | UNKNOWN |  |  | SYSTEM | 2014-07-22 | rajendrs |  | CONSOLIDATED | MIRA LOMA | METRO EAST | 2189921 | 6 | 2216446 | M | N | Y | 135 | -1 | I | 1980-06-01 |  | D |  | 33137149 | 33282168;165256137 |  |  |  | :13695 | 13695:13695 | main_exi_3_route_oh | CIRCUIT_BREAKER |  |  |  |  | -1.79 | 2 |  | 504449 |  | [MDSYS.SDO_GEOMETRY]
60909917 | 33141179 | EXISTING | BEECHNUT | 1375 | CHESTNUT | 5861 | D | NO | SCE | THREE | UNKNOWN | 12KV | LOW 7 | UNKNOWN | MB | UNKNOWN | UNKNOWN |  |  | SYSTEM | 2014-10-06 | merugusn |  | CONSOLIDATED | ELLIS | ORANGE | 2133176 | 2 | 2215608 | A | N | Y | 221 | -1 | I | 1981-04-01 |  | D |  | 33141186 | 33194383;33194384 |  |  |  | :01375 | 01375:01375 | main_exi_3_route_oh | CIRCUIT_BREAKER |  |  |  |  | 0.38 | 2 |  | 504449 |  | [MDSYS.SDO_GEOMETRY]
60909918 | 33162542 | EXISTING | SWANSON | 17400 | DELANO | 5305 | D | NO | SCE | THREE | UNKNOWN | 12KV | LOW 8 | UNKNOWN | MB | UNKNOWN | UNKNOWN |  |  | SYSTEM | 2014-03-13 | simhadk |  | CONSOLIDATED | SAN JOAQUIN | SAN JOAQUIN | 2190947 |  | 2219412 | S | Y | N |  | -1 | I | 1950-01-01 |  | D |  | 33162552 | 33420569;33420570 |  |  |  | :17400 | 17400:17400 | main_exi_3_route_oh | CIRCUIT_BREAKER |  |  |  |  | -1.78 | 3 |  | 504449 |  | [MDSYS.SDO_GEOMETRY]
60909919 | 33179523 | EXISTING | CRANBROOK | 4267 | YUKON | 5241 | D | NO | SCE | THREE | UNKNOWN | 4KV | LOW 16 | UNKNOWN | MB | UNKNOWN | UNKNOWN |  |  | SYSTEM | 2015-03-13 | simhadk |  | CONSOLIDATED | EL NIDO | METRO WEST | 2143923 | 2 | 2214644 | S | N | Y | 248 | -1 | I | 1964-11-01 |  | D |  | 33179533 | 33208185;33208186 |  |  |  | :04267 | 04267:04267 | main_exi_3_route_oh | CIRCUIT_BREAKER |  |  |  |  | -1.76 | 3 |  | 504449 |  | [MDSYS.SDO_GEOMETRY]
60909920 | 33181678 | EXISTING | HIGHWAY SIX | 8423 | INYOKERN | 5041 | D | NO | SCE | THREE | UNKNOWN | 12KV | LOW 5 | UNKNOWN | MB | UNKNOWN | UNKNOWN |  |  | SYSTEM | 2014-02-12 | simhadk |  | CONSOLIDATED | LUGO | RURALS | 2155528 |  | 2214068 | S | N | Y | 105 | -1 | I | 1950-01-01 |  | D |  | 33181688 | 33294404;33294405 |  |  |  | :08423 | 08423:08423 | main_exi_3_route_oh | CIRCUIT_BREAKER |  |  |  |  | -1.81 | 3 |  | 504449 |  | [MDSYS.SDO_GEOMETRY]
60909921 | 33187911 | EXISTING | MACADAMIA | 10866 | CHESTNUT | 5861 | D | NO | SCE | THREE | UNKNOWN | 12KV | LOW 13 | UNKNOWN | MB | UNKNOWN | UNKNOWN |  |  | SYSTEM | 2014-09-24 | attadas |  | CONSOLIDATED | ELLIS | ORANGE | 2176793 | 2 | 2215608 | A | N | Y | 236 | -1 | I | 1981-04-01 |  | D |  | 33187918 | 33278290;33278291 |  |  |  | :10866 | 10866:10866 | main_exi_3_route_oh | CIRCUIT_BREAKER |  |  |  |  | -1.78 | 2 |  | 504449 |  | [MDSYS.SDO_GEOMETRY]
60909922 | 33194802 | EXISTING | BEERNUT | 1376 | CHESTNUT | 5861 | D | NO | SCE | THREE | UNKNOWN | 12KV | LOW 6 | UNKNOWN | MB | UNKNOWN | UNKNOWN |  |  | SYSTEM | 2017-11-20 | thompsma |  | CONSOLIDATED | ELLIS | ORANGE | 2133177 | 2 | 2215608 | A | N | Y | 221 | -1 | I | 1985-06-01 |  | D |  | 33194809 | 33285449 |  |  |  | :01376 | 01376:01376 | main_exi_3_route_oh | CIRCUIT_BREAKER |  |  |  |  | -1.78 | 2 |  | 504449 |  | [MDSYS.SDO_GEOMETRY]
60909923 | 33232919 | EXISTING | BONITA | 1920 | SAN DIMAS | 5633 | D | NO | SCE | THREE | UNKNOWN | 12KV | LOW 6 | UNKNOWN | MB | UNKNOWN | UNKNOWN |  |  | SYSTEM | 2014-06-14 | punukos |  | CONSOLIDATED | MIRA LOMA | METRO EAST | 2146090 | 1 | 2212932 | S | N | Y | 116 | -1 | I | 1950-01-01 |  | D |  | 33232929 | 33297304 |  |  |  | :01920 | 01920:01920 | main_exi_3_route_oh | CIRCUIT_BREAKER |  |  |  |  | -1.79 | 3 |  | 504449 |  | [MDSYS.SDO_GEOMETRY]
60909924 | 33265947 | EXISTING | CRANE | 4270 | COMPTON | 5767 | D | NO | SCE | THREE | UNKNOWN | 4KV | LOW 3 | UNKNOWN | MB | UNKNOWN | UNKNOWN |  |  | SYSTEM | 2017-12-06 | maxwelbw |  | CONSOLIDATED | LIGHTHIPE | METRO WEST | 2143924 | 2 | 2213150 | A | Y | N |  | -1 | I | 1950-01-01 |  | D |  | 33265957 | 33323718 |  |  |  | :04270 | 04270:04270 | main_exi_3_route_oh | CIRCUIT_BREAKER |  |  |  |  | -1.76 | 3 |  | 504449 |  | [MDSYS.SDO_GEOMETRY]
60909925 | 33286264 | EXISTING | BEGONIA | 1390 | FAIRVIEW | 5821 | D | NO | SCE | THREE | UNKNOWN | 12KV | LOW 11 | UNKNOWN | MB | UNKNOWN | UNKNOWN |  |  | SYSTEM | 2014-12-05 | bessar |  | CONSOLIDATED | ELLIS | ORANGE | 2133321 | 1 | 2220170 | S | N | N |  | -1 | I | 1950-01-01 |  | D |  |  | 33380093;33380094 |  |  |  | :01390 | 01390:01390 | main_exi_3_route_oh | CIRCUIT_BREAKER |  |  |  |  | -1.78 | 3 |  | 504449 |  | [MDSYS.SDO_GEOMETRY]
60909926 | 33298154 | EXISTING | BONNIE | 1930 | DUARTE | 5150 | D | NO | SCE | THREE | UNKNOWN | 4KV | LOW 2 | UNKNOWN | MB | UNKNOWN | UNKNOWN |  |  | SYSTEM | 2014-10-22 | bessar |  | CONSOLIDATED | MESA | METRO EAST | 2132078 |  | 2212128 | A | N | Y | 211 | -1 | I | 1950-01-01 |  | D |  | 33298161 | 33312542 |  | 33310657 |  | :01930 | 01930:01930 | main_exi_3_route_oh | CIRCUIT_BREAKER |  |  |  |  | -1.78 | 2 |  | 504449 |  | [MDSYS.SDO_GEOMETRY]
60909927 | 33301332 | EXISTING | PARKDALE | 13705 | DEL ROSA | 5670 | D | NO | SCE | THREE | UNKNOWN | 12KV | LOW 6 | UNKNOWN | MB | UNKNOWN | UNKNOWN |  |  | SYSTEM | 2014-04-16 | kallurr |  | CONSOLIDATED | VISTA | DESERT | 2179300 | 2 | 2219894 | A | N | Y | 245 | -1 | I | 1962-06-01 |  | D |  | 33301339 | 33407241 |  |  |  | :13705 | 13705:13705 | main_exi_3_route_oh | CIRCUIT_BREAKER |  |  |  |  | -1.81 | 3 |  | 504449 |  | [MDSYS.SDO_GEOMETRY]
60909928 | 33306495 | EXISTING | HILDRETH | 8425 | RIDGECREST | 8226 | D | NO | SCE | THREE | UNKNOWN | 4.8KV | LOW 2 | UNKNOWN | MB | UNKNOWN | UNKNOWN |  |  | SYSTEM | 2014-02-26 | aminencn |  | CONSOLIDATED | LUGO | RURALS | 2155679 |  | 2216052 | A | Y | N |  | -1 | I | 1950-01-01 |  | D |  | 33306505 | 33307883 |  |  |  | :08425 | 08425:08425 | main_exi_3_route_oh | CIRCUIT_BREAKER |  |  |  |  | -1.81 | 3 |  | 504449 |  | [MDSYS.SDO_GEOMETRY]
60909929 | 33308001 | EXISTING | HILLCREST | 8479 | THOUSAND OAKS | 5569 | D | NO | SCE | THREE | UNKNOWN | 16KV | LOW 2 | UNKNOWN | MB | UNKNOWN | UNKNOWN |  |  | SYSTEM | 2013-12-27 | merugusn |  | CONSOLIDATED | MOORPARK | NORTH COAST | 2167415 | 1 | 2212798 | A | N | N |  | -1 | I | 1999-06-01 |  | D |  | 33308011 | 33397111 |  |  |  | :08479 | 08479:08479 | main_exi_3_route_oh | CIRCUIT_BREAKER |  |  |  |  | -1.74 | 2 |  | 504449 |  | [MDSYS.SDO_GEOMETRY]
60909930 | 33335673 | EXISTING | BONTANIC | 1935 | LIVE OAK | 5611 | D | NO | SCE | THREE | UNKNOWN | 12KV | LOW 9 | UNKNOWN | MB | UNKNOWN | UNKNOWN |  |  | SYSTEM | 2014-05-19 | kallurr |  | CONSOLIDATED | MIRA LOMA | METRO EAST | 2146091 |  | 2217432 | A | N | Y | 203 | -1 | I | 1983-03-01 |  | D |  | 33335683 | 33382904 |  |  |  | :01935 | 01935:01935 | main_exi_3_route_oh | CIRCUIT_BREAKER |  |  |  |  | -1.79 | 3 |  | 504449 |  | [MDSYS.SDO_GEOMETRY]
60909931 | 33338939 | EXISTING | MACHO | 10869 | BORREGO | 5887 | D | NO | SCE | THREE | UNKNOWN | 12KV | LOW 4 | UNKNOWN | MB | UNKNOWN | UNKNOWN |  |  | SYSTEM | 2018-01-16 | thompsma |  | CONSOLIDATED | ELLIS | ORANGE | 2176795 |  | 2213386 | A | Y | N |  | -1 | I | 1975-09-01 |  | D |  | 33338946 | 33468439 |  |  |  | :10869 | 10869:10869 | main_exi_3_route_oh | CIRCUIT_BREAKER |  |  |  |  | -30.38 | 3 |  | 504449 |  | [MDSYS.SDO_GEOMETRY]
60909932 | 33369231 | EXISTING | CREAMERY | 4290 | CUDAHY | 5714 | D | NO | SCE | THREE | UNKNOWN | 16KV | LOW 2 | UNKNOWN | MB | UNKNOWN | UNKNOWN |  |  | SYSTEM | 2015-06-04 | bondigc |  | CONSOLIDATED | LIGHTHIPE | METRO WEST | 2141765 | 1 | 2215284 | S | Y | N |  | -1 | I | 1950-01-01 |  | D |  | 33369241 | 33589609;33589610 |  |  |  | :04290 | 04290:04290 | main_exi_3_route_oh | CIRCUIT_BREAKER |  |  |  |  | -1.77 | 3 |  | 504449 |  | [MDSYS.SDO_GEOMETRY]
60909778 | 31820556 | EXISTING | REDSKIN | 14813 | PIONEER | 5886 | D | NO | SCE | THREE | UNKNOWN | 12KV | LOW 5 | UNKNOWN | MB | UNKNOWN | UNKNOWN |  |  | SYSTEM | 2015-01-01 | aminencn |  | CONSOLIDATED | LIGHTHIPE | METRO WEST | 2186140 |  | 2217978 | A | N | Y | 233 | -1 | I | 1972-05-01 |  | D |  | 31820566 | 31889569;68412177 |  |  |  | :14813 | 14813:14813 | main_exi_3_route_oh | CIRCUIT_BREAKER |  |  |  |  | -1.77 | 3 |  | 504449 |  | [MDSYS.SDO_GEOMETRY]
60909784 | 31844785 | EXISTING | BARNEY LEE | 1122 | GLEN IVY | 8152 | D | NO | SCE | THREE | UNKNOWN | 12KV | LOW 1 | UNKNOWN | MB | UNKNOWN | UNKNOWN |  |  | SYSTEM | 2014-08-18 | manthak |  | CONSOLIDATED | VALLEY | SAN JACINTO | 2133012 |  | 2220638 | A | N | Y | 235 | -1 | I | 1950-01-01 |  | D |  | 31844792 | 31878456;31878457 |  |  |  | :01122 | 01122:01122 | main_exi_3_route_oh | CIRCUIT_BREAKER |  |  |  |  | -67.53 | 3 |  | 504449 |  | [MDSYS.SDO_GEOMETRY]
60909785 | 31881192 | EXISTING | LITTLER | 10538 | LAFAYETTE | 5872 | D | NO | SCE | THREE | UNKNOWN | 12KV | LOW 2 | UNKNOWN | MB | UNKNOWN | UNKNOWN |  |  | SYSTEM | 2014-10-25 | bodduvh |  | CONSOLIDATED | ELLIS | ORANGE | 2170030 |  | 2220276 | A | N | Y | 213 | -1 | I | 1967-12-01 |  | D |  | 31881199 | 31882470;31882471 |  |  |  | :10538 | 10538:10538 | main_exi_3_route_oh | CIRCUIT_BREAKER |  |  |  |  | -1.77 | 3 |  | 504449 |  | [MDSYS.SDO_GEOMETRY]
60909786 | 31882649 | EXISTING | LOCKNER | 10624 | NELSON | 8038 | D | NO | SCE | THREE | UNKNOWN | 12KV | LOW 7 | UNKNOWN | MB | UNKNOWN | UNKNOWN |  |  | SYSTEM | 2014-09-19 | attadas |  | CONSOLIDATED | VALLEY | SAN JACINTO | 2170035 |  | 2215814 | A | N | N |  | -1 | I | 1968-05-01 |  | D |  | 31882659 | 32148718;32148719 |  |  |  | :10624 | 10624:10624 | main_exi_3_route_oh | CIRCUIT_BREAKER |  |  |  |  | -1.82 | 3 |  | 504449 |  | [MDSYS.SDO_GEOMETRY]
60909787 | 31884520 | EXISTING | BLACKBURN | 1741 | EL SOBRANTE | 8159 | D | NO | SCE | THREE | UNKNOWN | 12KV | LOW 1 | UNKNOWN | MB | UNKNOWN | UNKNOWN |  |  | SYSTEM | 2014-08-22 | bodduvh |  | CONSOLIDATED | MIRA LOMA | METRO EAST | 2137051 |  | 2220642 | A | N | Y | 208 | -1 | I | 1968-07-01 |  | D |  | 31884527 | 31958570;31958571 |  |  |  | :01741 | 01741:01741 | main_exi_3_route_oh | CIRCUIT_BREAKER |  |  |  |  | -1.8 | 3 |  | 504449 |  | [MDSYS.SDO_GEOMETRY]
60909788 | 31901454 | EXISTING | PALM CITY | 13575 | INDIAN WELLS | 8345 | D | NO | SCE | THREE | UNKNOWN | 12KV | LOW 13 | UNKNOWN | MB | UNKNOWN | UNKNOWN |  |  | SYSTEM | 2014-06-02 | bodduvh |  | CONSOLIDATED | DEVERS | DESERT | 2179089 |  | 2218478 | A | N | N |  | -1 | I | 1967-07-01 |  | D |  | 31901464 | 32033404 |  |  |  | :13575 | 13575:13575 | main_exi_3_route_oh | CIRCUIT_BREAKER |  |  |  |  | -1.86 | 3 |  | 504449 |  | [MDSYS.SDO_GEOMETRY]
60909789 | 31909608 | EXISTING | BARRATT | 1160 | MAXWELL | 8019 | D | NO | SCE | THREE | UNKNOWN | 12KV | LOW 9 | UNKNOWN | MB | UNKNOWN | UNKNOWN |  |  | SYSTEM | 2014-09-13 | attadas |  | CONSOLIDATED | VALLEY | SAN JACINTO | 2133016 | 1 | 2218074 | A | N | Y | 239 | -1 | I | 1985-06-01 |  | D |  | 31909618 | 32044714;32044715 |  |  |  | :01160 | 01160:01160 | main_exi_3_route_oh | CIRCUIT_BREAKER |  |  |  |  | -1.81 | 3 |  | 504449 |  | [MDSYS.SDO_GEOMETRY]
60909790 | 31915939 | EXISTING | HARTMAN | 8120 | PIERPONT | 5528 | D | NO | SCE | THREE | UNKNOWN | 4KV | LOW 4 | UNKNOWN | MB | UNKNOWN | UNKNOWN |  |  | SYSTEM | 2013-12-05 | bodduvh |  | CONSOLIDATED | SANTA CLARA | NORTH COAST | 2177405 |  | 2212698 | A | N | Y | 213 | -1 | I | 1950-01-01 |  | D |  | 31915949 | 31935883 |  |  |  | :08120 | 08120:08120 | main_exi_3_route_oh | CIRCUIT_BREAKER |  |  |  |  | -1.73 | 3 |  | 504449 |  | [MDSYS.SDO_GEOMETRY]
60909791 | 31921644 | EXISTING | REEVES | 14830 | LARDER | 5745 | D | NO | SCE | THREE | UNKNOWN | 4KV | LOW 2 | UNKNOWN | MB | UNKNOWN | UNKNOWN |  |  | SYSTEM | 2014-12-31 | manthak |  | CONSOLIDATED | LIGHTHIPE | METRO WEST | 2183012 |  | 2213118 | A | N | N |  | -1 | I | 2028-05-01 |  | D |  | 31921654 | 31923661 |  |  |  | :14830 | 14830:14830 | main_exi_3_route_oh | CIRCUIT_BREAKER |  |  |  |  | -1.76 | 3 |  | 504449 |  | [MDSYS.SDO_GEOMETRY]
60909792 | 31923917 | EXISTING | REFOIL | 14840 | CARMENITA | 5814 | D | NO | SCE | THREE | UNKNOWN | 12KV | LOW 1 | UNKNOWN | MB | UNKNOWN | UNKNOWN |  |  | SYSTEM | 2015-01-05 | rajendrs |  | CONSOLIDATED | LIGHTHIPE | METRO WEST | 2183014 | 1 | 2217816 | S | N | Y | 127 | -1 | I | 1950-01-01 |  | D |  | 31923927 | 32088100 |  |  |  | :14840 | 14840:14840 | main_exi_3_route_oh | CIRCUIT_BREAKER |  |  |  |  | -1.77 | 3 |  | 504449 |  | [MDSYS.SDO_GEOMETRY]
60909793 | 31936037 | EXISTING | HARVEY FIELD | 8132 | INYOKERN TOWN | 8170 | D | NO | SCE | THREE | UNKNOWN | 4.8KV | LOW 1 | UNKNOWN | MB | UNKNOWN | UNKNOWN |  |  | SYSTEM | 2014-03-21 | simhadk |  | CONSOLIDATED | LUGO | RURALS | 2177407 |  | 2220660 | A | Y | N |  | -1 | I | 1950-01-01 |  | D |  | 31936041 | 31936254;31936255 |  |  |  | :08132 | 08132:08132 | main_exi_3_route_oh | CIRCUIT_BREAKER |  |  |  |  | -1.8 | 3 |  | 504449 |  | [MDSYS.SDO_GEOMETRY]
60909794 | 31936388 | EXISTING | HATCHERY | 8156 | SAVAGE | 8020 | D | NO | SCE | THREE | UNKNOWN | 12KV | LOW 5 | UNKNOWN | MB | UNKNOWN | UNKNOWN |  |  | SYSTEM | 2014-02-17 | attadas |  | CONSOLIDATED | LUGO | DESERT | 2165900 | 1 | 2220412 | A | N | Y | 219 | -1 | I | 1987-03-01 |  | D |  | 31936395 | 32080892;32080893 |  |  |  | :08156 | 08156:08156 | main_exi_3_route_oh | CIRCUIT_BREAKER |  |  |  |  | -1.81 | 2 |  | 504449 |  | [MDSYS.SDO_GEOMETRY]
60909795 | 31978109 | EXISTING | BLACKHILLS | 1745 | GLEN AVON | 8151 | D | NO | SCE | THREE | UNKNOWN | 12KV | LOW 6 | UNKNOWN | MB | UNKNOWN | UNKNOWN |  |  | SYSTEM | 2017-10-09 | murilljl |  | CONSOLIDATED | VISTA | DESERT | 2137053 |  | 2218310 | A | N | N | 201 | -1 | I | 1989-05-01 |  | D |  | 31978119 | 32094753 |  |  |  | :01745 | 01745:01745 | main_exi_3_route_oh | CIRCUIT_BREAKER |  |  |  |  | -1.8 | 3 |  | 504449 |  | [MDSYS.SDO_GEOMETRY]
60909796 | 32034881 | EXISTING | PALMER | 13578 | LIVE OAK | 5611 | D | NO | SCE | THREE | UNKNOWN | 12KV | LOW 10 | UNKNOWN | MB | UNKNOWN | UNKNOWN |  |  | SYSTEM | 2014-06-26 | simhadk |  | CONSOLIDATED | MIRA LOMA | METRO EAST | 2179090 |  | 2217432 | A | Y | N |  | -1 | I | 1965-06-01 |  | D |  | 32034891 | 32251364;32251365 |  |  |  | :13578 | 13578:13578 | main_exi_3_route_oh | CIRCUIT_BREAKER |  |  |  |  | -1.79 | 3 |  | 504449 |  | [MDSYS.SDO_GEOMETRY]
60909797 | 32055263 | EXISTING | STROSNIDER | 17122 | BRIDGEPORT | 2610 | D | NO | SCE | THREE | UNKNOWN | 16KV | LOW 2 | UNKNOWN | MB | UNKNOWN | UNKNOWN |  |  | SYSTEM | 2014-02-27 | yallasv |  | CONSOLIDATED | LUGO | RURALS | 2186876 |  | 2274056 | A | Y | N |  | -1 | I | 1983-10-01 |  | D |  | 32055267 | 32090649 |  |  |  | :17122 | 17122:17122 | main_exi_3_route_oh | CIRCUIT_BREAKER |  |  |  |  | -1.85 | 6.5 |  | 504449 |  | [MDSYS.SDO_GEOMETRY]
60909798 | 32067914 | EXISTING | BASENJI | 1201 | MOULTON | 5845 | D | NO | SCE | THREE | UNKNOWN | 12KV | LOW 3 | UNKNOWN | MB | UNKNOWN | UNKNOWN |  |  | SYSTEM | 2014-08-30 | merugusn |  | CONSOLIDATED | ELLIS | ORANGE | 2143433 | 1 | 2215582 | A | N | N |  | -1 | I | 1995-05-15 |  | D |  | 32067921 | 32185704;32185705 |  |  |  | :01201 | 01201:01201 | main_exi_3_route_oh | CIRCUIT_BREAKER |  |  |  |  | -1.79 | 2.5 |  | 504449 |  | [MDSYS.SDO_GEOMETRY]
60909799 | 32083102 | EXISTING | HAYDOCK | 8220 | OXNARD | 5527 | D | NO | SCE | THREE | UNKNOWN | 4KV | LOW 2 | UNKNOWN | MB | UNKNOWN | UNKNOWN |  |  | SYSTEM | 2013-12-29 | bodduvh |  | CONSOLIDATED | SANTA CLARA | NORTH COAST | 2153679 |  | 2214938 | A | Y | N |  | -1 | I | 1950-01-01 |  | D |  | 32083112 | 32107331 |  |  |  | :08220 | 08220:08220 | main_exi_3_route_oh | CIRCUIT_BREAKER |  |  |  |  | -1.73 | 3 |  | 504449 |  | [MDSYS.SDO_GEOMETRY]
60909805 | 32090959 | EXISTING | STURGEON | 17140 | BLISS | 5303 | D | NO | SCE | THREE | UNKNOWN | 12KV | LOW 3 | UNKNOWN | MB | UNKNOWN | UNKNOWN |  |  | SYSTEM | 2014-01-11 | merugusn |  | CONSOLIDATED | SAN JOAQUIN | SAN JOAQUIN | 2186877 |  | 2214726 | A | N | Y | 237 | -1 | I | 1950-01-01 |  | D |  | 32090969 | 32173592;32173593 |  |  |  | :17140 | 17140:17140 | main_exi_3_route_oh | CIRCUIT_BREAKER |  |  |  |  | -1.79 | 5.5 |  | 504449 |  | [MDSYS.SDO_GEOMETRY]
60909806 | 32096977 | EXISTING | BLANCHARD | 1780 | REPETTO | 5164 | D | NO | SCE | THREE | UNKNOWN | 16KV | LOW 2 | UNKNOWN | MB | UNKNOWN | UNKNOWN |  |  | SYSTEM | 2017-10-05 | rezag |  | CONSOLIDATED | MESA | METRO EAST | 2131884 | 1 | 2219114 | S | N | N |  | -1 | I | 1949-09-01 |  | D |  | 32096984 | 32192895 |  |  |  | :01780 | 01780:01780 | main_exi_3_route_oh | CIRCUIT_BREAKER |  |  |  |  | -1.77 | 3 |  | 504449 |  | [MDSYS.SDO_GEOMETRY]
60909807 | 32107614 | EXISTING | HAYS | 8240 | VENIDA | 5330 | D | NO | SCE | THREE | UNKNOWN | 12KV | LOW 2 | UNKNOWN | MB | UNKNOWN | UNKNOWN |  |  | SYSTEM | 2014-04-21 | punukos |  | CONSOLIDATED | SAN JOAQUIN | SAN JOAQUIN | 2153680 |  | 2217116 | S | N | Y | 126 | -1 | I | 1950-01-01 |  | D |  | 32107624 | 32205558;32205559 |  |  |  | :08240 | 08240:08240 | main_exi_3_route_oh | CIRCUIT_BREAKER |  |  |  |  | 0 | 2 |  | 504449 |  | [MDSYS.SDO_GEOMETRY]
60909808 | 32119959 | EXISTING | REGAL | 14860 | CAMERON | 5712 | D | NO | SCE | THREE | UNKNOWN | 12KV | LOW 5 | UNKNOWN | MB | UNKNOWN | UNKNOWN |  |  | SYSTEM | 2015-03-12 | manthak |  | CONSOLIDATED | LIGHTHIPE | METRO WEST | 2183015 |  | 2215280 | S | N | Y | 102 | -1 | I | 1946-07-01 |  | D |  | 32119969 | 32223173;32223174 |  |  |  | :14860 | 14860:14860 | main_exi_3_route_oh | CIRCUIT_BREAKER |  |  |  |  | -1.76 | 3 |  | 504449 |  | [MDSYS.SDO_GEOMETRY]
60909809 | 32174659 | EXISTING | SUBIDA | 17158 | ANAVERDE | 5539 | D | NO | SCE | THREE | UNKNOWN | 12KV | LOW 3 | UNKNOWN | MB | UNKNOWN | UNKNOWN |  |  | SYSTEM | 2013-11-24 | attadas |  | CONSOLIDATED | VINCENT | NORTH COAST | 2189925 |  | 2219658 | A | N | N |  | -1 | I | 2000-06-01 |  | D |  | 32174669 | 32328301;32328302 |  |  |  | :17158 | 17158:17158 | main_exi_3_route_oh | CIRCUIT_BREAKER |  |  |  |  | -1.78 | 3 |  | 504449 |  | [MDSYS.SDO_GEOMETRY]
60909810 | 32180389 | EXISTING | LOLA | 10655 | LA VETA | 5835 | D | NO | SCE | THREE | UNKNOWN | 12KV | LOW 9 | UNKNOWN | MB | UNKNOWN | UNKNOWN |  |  | SYSTEM | 2014-10-29 | bodduvh |  | CONSOLIDATED | VILLA PARK | ORANGE | 2170037 | 1 | 2215558 | A | N | N |  | -1 | I | 1950-01-01 |  | D |  | 32180399 | 32215515;32215516 |  |  |  | :10655 | 10655:10655 | main_exi_3_route_oh | CIRCUIT_BREAKER |  |  |  |  | 0.38 | 2 |  | 504449 |  | [MDSYS.SDO_GEOMETRY]
60909811 | 32186420 | EXISTING | BASS | 1203 | BAYSIDE | 5805 | D | NO | SCE | THREE | UNKNOWN | 12KV | LOW 7 | UNKNOWN | MB | UNKNOWN | UNKNOWN |  |  | SYSTEM | 2014-11-03 | bodduvh |  | CONSOLIDATED | ELLIS | ORANGE | 2130605 | 2 | 2220126 | A | N | Y |  | -1 | I | 1962-10-01 |  | D |  | 32186430 | 32300912;85838761 |  |  |  | :01203 | 01203:01203 | main_exi_3_route_oh | CIRCUIT_BREAKER |  |  |  |  | -1.78 | 3 |  | 504449 |  | [MDSYS.SDO_GEOMETRY]
60909812 | 32196268 | EXISTING | BLAZE | 1803 | FIREHOUSE | 5618 | D | NO | SCE | THREE | UNKNOWN | 12KV | LOW 10 | UNKNOWN | MB | UNKNOWN | UNKNOWN |  |  | SYSTEM | 2014-05-19 | merugusn |  | CONSOLIDATED | MIRA LOMA | METRO EAST | 2137585 |  | 2215118 | A | Y | N |  | -1 | I | 2001-06-12 |  | D |  | 32196275 | 32211735 |  |  |  | :01803 | 01803:01803 | main_exi_3_route_oh | CIRCUIT_BREAKER |  |  |  |  | -1.79 | 2 |  | 504449 |  | [MDSYS.SDO_GEOMETRY]
60909813 | 32207633 | EXISTING | HEAVY | 8256 | RANDSBURG | 8031 | D | NO | SCE | THREE | UNKNOWN | 33KV | LOW 2 | UNKNOWN | MB | UNKNOWN | UNKNOWN |  |  | SYSTEM | 2014-03-12 | simhadk |  | CONSOLIDATED | LUGO | RURALS | 2160249 |  | 2220452 | A | N | Y | 211 | -1 | I | 1950-01-01 |  | D |  | 32207643 | 32226763 |  |  |  | :08256 | 08256:08256 | main_exi_3_route_oh | CIRCUIT_BREAKER |  |  |  |  | -1.81 | 12 |  | 504449 |  | [MDSYS.SDO_GEOMETRY]
60909814 | 32212790 | EXISTING | BLEEKER | 1806 | RUSH | 5116 | D | NO | SCE | THREE | UNKNOWN | 16KV | LOW 1 | UNKNOWN | MB | UNKNOWN | UNKNOWN |  |  | SYSTEM | 2014-11-07 | punukos |  | CONSOLIDATED | MESA | METRO EAST | 2133566 | 1 | 2212060 | A | N | N |  | -1 | I | 1965-06-01 |  | D |  | 32212800 | 32241250 |  |  |  | :01806 | 01806:01806 | main_exi_3_route_oh | CIRCUIT_BREAKER |  |  |  |  | -1.77 | 2 |  | 504449 |  | [MDSYS.SDO_GEOMETRY]
60909815 | 32216048 | EXISTING | LOLITA | 10658 | MORAGA | 8348 | D | NO | SCE | THREE | UNKNOWN | 12KV | LOW 15 | UNKNOWN | MB | UNKNOWN | UNKNOWN |  |  | SYSTEM | 2018-01-04 | bradlem |  | CONSOLIDATED | VALLEY | SAN JACINTO | 2170455 |  | 2213880 | A | N | N |  | -1 | I | 1992-05-21 |  | D |  | 32216058 | 32466071 |  |  |  | :10658 | 10658:10658 | main_exi_3_route_oh | CIRCUIT_BREAKER |  |  |  |  | -1.82 | 3 |  | 504449 |  | [MDSYS.SDO_GEOMETRY]
60909816 | 32225116 | EXISTING | REGENT | 14870 | SAN VICENTE | 5230 | D | NO | SCE | THREE | UNKNOWN | 4KV | LOW 3 | UNKNOWN | MB | UNKNOWN | UNKNOWN |  |  | SYSTEM | 2015-04-03 | bodduvh |  | CONSOLIDATED | EL NIDO | METRO WEST | 2183016 |  | 2216928 | A | N | Y | 211 | -1 | I | 1950-01-01 |  | D |  | 32225126 | 32293290;32293291 |  |  |  | :14870 | 14870:14870 | main_exi_3_route_oh | CIRCUIT_BREAKER |  |  |  |  | -1.75 | 2 |  | 504449 |  | [MDSYS.SDO_GEOMETRY]
60909817 | 32230050 | EXISTING | HECTOR | 8258 | CADY | 8119 | D | NO | SCE | THREE | UNKNOWN | 12KV | LOW 2 | UNKNOWN | MB | UNKNOWN | UNKNOWN |  |  | SYSTEM | 2014-02-05 | simhadk |  | CONSOLIDATED | LUGO | RURALS | 2166110 |  | 2215944 | A | N | Y | 239 | -1 | I | 1950-01-01 |  | D |  | 32230057 | 32297812;32297813 |  |  |  | :08258 | 08258:08258 | main_exi_3_route_oh | CIRCUIT_BREAKER |  |  |  |  | -1.84 | 5 |  | 504449 |  | [MDSYS.SDO_GEOMETRY]
60909818 | 32242550 | EXISTING | BLEND | 1807 | COFFEE | 8171 | D | NO | SCE | THREE | UNKNOWN | 12KV | LOW 4 | UNKNOWN | MB | UNKNOWN | UNKNOWN |  |  | SYSTEM | 2014-05-14 | punukos |  | CONSOLIDATED | DEVERS | DESERT | 2133567 |  | 2220662 | A | N | N |  | -1 | I | 1993-04-05 |  | D |  | 32242557 | 32399695 |  |  |  | :01807 | 01807:01807 | main_exi_3_route_oh | CIRCUIT_BREAKER |  |  |  |  | -1.85 | 3 |  | 504449 |  | [MDSYS.SDO_GEOMETRY]
60909819 | 32271014 | EXISTING | PALMETTO | 13580 | CHINO | 5062 | D | NO | SCE | THREE | UNKNOWN | 12KV | LOW 19 | UNKNOWN | MB | UNKNOWN | UNKNOWN |  |  | SYSTEM | 2017-09-22 | murilljl |  | 720 180 | MIRA LOMA | METRO EAST | 2184480 | 5 | 2214174 | M | N | Y | 116 | -1 | I | 1950-01-01 |  | D |  | 32271021 | 32418220 |  |  |  | :13580 | 13580:13580 | main_exi_3_route_oh | CIRCUIT_BREAKER |  |  |  |  | -1.79 | 3 |  | 504449 |  | [MDSYS.SDO_GEOMETRY]
60909820 | 32281928 | EXISTING | COTA | 4140 | LARDER | 5745 | D | NO | SCE | THREE | UNKNOWN | 4KV | LOW 3 | UNKNOWN | MB | UNKNOWN | UNKNOWN |  |  | SYSTEM | 2014-12-05 | manthak |  | CONSOLIDATED | LIGHTHIPE | METRO WEST | 2141578 |  | 2213118 | A | N | N |  | -1 | I | 2028-05-01 |  | D |  | 32281938 | 32354156 |  |  |  | :04140 | 04140:04140 | main_exi_3_route_oh | CIRCUIT_BREAKER |  |  |  |  | -1.76 | 3 |  | 504449 |  | [MDSYS.SDO_GEOMETRY]
60909821 | 32315673 | EXISTING | HELIOS | 8278 | MINNEOLA | 8190 | D | NO | SCE | THREE | UNKNOWN | 12KV | LOW 1 | UNKNOWN | MB | UNKNOWN | UNKNOWN |  |  | SYSTEM | 2014-02-06 | simhadk |  | CONSOLIDATED | LUGO | RURALS | 2177496 |  | 2218332 | A | Y | N |  | -1 | I | 1983-05-01 |  | D |  | 32315680 | 32393475;32393476 |  |  |  | :08278 | 08278:08278 | main_exi_3_route_oh | CIRCUIT_BREAKER |  |  |  |  | -1.83 | 7 |  | 504449 |  | [MDSYS.SDO_GEOMETRY]
60909827 | 32354460 | EXISTING | COUNTRY CLUB | 4180 | BEVERLY | 5201 | D | NO | SCE | THREE | UNKNOWN | 4KV | LOW 21 | UNKNOWN | MB | UNKNOWN | UNKNOWN |  |  | SYSTEM | 2015-03-17 | kallurr |  | CONSOLIDATED | MESA | METRO WEST | 2143775 | 3 | 2219196 | A | N | Y | 228 | -1 | I | 1950-01-01 |  | D |  | 32354464 | 32411840 |  |  |  | :04180 | 04180:04180 | main_exi_3_route_oh | CIRCUIT_BREAKER |  |  |  |  | -1.76 | 3 |  | 504449 |  | [MDSYS.SDO_GEOMETRY]
60909828 | 32357953 | EXISTING | REGINA | 14874 | RIVERA | 5848 | D | NO | SCE | THREE | UNKNOWN | 4KV | LOW 6 | UNKNOWN | MB | UNKNOWN | UNKNOWN |  |  | SYSTEM | 2015-02-05 | kallurr |  | CONSOLIDATED | LIGHTHIPE | METRO WEST | 2190544 | 2 | 2220230 | A | N | Y |  | -1 | I | 1947-10-01 |  | D |  | 32357963 | 32385130;148304034 |  |  |  | :14874 | 14874:14874 | main_exi_3_route_oh | CIRCUIT_BREAKER |  |  |  |  | -1.77 | 3 |  | 504449 |  | [MDSYS.SDO_GEOMETRY]
60909829 | 32360551 | EXISTING | SUGARLOAF | 17190 | SUGARLOAF P.T. | 7785 | A | NO | SCE | THREE | UNKNOWN | 2.4KV | LOW 1 | UNKNOWN | MB | UNKNOWN | UNKNOWN |  |  | SYSTEM | 2014-01-28 | kallurr |  | CONSOLIDATED | SAN JOAQUIN | RURALS | 2184806 |  | 2126616 | N | N | N |  | -1 | I | 1950-01-01 |  | D |  | 32360561 | 32362022 |  |  |  | :17190 | 17190:17190 | main_exi_3_route_oh | CIRCUIT_BREAKER |  |  |  |  | -1.79 | 6 |  | 504449 |  | [MDSYS.SDO_GEOMETRY]
60909830 | 32362248 | EXISTING | SUNDOWN | 17256 | HELENDALE | 8163 | D | NO | SCE | THREE | UNKNOWN | 12KV | LOW 1 | UNKNOWN | MB | UNKNOWN | UNKNOWN |  |  | SYSTEM | 2014-03-12 | bodduvh |  |  | LUGO | DESERT | 2186878 |  | 2220646 | A | N | Y |  | -1 | I | 1975-05-01 |  | D |  | 32362258 | 32578266;32578267 |  |  |  | :17256 | 17256:17256 | main_exi_3_route_oh | CIRCUIT_BREAKER |  |  |  |  | -1.81 | 4 |  | 504449 |  | [MDSYS.SDO_GEOMETRY]
60909831 | 32373645 | EXISTING | BAYLOR | 1255 | VILLA PARK | 5082 | D | NO | SCE | THREE | UNKNOWN | 12KV | LOW 19 | UNKNOWN | MB | UNKNOWN | UNKNOWN |  |  | SYSTEM | 2017-12-07 | thompsma |  | CONSOLIDATED | VILLA PARK | ORANGE | 2130790 | 7 | 2216586 | M | Y | N |  | -1 | I | 1960-04-01 |  | D |  | 32373649 | 32570109 |  |  |  | :01255 | 01255:01255 | main_exi_3_route_oh | CIRCUIT_BREAKER |  |  |  |  | 90.39 | 2 |  | 504449 |  | [MDSYS.SDO_GEOMETRY]
60909832 | 32402061 | EXISTING | BLOW SAND | 1822 | DESERT OUTPOST | 8136 | D | NO | SCE | THREE | UNKNOWN | 12KV | LOW 1 | UNKNOWN | MB | UNKNOWN | UNKNOWN |  |  | SYSTEM | 2014-06-06 | aminencn |  | CONSOLIDATED | DEVERS | DESERT | 2145915 |  | 2215960 | A | N | N |  | -1 | I | 1964-08-01 |  | D |  | 32402065 | 32478697 |  |  |  | :01822 | 01822:01822 | main_exi_3_route_oh | CIRCUIT_BREAKER |  |  |  |  | -1.85 | 2.5 |  | 504449 |  | [MDSYS.SDO_GEOMETRY]
60909833 | 32412135 | EXISTING | COUNTY | 4190 | WATSON | 5758 | D | NO | SCE | THREE | UNKNOWN | 12KV | LOW 2 | UNKNOWN | MB | UNKNOWN | UNKNOWN |  |  | SYSTEM | 2015-01-21 | kallurr |  | CONSOLIDATED | LIGHTHIPE | METRO WEST | 2163544 |  | 2215372 | S | N | Y | 118 | -1 | I | 1969-08-01 |  | D |  | 32412145 | 32413542 |  |  |  | :04190 | 04190:04190 | main_exi_3_route_oh | CIRCUIT_BREAKER |  |  |  |  | -1.76 | 3 |  | 504449 |  | [MDSYS.SDO_GEOMETRY]
60909834 | 32413801 | EXISTING | COURT | 4210 | LOCUST | 5735 | D | NO | SCE | THREE | UNKNOWN | 4KV | LOW 3 | UNKNOWN | MB | UNKNOWN | UNKNOWN |  |  | SYSTEM | 2015-01-29 | attadas |  | CONSOLIDATED | LIGHTHIPE | METRO WEST | 2163709 |  | 2213106 | S | N | N |  | -1 | I | 2026-11-01 |  | D |  | 32413811 | 32415387 |  |  |  | :04210 | 04210:04210 | main_exi_3_route_oh | CIRCUIT_BREAKER |  |  |  |  | -1.87 | 3 |  | 504449 |  | [MDSYS.SDO_GEOMETRY]
60909835 | 32421557 | EXISTING | HEIGHTS | 8290 | OASIS | 5548 | D | NO | SCE | THREE | UNKNOWN | 12KV | LOW 7 | UNKNOWN | MB | UNKNOWN | UNKNOWN |  |  | SYSTEM | 2013-11-12 | simhadk |  | CONSOLIDATED | VINCENT | NORTH COAST | 2177497 |  | 2214990 | A | N | N |  | -1 | I | 1950-01-01 |  | D |  | 32421567 | 32537157;32537158 |  |  |  | :08290 | 08290:08290 | main_exi_3_route_oh | CIRCUIT_BREAKER |  |  |  |  | -1.78 | 3.5 |  | 504449 |  | [MDSYS.SDO_GEOMETRY]
60909836 | 32432680 | EXISTING | RELIEF | 14893 | VAIL | 5175 | D | NO | SCE | THREE | UNKNOWN | 16KV | LOW 8 | UNKNOWN | MB | UNKNOWN | UNKNOWN |  |  | SYSTEM | 2018-01-11 | maxwelbw |  | CONSOLIDATED | LIGHTHIPE | METRO WEST | 2190546 | 1 | 2216804 | S | N | Y | 111 | -1 | I | 1963-06-01 |  | D |  | 32432690 | 32434392 |  |  |  | :14893 | 14893:14893 | main_exi_3_route_oh | CIRCUIT_BREAKER |  |  |  |  | -1.77 | 3 |  | 504449 |  | [MDSYS.SDO_GEOMETRY]
60909837 | 32434579 | EXISTING | REPUBLIC | 14906 | LENNOX | 5213 | D | NO | SCE | THREE | UNKNOWN | 16KV | LOW 3 | UNKNOWN | MB | UNKNOWN | UNKNOWN |  |  | SYSTEM | 2015-05-08 | kallurr |  | CONSOLIDATED | EL NIDO | METRO WEST | 2190548 |  | 2216886 | A | N | Y | 208 | -1 | I | 1971-03-01 |  | D |  | 32434589 | 32585274 |  |  |  | :14906 | 14906:14906 | main_exi_3_route_oh | CIRCUIT_BREAKER |  |  |  |  | -1.76 | 3 |  | 504449 |  | [MDSYS.SDO_GEOMETRY]
60909838 | 32441254 | EXISTING | PALMVIEW | 13587 | GARNET | 8044 | D | NO | SCE | THREE | UNKNOWN | 33KV | LOW 5 | UNKNOWN | MB | UNKNOWN | UNKNOWN |  |  | SYSTEM | 2014-05-08 | simhadk |  | CONSOLIDATED | DEVERS | DESERT | 2184481 |  | 2213560 | S | N | N |  | -1 | I | 1950-01-01 |  | D |  | 32441261 | 32441675;32441676 |  |  |  | :13587 | 13587:13587 | main_exi_3_route_oh | CIRCUIT_BREAKER |  |  |  |  | -1.85 | 3 |  | 504449 |  | [MDSYS.SDO_GEOMETRY]
60909844 | 32444020 | EXISTING | PALO BREA | 13589 | TAMARISK | 8099 | D | NO | SCE | THREE | UNKNOWN | 12KV | LOW 8 | UNKNOWN | MB | UNKNOWN | UNKNOWN |  |  | SYSTEM | 2014-06-06 | aminencn |  | CONSOLIDATED | DEVERS | DESERT | 2178915 | 2 | 2218266 | A | N | N |  | -1 | I | 2001-11-19 |  | D |  | 32444027 | 32602023;32602024 |  |  |  | :13589 | 13589:13589 | main_exi_3_route_oh | CIRCUIT_BREAKER |  |  |  |  | -1.85 | 2 |  | 504449 |  | [MDSYS.SDO_GEOMETRY]
60909845 | 32488763 | EXISTING | BLUE CREST | 1831 | PEREZ | 8263 | D | NO | SCE | THREE | UNKNOWN | 4KV | LOW 2 | UNKNOWN | MB | UNKNOWN | UNKNOWN |  |  | SYSTEM | 2014-06-20 | yallasv |  | CONSOLIDATED | MIRA LOMA | METRO EAST | 2137588 |  | 2216084 | A | N | Y | 230 | -1 | I | 1965-04-01 |  | D |  | 32488770 | 32489653 |  |  |  | :01831 | 01831:01831 | main_exi_3_route_oh | CIRCUIT_BREAKER |  |  |  |  | -1.79 | 3 |  | 504449 |  | [MDSYS.SDO_GEOMETRY]
60909846 | 32489822 | EXISTING | BLUE CUT | 1832 | BLUE CUT P.T. | 7068 | A | NO | SCE | THREE | UNKNOWN | 12KV | LOW 1 | UNKNOWN | MB | UNKNOWN | UNKNOWN |  |  | SYSTEM | 2014-05-07 | gallog |  | CONSOLIDATED | VISTA | DESERT | 2133701 |  | 2121597 |  |  |  |  | -1 | I | 1966-08-01 |  | D |  | 32489832 | 32543499;32543500 |  | 32540072 |  | :01832 | 01832:01832 | main_exi_3_route_oh | CIRCUIT_BREAKER |  |  |  |  | -1.8 | 2.5 |  | 504449 |  | [MDSYS.SDO_GEOMETRY]
60909847 | 32500118 | EXISTING | LOTUS | 10732 | BARRE | 5081 | D | NO | SCE | THREE | UNKNOWN | 12KV | LOW 22 | UNKNOWN | MB | UNKNOWN | UNKNOWN |  |  | SYSTEM | 2014-12-18 | aminencn |  | CONSOLIDATED | VILLA PARK | ORANGE | 2170241 |  | 2218876 | M | N | Y | 133 | -1 | I | 1985-06-01 |  | D |  | 32500128 | 32563747;32563749 |  |  |  | :10732 | 10732:10732 | main_exi_3_route_oh | CIRCUIT_BREAKER |  |  |  |  | 88.21 | 2 |  | 504449 |  | [MDSYS.SDO_GEOMETRY]
60909848 | 32538602 | EXISTING | HELENA | 8300 | SANTA BARBARA | 5531 | D | NO | SCE | THREE | UNKNOWN | 4KV | LOW 12 | UNKNOWN | MB | UNKNOWN | UNKNOWN |  |  | SYSTEM | 2013-10-31 | bessar |  | CONSOLIDATED | GOLETA | NORTH COAST | 2153687 |  | 2214956 | S | N | Y | 124 | -1 | I | 1950-01-01 |  | D |  | 32538612 | 32581452;32581453 |  |  |  | :08300 | 08300:08300 | main_exi_3_route_oh | CIRCUIT_BREAKER |  |  |  |  | -1.72 | 2.5 |  | 504449 |  | [MDSYS.SDO_GEOMETRY]
60909849 | 32556100 | EXISTING | BLUEBERRY | 1839 | CITRUS | 5185 | D | NO | SCE | THREE | UNKNOWN | 12KV | LOW 9 | UNKNOWN | MB | UNKNOWN | UNKNOWN |  |  | SYSTEM | 2014-07-08 | punukos |  | CONSOLIDATED | MESA | METRO EAST | 2145917 | 2 | 2212194 | A | Y | N |  | -1 | I | 1967-07-01 |  | D |  | 32556110 | 32646315 |  | 32620411 |  | :01839 | 01839:01839 | main_exi_3_route_oh | CIRCUIT_BREAKER |  |  |  |  | -1.78 | 3 |  | 504449 |  | [MDSYS.SDO_GEOMETRY]
60909850 | 32571272 | EXISTING | BAYVIEW | 1270 | PAULARINO | 5895 | D | NO | SCE | THREE | UNKNOWN | 4KV | LOW 1 | UNKNOWN | MB | UNKNOWN | UNKNOWN |  |  | SYSTEM | 2014-09-06 | bodduvh |  | CONSOLIDATED | ELLIS | ORANGE | 2130791 | 1 | 2213404 | A | N | N |  | -1 | I | 1950-01-01 |  | D |  | 32571282 | 32574255;32574256 |  |  |  | :01270 | 01270:01270 | main_exi_3_route_oh | CIRCUIT_BREAKER |  |  |  |  | -1.78 | 3 |  | 504449 |  | [MDSYS.SDO_GEOMETRY]
60909851 | 32587307 | EXISTING | COURTLAND | 4220 | MARINE | 5217 | D | NO | SCE | THREE | UNKNOWN | 16KV | LOW 2 | UNKNOWN | MB | UNKNOWN | UNKNOWN |  |  | SYSTEM | 2015-03-13 | bondigc |  | CONSOLIDATED | EL NIDO | METRO WEST | 2143919 |  | 2219240 | S | N | Y | 137 | -1 | I | 1950-01-01 |  | D |  | 32587317 | 32589340 |  |  |  | :04220 | 04220:04220 | main_exi_3_route_oh | CIRCUIT_BREAKER |  |  |  |  | -1.76 | 3 |  | 504449 |  | [MDSYS.SDO_GEOMETRY]
60909852 | 32589584 | EXISTING | COVEVIEW | 4223 | MARYMOUNT | 5275 | D | NO | SCE | THREE | UNKNOWN | 16KV | LOW 2 | UNKNOWN | MB | UNKNOWN | UNKNOWN |  |  | SYSTEM | 2015-04-22 | aminencn |  | CONSOLIDATED | EL NIDO | METRO WEST | 2163710 |  | 2219384 | A | N | N |  | -1 | I | 1972-06-01 |  | D |  | 32589594 | 32738156;32738157 |  | 147834716 |  | :04223 | 04223:04223 | main_exi_3_route_oh | CIRCUIT_BREAKER |  |  |  |  | -1.75 | 3 |  | 504449 |  | [MDSYS.SDO_GEOMETRY]
60909853 | 32595986 | EXISTING | HERCULES | 8343 | HESPERIA | 8087 | D | NO | SCE | THREE | UNKNOWN | 12KV | LOW 6 | UNKNOWN | MB | UNKNOWN | UNKNOWN |  |  | SYSTEM | 2014-04-22 | manthak |  | CONSOLIDATED | LUGO | DESERT | 2155524 |  | 2218228 | A | N | Y | 206 | -1 | I | 1969-08-01 |  | D |  | 32595996 | 32772906;32772907 |  |  |  | :08343 | 08343:08343 | main_exi_3_route_oh | CIRCUIT_BREAKER |  |  |  |  | -1.81 | 2 |  | 504449 |  | [MDSYS.SDO_GEOMETRY]
60909854 | 32604011 | EXISTING | PALOMA | 13590 | EATON | 5115 | D | NO | SCE | THREE | UNKNOWN | 16KV | LOW 3 | UNKNOWN | MB | UNKNOWN | UNKNOWN |  |  | SYSTEM | 2014-12-30 | aminencn |  | CONSOLIDATED | MESA | METRO EAST | 2189778 |  | 2214374 | S | N | Y | 111 | -1 | I | 1950-01-01 |  | D |  | 32604018 | 32634347;32634348 |  |  |  | :13590 | 13590:13590 | main_exi_3_route_oh | CIRCUIT_BREAKER |  |  |  |  | -1.78 | 3 |  | 504449 |  | [MDSYS.SDO_GEOMETRY]
60909855 | 32606390 | EXISTING | SUNNY VISTA | 17283 | VICTOR | 8049 | D | NO | SCE | THREE | UNKNOWN | 33KV | LOW 15 | UNKNOWN | MB | UNKNOWN | UNKNOWN |  |  | SYSTEM | 2014-02-17 | aminencn |  | CONSOLIDATED | LUGO | DESERT | 2190937 |  | 2218168 | S | N | Y | 105 | -1 | I | 1950-01-01 |  | D |  | 32606397 | 32606864;32606865 |  |  |  | :17283 | 17283:17283 | main_exi_3_route_oh | CIRCUIT_BREAKER |  |  |  |  | -1.81 | 2 |  | 504449 |  | [MDSYS.SDO_GEOMETRY]
60909856 | 32611838 | EXISTING | LUSK | 10826 | NEWCOMB | 8342 | D | NO | SCE | THREE | UNKNOWN | 12KV | LOW 13 | UNKNOWN | MB | UNKNOWN | UNKNOWN |  |  | SYSTEM | 2014-10-16 | merugusn |  | CONSOLIDATED | VALLEY | SAN JACINTO | 2176595 | 3 | 2218460 | A | N | N |  | -1 | I | 1990-07-24 |  | D |  | 32611845 | 32877902;32877903 |  |  |  | :10826 | 10826:10826 | main_exi_3_route_oh | CIRCUIT_BREAKER |  |  |  |  | -1.81 | 3 |  | 504449 |  | [MDSYS.SDO_GEOMETRY]
60909862 | 32613254 | EXISTING | BEACH | 1280 | OCEANVIEW | 5842 | D | NO | SCE | THREE | UNKNOWN | 12KV | LOW 7 | UNKNOWN | MB | UNKNOWN | UNKNOWN |  |  | SYSTEM | 2014-09-11 | rajendrs |  | CONSOLIDATED | ELLIS | ORANGE | 2143589 | 2 | 2215576 | S | Y | N |  | -1 | I | 1950-01-01 |  | D |  | 32613261 | 32652066;104815593 |  |  |  | :01280 | 01280:01280 | main_exi_3_route_oh | CIRCUIT_BREAKER |  |  |  |  | -1.77 | 3 |  | 504449 |  | [MDSYS.SDO_GEOMETRY]
60909863 | 32628205 | EXISTING | REX | 14930 | IMPERIAL | 5772 | D | NO | SCE | THREE | UNKNOWN | 4KV | LOW 12 | UNKNOWN | MB | UNKNOWN | UNKNOWN |  |  | SYSTEM | 2015-01-05 | manthak |  |  | LIGHTHIPE | METRO WEST | 2190551 | 4 | 2215400 | S | N | Y | 135 | -1 | I | 1948-12-01 |  | D |  | 32628212 | 32651043 |  |  |  | :14930 | 14930:14930 | main_exi_3_route_oh | CIRCUIT_BREAKER |  |  |  |  | -1.77 | 2 |  | 504449 |  | [MDSYS.SDO_GEOMETRY]
60909864 | 32652484 | EXISTING | BEECHCRAFT | 1296 | STETSON | 8095 | D | NO | SCE | THREE | UNKNOWN | 12KV | LOW 8 | UNKNOWN | MB | UNKNOWN | UNKNOWN |  |  | SYSTEM | 2017-12-18 | thompsma |  | CONSOLIDATED | VALLEY | SAN JACINTO | 2130793 | 2 | 2218248 | A | N | Y | 235 | -1 | I | 1978-06-01 |  | D |  | 32652494 | 32734059 |  |  |  | :01296 | 01296:01296 | main_exi_3_route_oh | CIRCUIT_BREAKER |  |  |  |  | -1.82 | 3 |  | 504449 |  | [MDSYS.SDO_GEOMETRY]
60909865 | 32663017 | EXISTING | SUNSET | 17290 | POPLAR | 5322 | D | NO | SCE | THREE | UNKNOWN | 12KV | LOW 1 | UNKNOWN | MB | UNKNOWN | UNKNOWN |  |  | SYSTEM | 2014-01-11 | bodduvh |  | CONSOLIDATED | SAN JOAQUIN | SAN JOAQUIN | 2186952 |  | 2217098 | A | N | Y | 234 | -1 | I | 1950-01-01 |  | D |  | 32663021 | 32683983;91866864 |  |  |  | :17290 | 17290:17290 | main_exi_3_route_oh | CIRCUIT_BREAKER |  |  |  |  | -1.78 | 7 |  | 504449 |  | [MDSYS.SDO_GEOMETRY]
60909866 | 32665673 | EXISTING | BLUE SKIES | 1843 | THUNDERBIRD | 8251 | D | NO | SCE | THREE | UNKNOWN | 4.8KV | LOW 2 | UNKNOWN | MB | UNKNOWN | UNKNOWN |  |  | SYSTEM | 2014-05-19 | yallasv |  | CONSOLIDATED | DEVERS | DESERT | 2132072 |  | 2216068 | A | N | Y |  | -1 | I | 1950-01-01 |  | D |  | 32665680 | 32665923;32665924 |  |  |  | :01843 | 01843:01843 | main_exi_3_route_oh | CIRCUIT_BREAKER |  |  |  |  | -1.85 | 3 |  | 504449 |  | [MDSYS.SDO_GEOMETRY]
60909867 | 32684083 | EXISTING | SUN VILLAGE | 17320 | LITTLE ROCK | 5518 | D | NO | SCE | THREE | UNKNOWN | 12KV | LOW 2 | UNKNOWN | MB | UNKNOWN | UNKNOWN |  |  | SYSTEM | 2013-11-22 | bodduvh |  | CONSOLIDATED | VINCENT | NORTH COAST | 2186954 |  | 2212664 | A | N | Y | 229 | -1 | I | 1950-01-01 |  | D |  | 32684093 | 32957947;159879642 |  |  |  | :17320 | 17320:17320 | main_exi_3_route_oh | CIRCUIT_BREAKER |  |  |  |  | -1.79 | 5 |  | 504449 |  | [MDSYS.SDO_GEOMETRY]
60909868 | 32687128 | EXISTING | PANDORA | 13619 | PROCTOR | 5108 | D | NO | SCE | THREE | UNKNOWN | 12KV | LOW 7 | UNKNOWN | MB | UNKNOWN | UNKNOWN |  |  | SYSTEM | 2014-07-03 | kallurr |  | CONSOLIDATED | MIRA LOMA | METRO EAST | 2189852 |  | 2216690 | A | Y | N |  | -1 | I | 1981-06-01 |  | D |  | 32687135 | 32802023 |  |  |  | :13619 | 13619:13619 | main_exi_3_route_oh | CIRCUIT_BREAKER |  |  |  |  | -1.78 | 3 |  | 504449 |  | [MDSYS.SDO_GEOMETRY]
60909869 | 32693226 | EXISTING | BOBBY | 1846 | MERCED | 5193 | D | NO | SCE | THREE | UNKNOWN | 12KV | LOW 3 | UNKNOWN | MB | UNKNOWN | UNKNOWN |  |  | SYSTEM | 2014-05-26 | aminencn |  | CONSOLIDATED | MIRA LOMA | METRO EAST | 2137731 | 1 | 2214522 | S | Y | Y | 106 | -1 | I | 1963-11-01 |  | D |  | 32693236 | 32846446 |  | 32792377 |  | :01846 | 01846:01846 | main_exi_3_route_oh | CIRCUIT_BREAKER |  |  |  |  | -1.78 | 3 |  | 504449 |  | [MDSYS.SDO_GEOMETRY]
60909870 | 32720140 | EXISTING | REXFORD | 14940 | BEVERLY | 5201 | D | NO | SCE | THREE | UNKNOWN | 4KV | LOW 22 | UNKNOWN | MB | UNKNOWN | UNKNOWN |  |  | SYSTEM | 2015-04-16 | merugusn |  | CONSOLIDATED | MESA | METRO WEST | 2180855 | 2 | 2219196 | A | N | Y | 228 | -1 | I | 1950-01-01 |  | D |  | 32720150 | 32751597 |  |  |  | :14940 | 14940:14940 | main_exi_3_route_oh | CIRCUIT_BREAKER |  |  |  |  | -1.76 | 3 |  | 504449 |  | [MDSYS.SDO_GEOMETRY]
60909871 | 32735252 | EXISTING | BEAGLE | 1303 | MOULTON | 5845 | D | NO | SCE | THREE | UNKNOWN | 12KV | LOW 12 | UNKNOWN | MB | UNKNOWN | UNKNOWN |  |  | SYSTEM | 2014-08-07 | aminencn |  | CONSOLIDATED | ELLIS | ORANGE | 2133172 | 1 | 2215582 | A | Y | N |  | -1 | I | 1965-12-01 |  | D |  | 32735259 | 32778093 |  |  |  | :01303 | 01303:01303 | main_exi_3_route_oh | CIRCUIT_BREAKER |  |  |  |  | -1.79 | 3 |  | 504449 |  | [MDSYS.SDO_GEOMETRY]
60909872 | 32740750 | EXISTING | COWLES | 4230 | STATE STREET | 5755 | D | NO | SCE | THREE | UNKNOWN | 12KV | LOW 2 | UNKNOWN | MB | UNKNOWN | UNKNOWN |  |  | SYSTEM | 2017-12-28 | maxwelbw |  | CONSOLIDATED | LIGHTHIPE | METRO WEST | 2141763 |  | 2220040 | M | N | Y | 128 | -1 | I | 1950-01-01 |  | D |  | 32740760 | 32795834 |  |  |  | :04230 | 04230:04230 | main_exi_3_route_oh | CIRCUIT_BREAKER |  |  |  |  | -1.76 | 3 |  | 504449 |  | [MDSYS.SDO_GEOMETRY]
60910012 | 33971869 | EXISTING | BOYALTA | 2064 | LAYFAIR | 5645 | D | NO | SCE | THREE | UNKNOWN | 12KV | LOW 3 | UNKNOWN | MB | UNKNOWN | UNKNOWN |  |  | SYSTEM | 2014-07-29 | gallog |  | CONSOLIDATED | MIRA LOMA | METRO EAST | 2133855 | 3 | 2217522 | A | N | N |  | -1 | I | 1999-09-01 |  | D |  | 33971879 | 34054204 |  |  |  | :02064 | 02064:02064 | main_exi_3_route_oh | CIRCUIT_BREAKER |  |  |  |  | -1.79 | 2 |  | 504449 |  | [MDSYS.SDO_GEOMETRY]
60910013 | 33982279 | EXISTING | HOSPITAL | 8700 | PIERPONT | 5528 | D | NO | SCE | THREE | UNKNOWN | 4KV | LOW 3 | UNKNOWN | MB | UNKNOWN | UNKNOWN |  |  | SYSTEM | 2013-12-09 | ankarlr |  | CONSOLIDATED | SANTA CLARA | NORTH COAST | 2156030 |  | 2212698 | A | N | Y | 213 | -1 | I | 1950-01-01 |  | D |  | 33982289 | 34026841 |  |  |  | :08700 | 08700:08700 | main_exi_3_route_oh | CIRCUIT_BREAKER |  |  |  |  | -1.73 | 3 |  | 504449 |  | [MDSYS.SDO_GEOMETRY]
60910014 | 34011641 | EXISTING | BERTEA | 1576 | CABRILLO | 5879 | D | NO | SCE | THREE | UNKNOWN | 12KV | LOW 7 | UNKNOWN | MB | UNKNOWN | UNKNOWN |  |  | SYSTEM | 2015-01-19 | bondigc |  | CONSOLIDATED | ELLIS | ORANGE | 2133328 | 1 | 2220290 | A | N | Y | 207 | -1 | I | 1981-12-01 |  | D |  | 34011648 | 34111542;34111543 |  |  |  | :01576 | 01576:01576 | main_exi_3_route_oh | CIRCUIT_BREAKER |  |  |  |  | -1.78 | 3 |  | 504449 |  | [MDSYS.SDO_GEOMETRY]
60910015 | 34028861 | EXISTING | HOSSACK | 8702 | HOSSACK P.T. | 7365 | A | NO | SCE | THREE | UNKNOWN | 2.4KV | LOW 1 | UNKNOWN | MB | UNKNOWN | UNKNOWN |  |  | SYSTEM | 2017-10-27 | moorerw |  | HOSSACK 2.4 KV 4541080E 25A | SAN JOAQUIN | SAN JOAQUIN | 2160620 |  | 2124068 | N | N | N |  | -1 | I | 1950-01-01 |  | D |  | 34028871 | 34038689 |  |  |  | :08702 | 08702:08702 | main_exi_3_route_oh | CIRCUIT_BREAKER |  |  |  |  | -1.8 | 3 |  | 504449 |  | [MDSYS.SDO_GEOMETRY]
60910016 | 34035396 | EXISTING | PASAGLEN | 13750 | ALLEN | 5102 | D | NO | SCE | THREE | UNKNOWN | 4KV | LOW 2 | UNKNOWN | MB | UNKNOWN | UNKNOWN |  |  | SYSTEM | 2014-11-14 | punukos |  | CONSOLIDATED | MESA | METRO EAST | 2190305 |  | 2216668 | A | N | Y |  | -1 | I | 1950-01-01 |  | D |  | 34035406 | 34087220 |  |  |  | :13750 | 13750:13750 | main_exi_3_route_oh | CIRCUIT_BREAKER |  |  |  |  | -1.77 | 3 |  | 504449 |  | [MDSYS.SDO_GEOMETRY]
60910017 | 34038801 | EXISTING | HOT SPRINGS | 8730 | SANTA BARBARA | 5531 | D | NO | SCE | THREE | UNKNOWN | 16KV | LOW 3 | UNKNOWN | MB | UNKNOWN | UNKNOWN |  |  | SYSTEM | 2013-10-30 | mannepl |  | CONSOLIDATED | GOLETA | NORTH COAST | 2160622 |  | 2212706 | S | Y | N |  | -1 | I | 1950-01-01 |  | D |  | 34038811 | 34124389;34124390 |  |  |  | :08730 | 08730:08730 | main_exi_3_route_oh | CIRCUIT_BREAKER |  |  |  |  | -1.72 | 3 |  | 504449 |  | [MDSYS.SDO_GEOMETRY]
60910018 | 34055361 | EXISTING | BOYNTON | 2086 | CUCAMONGA | 5677 | D | NO | SCE | THREE | UNKNOWN | 12KV | LOW 13 | UNKNOWN | MB | UNKNOWN | UNKNOWN |  |  | SYSTEM | 2014-09-04 | attiliv |  | CONSOLIDATED | MIRA LOMA | METRO EAST | 2132380 | 2 | 2219902 | A | N | Y | 237 | -1 | I | 1986-06-01 |  | D |  | 34055365 | 34131422;34131423 |  |  |  | :02086 | 02086:02086 | main_exi_3_route_oh | CIRCUIT_BREAKER |  |  |  |  | -1.8 | 3 |  | 504449 |  | [MDSYS.SDO_GEOMETRY]
60910025 | 34057510 | EXISTING | CYANIDE | 4550 | CUDAHY | 5714 | D | NO | SCE | THREE | UNKNOWN | 16KV | LOW 5 | UNKNOWN | MB | UNKNOWN | UNKNOWN |  |  | SYSTEM | 2017-10-23 | maxwelbw |  | CONSOLIDATED | LIGHTHIPE | METRO WEST | 2163884 | 1 | 2215284 | S | Y | N |  | -1 | I | 1950-01-01 |  | D |  | 34057520 | 34178292 |  |  |  | :04550 | 04550:04550 | main_exi_3_route_oh | CIRCUIT_BREAKER |  |  |  |  | -1.77 | 3 |  | 504449 |  | [MDSYS.SDO_GEOMETRY]
60910026 | 34088406 | EXISTING | PASEO | 13765 | CORONA | 8279 | D | NO | SCE | THREE | UNKNOWN | 12KV | LOW 19 | UNKNOWN | MB | UNKNOWN | UNKNOWN |  |  | SYSTEM | 2017-11-22 | krumwimg |  | CONSOLIDATED | MIRA LOMA | METRO EAST | 2179302 | 6 | 2220750 | S | Y | N |  | -1 | I | 1950-01-01 |  | D |  | 34088416 | 34259459 |  |  |  | :13765 | 13765:13765 | main_exi_3_route_oh | CIRCUIT_BREAKER |  |  |  |  | -1.8 | 3 |  | 504449 |  | [MDSYS.SDO_GEOMETRY]
60910027 | 34112603 | EXISTING | BERTHA | 1577 | MARION | 5866 | D | NO | SCE | THREE | UNKNOWN | 12KV | LOW 10 | UNKNOWN | MB | UNKNOWN | UNKNOWN |  |  | SYSTEM | 2014-09-13 | yallasv |  | CONSOLIDATED | VILLA PARK | ORANGE | 2133429 | 2 | 2215624 | A | Y | N |  | -1 | I | 1970-08-01 |  | D |  | 34112610 | 34253572;34253573 |  |  |  | :01577 | 01577:01577 | main_exi_3_route_oh | CIRCUIT_BREAKER |  |  |  |  | 0.39 | 2 |  | 504449 |  | [MDSYS.SDO_GEOMETRY]
60910028 | 34146679 | EXISTING | BRACKETT | 2100 | LAYFAIR | 5645 | D | NO | SCE | THREE | UNKNOWN | 12KV | LOW 7 | UNKNOWN | MB | UNKNOWN | UNKNOWN |  |  | SYSTEM | 2017-09-22 | murilljl |  | CONSOLIDATED | MIRA LOMA | METRO EAST | 2146287 | 3 | 2217522 | A | N | Y | 250 | -1 | I | 1950-01-01 |  | D |  | 34146686 | 34213394 |  |  |  | :02100 | 02100:02100 | main_exi_3_route_oh | CIRCUIT_BREAKER |  |  |  |  | -1.79 | 3 |  | 504449 |  | [MDSYS.SDO_GEOMETRY]
60910029 | 34153542 | EXISTING | HOT WATER | 8735 | HOT WATER P.T. | 7367 | A | NO | SCE | THREE | UNKNOWN | 12KV | LOW 1 | UNKNOWN | MB | UNKNOWN | UNKNOWN |  |  | SYSTEM | 2014-01-23 | attadas |  | CONSOLIDATED | ELDORADO | RURALS | 2160623 |  | 2124612 | A | N | N |  | -1 | I | 1963-05-01 |  | D |  | 34153546 | 34159207 |  |  |  | :08735 | 08735:08735 | main_exi_3_route_oh | CIRCUIT_BREAKER |  |  |  |  | -1.84 | 2.5 |  | 504449 |  | [MDSYS.SDO_GEOMETRY]
60910030 | 34159301 | EXISTING | HOUSTON | 8750 | POPLAR | 5322 | D | NO | SCE | THREE | UNKNOWN | 12KV | LOW 4 | UNKNOWN | MB | UNKNOWN | UNKNOWN |  |  | SYSTEM | 2014-01-12 | bodduvh |  | CONSOLIDATED | SAN JOAQUIN | SAN JOAQUIN | 2160624 |  | 2217098 | A | N | Y | 234 | -1 | I | 1950-01-01 |  | D |  | 34159311 | 34191696 |  |  |  | :08750 | 08750:08750 | main_exi_3_route_oh | CIRCUIT_BREAKER |  |  |  |  | -1.78 | 5.5 |  | 504449 |  | [MDSYS.SDO_GEOMETRY]
60910037 | 34179775 | EXISTING | CYLINDER | 4554 | DITMAR | 5246 | D | NO | SCE | THREE | UNKNOWN | 16KV | LOW 4 | UNKNOWN | MB | UNKNOWN | UNKNOWN |  |  | SYSTEM | 2017-12-13 | maxwelbw |  | CONSOLIDATED | EL NIDO | METRO WEST | 2144741 |  | 2212368 | A | N | N |  | -1 | I | 1972-11-01 |  | D |  | 34179785 | 34342258 |  |  |  | :04554 | 04554:04554 | main_exi_3_route_oh | CIRCUIT_BREAKER |  |  |  |  | -1.76 | 3 |  | 504449 |  | [MDSYS.SDO_GEOMETRY]
60910038 | 34192393 | EXISTING | HOVEY | 8760 | REDMAN | 5530 | D | NO | SCE | THREE | UNKNOWN | 12KV | LOW 3 | UNKNOWN | MB | UNKNOWN | UNKNOWN |  |  | SYSTEM | 2013-11-09 | bessar |  | CONSOLIDATED | VINCENT | NORTH COAST | 2160619 |  | 2212700 | A | N | Y | 241 | -1 | I | 1950-01-01 |  | D |  | 34192403 | 34204526;34204527 |  |  |  | :08760 | 08760:08760 | main_exi_3_route_oh | CIRCUIT_BREAKER |  |  |  |  | -1.79 | 4.5 |  | 504449 |  | [MDSYS.SDO_GEOMETRY]
60910077 | 34690078 | EXISTING | DALBERG | 4600 | CARSON | 5711 | D | NO | SCE | THREE | UNKNOWN | 16KV | LOW 3 | UNKNOWN | MB | UNKNOWN | UNKNOWN |  |  | SYSTEM | 2015-02-09 | simhadk |  | CONSOLIDATED | LIGHTHIPE | METRO WEST | 2149942 | 4 | 2217602 | S | N | Y | 108 | -1 | I | 1950-01-01 |  | D |  | 34690088 | 34718402 |  |  |  | :04600 | 04600:04600 | main_exi_3_route_oh | CIRCUIT_BREAKER |  |  |  |  | -1.76 | 3 |  | 504449 |  | [MDSYS.SDO_GEOMETRY]
60910078 | 34710880 | EXISTING | BROOKHILL | 2285 | SHARON | 5173 | D | NO | SCE | THREE | UNKNOWN | 4KV | LOW 2 | UNKNOWN | MB | UNKNOWN | UNKNOWN |  |  | SYSTEM | 2014-10-24 | manthak |  | CONSOLIDATED | MESA | METRO EAST | 2138075 |  | 2212168 | A | N | Y | 219 | -1 | I | 1963-11-01 |  | D |  | 34710887 | 34723526 |  | 34722183 |  | :02285 | 02285:02285 | main_exi_3_route_oh | CIRCUIT_BREAKER |  |  |  |  | -1.77 | 3 |  | 504449 |  | [MDSYS.SDO_GEOMETRY]
60910082 | 34718595 | EXISTING | DALESIDE | 4612 | BRIGHTON | 5226 | D | NO | SCE | THREE | UNKNOWN | 16KV | LOW 4 | UNKNOWN | MB | UNKNOWN | UNKNOWN |  |  | SYSTEM | 2017-11-21 | maxwelbw |  | CONSOLIDATED | EL NIDO | METRO WEST | 2147752 |  | 2219264 | A | N | Y | 237 | -1 | I | 1965-11-01 |  | D |  | 34718605 | 34837791 |  |  |  | :04612 | 04612:04612 | main_exi_3_route_oh | CIRCUIT_BREAKER |  |  |  |  | -1.76 | 3 |  | 504449 |  | [MDSYS.SDO_GEOMETRY]
60910085 | 34723878 | EXISTING | BROOKINGS | 2290 | BROOKINGS P.T. | 7086 | A | NO | SCE | THREE | UNKNOWN | 4KV | LOW 1 | UNKNOWN | MB | UNKNOWN | UNKNOWN |  |  | SYSTEM | 2014-03-07 | merugusn |  | CONSOLIDATED | VISTA | RURALS | 2134017 |  | 2122021 | N | N | Y | 230 | -1 | I | 1950-01-01 |  | D |  | 34723885 | 34723998 |  | 34723960 |  | :02290 | 02290:02290 | main_exi_3_route_oh | CIRCUIT_BREAKER |  |  |  |  | -1.82 | 3 |  | 504449 |  | [MDSYS.SDO_GEOMETRY]
60910086 | 34724134 | EXISTING | BROOKLINE | 2295 | RUSH | 5116 | D | NO | SCE | THREE | UNKNOWN | 16KV | LOW 6 | UNKNOWN | MB | UNKNOWN | UNKNOWN |  |  | SYSTEM | 2015-02-06 | aminencn |  | CONSOLIDATED | MESA | METRO EAST | 2134018 | 1 | 2212060 | A | Y | N |  | -1 | I | 1968-07-01 |  | D |  | 34724144 | 34819862;34819863 |  |  |  | :02295 | 02295:02295 | main_exi_3_route_oh | CIRCUIT_BREAKER |  |  |  |  | -1.77 | 3 |  | 504449 |  | [MDSYS.SDO_GEOMETRY]
60910087 | 34729615 | EXISTING | TAWNA | 17585 | HELIJET | 5599 | C | NO | SCE | THREE | UNKNOWN | 12KV | LOW 2 | UNKNOWN | MB | UNKNOWN | UNKNOWN |  |  | SYSTEM | 2013-11-11 | bessar |  | CONSOLIDATED | VINCENT | NORTH COAST | 2190335 |  | 2217412 | A | Y | N |  | -1 | I | 1969-06-01 |  | D |  | 34729625 | 34754181;34754182 |  |  |  | :17585 | 17585:17585 | main_exi_3_route_oh | CIRCUIT_BREAKER |  |  |  |  | -1.78 | 3 |  | 504449 |  | [MDSYS.SDO_GEOMETRY]
60910088 | 34730705 | EXISTING | MARRIOTT | 11258 | CABRILLO | 5879 | D | NO | SCE | THREE | UNKNOWN | 12KV | LOW 13 | UNKNOWN | MB | UNKNOWN | UNKNOWN |  |  | SYSTEM | 2014-08-27 | kallurr |  | CONSOLIDATED | ELLIS | ORANGE | 2178107 | 1 | 2220290 | A | Y | N |  | -1 | I | 1983-06-01 |  | D |  | 34730712 | 34768960;34768961 |  |  |  | :11258 | 11258:11258 | main_exi_3_route_oh | CIRCUIT_BREAKER |  |  |  |  | -1.78 | 3 |  | 504449 |  | [MDSYS.SDO_GEOMETRY]
60910089 | 34739973 | EXISTING | BINGO | 1691 | JOHANNA | 5085 | D | NO | SCE | THREE | UNKNOWN | 12KV | LOW 12 | UNKNOWN | MB | UNKNOWN | UNKNOWN |  |  | SYSTEM | 2016-12-22 | bradlem |  | CONSOLIDATED | ELLIS | ORANGE | 2131173 |  | 2216608 | A | N | N |  | -1 | I | 1986-08-01 |  | D |  | 34739983 | 34779114;193524069 |  |  |  | :01691 | 01691:01691 | main_exi_3_route_oh | CIRCUIT_BREAKER |  |  |  |  | 0.38 | 2 |  | 504449 |  | [MDSYS.SDO_GEOMETRY]
60910090 | 34754558 | EXISTING | TAYLOR | 17590 | VISALIA | 5331 | D | NO | SCE | THREE | UNKNOWN | 12KV | LOW 4 | UNKNOWN | MB | UNKNOWN | UNKNOWN |  |  | SYSTEM | 2016-12-09 | lantzmk |  | CONSOLIDATED | SAN JOAQUIN | SAN JOAQUIN | 2190336 |  | 2212548 | S | Y | N |  | -1 | I | 1950-01-01 |  | D |  | 34754568 | 34797271 |  |  |  | :17590 | 17590:17590 | main_exi_3_route_oh | CIRCUIT_BREAKER |  |  |  |  | -1.79 | 3 |  | 504449 |  | [MDSYS.SDO_GEOMETRY]
60910091 | 34769154 | EXISTING | MARVIN | 11308 | NELSON | 8038 | D | NO | SCE | THREE | UNKNOWN | 33KV | LOW 3 | UNKNOWN | MB | UNKNOWN | UNKNOWN |  |  | SYSTEM | 2014-08-07 | yallasv |  | CONSOLIDATED | VALLEY | SAN JACINTO | 2172259 |  | 2213548 | A | N | N |  | -1 | I | 1950-01-01 |  | D |  | 34769161 | 34771214 |  |  |  | :11308 | 11308:11308 | main_exi_3_route_oh | CIRCUIT_BREAKER |  |  |  |  | -1.82 | 3 |  | 504449 |  | [MDSYS.SDO_GEOMETRY]
60910092 | 34774367 | EXISTING | HURON | 8849 | GREAT LAKES | 5561 | D | NO | SCE | THREE | UNKNOWN | 12KV | LOW 1 | UNKNOWN | MB | UNKNOWN | UNKNOWN |  |  | SYSTEM | 2013-11-12 | punukos |  | CONSOLIDATED | VINCENT | NORTH COAST | 2160804 |  | 2219704 | A | N | N |  | -1 | I | 2000-07-17 |  | D |  | 34774377 | 34834960;34834961 |  |  |  | :08849 | 08849:08849 | main_exi_3_route_oh | CIRCUIT_BREAKER |  |  |  |  | -1.78 | 3 |  | 504449 |  | [MDSYS.SDO_GEOMETRY]
60910093 | 34779307 | EXISTING | BIOLA | 1694 | TELEGRAPH | 5892 | D | NO | SCE | THREE | UNKNOWN | 12KV | LOW 11 | UNKNOWN | MB | UNKNOWN | UNKNOWN |  |  | SYSTEM | 2014-09-06 | simhadk |  | CONSOLIDATED | VILLA PARK | ORANGE | 2131176 | 2 | 2213396 | S | N | Y | 120 | -1 | I | 1960-08-01 |  | D |  | 34779317 | 34910083;34910084 |  |  |  | :01694 | 01694:01694 | main_exi_3_route_oh | CIRCUIT_BREAKER |  |  |  |  | -1.78 | 3 |  | 504449 |  | [MDSYS.SDO_GEOMETRY]
60910094 | 34784169 | EXISTING | PAYNE | 13830 | BRADBURY | 5171 | D | NO | SCE | THREE | UNKNOWN | 16KV | LOW 7 | UNKNOWN | MB | UNKNOWN | UNKNOWN |  |  | SYSTEM | 2014-12-04 | punukos |  | CONSOLIDATED | MESA | METRO EAST | 2179169 | 1 | 2219128 | A | Y | N |  | -1 | I | 1950-01-01 |  | D |  | 34784176 | 35019316;35019317 |  |  |  | :13830 | 13830:13830 | main_exi_3_route_oh | CIRCUIT_BREAKER |  |  |  |  | -1.78 | 3 |  | 504449 |  | [MDSYS.SDO_GEOMETRY]
60910039 | 34196617 | EXISTING | TAPO | 17548 | SANTA SUSANA | 5532 | D | NO | SCE | THREE | UNKNOWN | 16KV | LOW 7 | UNKNOWN | MB | UNKNOWN | UNKNOWN |  |  | SYSTEM | 2014-02-07 | manthak |  | CONSOLIDATED | SAUGUS | NORTH COAST | 2190955 | 2 | 2214960 | A | Y | N |  | -1 | I | 1963-06-01 |  | D |  | 34196627 | 34478701;34478702 |  |  |  | :17548 | 17548:17548 | main_exi_3_route_oh | CIRCUIT_BREAKER |  |  |  |  | -1.75 | 3 |  | 504449 |  | [MDSYS.SDO_GEOMETRY]
60910040 | 34219814 | EXISTING | HUEVOS | 8804 | TORTILLA | 8037 | D | NO | SCE | THREE | UNKNOWN | 12KV | LOW 4 | UNKNOWN | MB | UNKNOWN | UNKNOWN |  |  | SYSTEM | 2014-03-04 | merugusn |  | CONSOLIDATED | LUGO | RURALS | 2160627 |  | 2213542 | S | N | Y | 140 | -1 | I | 1974-05-01 |  | D |  | 34219824 | 34338565;34338566 |  |  |  | :08804 | 08804:08804 | main_exi_3_route_oh | CIRCUIT_BREAKER |  |  |  |  | -1.82 | 2 |  | 504449 |  | [MDSYS.SDO_GEOMETRY]
60910041 | 34229191 | EXISTING | BRAEBURN | 2130 | ALLEN | 5102 | D | NO | SCE | THREE | UNKNOWN | 4KV | LOW 4 | UNKNOWN | MB | UNKNOWN | UNKNOWN |  |  | SYSTEM | 2014-10-27 | kallurr |  | CONSOLIDATED | MESA | METRO EAST | 2132382 |  | 2216668 | A | N | Y |  | -1 | I | 1950-01-01 |  | D |  | 34229201 | 34271109 |  | 34247240 |  | :02130 | 02130:02130 | main_exi_3_route_oh | CIRCUIT_BREAKER |  |  |  |  | -1.77 | 3 |  | 504449 |  | [MDSYS.SDO_GEOMETRY]
60910042 | 34232918 | EXISTING | MARACA | 11163 | BORREGO | 5887 | D | NO | SCE | THREE | UNKNOWN | 12KV | LOW 8 | UNKNOWN | MB | UNKNOWN | UNKNOWN |  |  | SYSTEM | 2014-10-09 | punukos |  | CONSOLIDATED | ELLIS | ORANGE | 2170880 |  | 2213386 | A | Y | N |  | -1 | I | 1982-03-01 |  | D |  | 34232925 | 34367968;34367969 |  |  |  | :11163 | 11163:11163 | main_exi_3_route_oh | CIRCUIT_BREAKER |  |  |  |  | 0.38 | 3 |  | 504449 |  | [MDSYS.SDO_GEOMETRY]
60910043 | 34256139 | EXISTING | BETA | 1590 | TELEGRAPH | 5892 | D | NO | SCE | THREE | UNKNOWN | 12KV | LOW 10 | UNKNOWN | MB | UNKNOWN | UNKNOWN |  |  | SYSTEM | 2018-01-08 | thompsma |  | CONSOLIDATED | VILLA PARK | ORANGE | 2130993 | 1 | 2213396 | S | N | Y | 112 | -1 | I | 1960-06-01 |  | D |  | 34256149 | 34407796 |  |  |  | :01590 | 01590:01590 | main_exi_3_route_oh | CIRCUIT_BREAKER |  |  |  |  | -1.78 | 3 |  | 504449 |  | [MDSYS.SDO_GEOMETRY]
60910045 | 34272605 | EXISTING | BRAKEMAN | 2136 | RAILROAD | 5196 | D | NO | SCE | THREE | UNKNOWN | 12KV | LOW 10 | UNKNOWN | MB | UNKNOWN | UNKNOWN |  |  | SYSTEM | 2014-07-15 | simhadk |  | CONSOLIDATED | MIRA LOMA | METRO EAST | 2134910 | 3 | 2216842 | A | Y | N |  | -1 | I | 1971-07-01 |  | D |  | 34272612 | 34373626;34373627 |  |  |  | :02136 | 02136:02136 | main_exi_3_route_oh | CIRCUIT_BREAKER |  |  |  |  | -1.78 | 3 |  | 504449 |  | [MDSYS.SDO_GEOMETRY]
60910050 | 34279304 | EXISTING | PAT | 13776 | REPETTO | 5164 | D | NO | SCE | THREE | UNKNOWN | 16KV | LOW 8 | UNKNOWN | MB | UNKNOWN | UNKNOWN |  |  | SYSTEM | 2014-11-27 | simhadk |  | CONSOLIDATED | MESA | METRO EAST | 2179303 | 1 | 2219114 | S | Y | N |  | -1 | I | 2024-02-01 |  | D |  | 34279311 | 34448778 |  |  |  | :13776 | 13776:13776 | main_exi_3_route_oh | CIRCUIT_BREAKER |  |  |  |  | -1.77 | 3 |  | 504449 |  | [MDSYS.SDO_GEOMETRY]
60910051 | 34354413 | EXISTING | HUGHES LAKE | 8810 | DEL SUR | 5508 | D | NO | SCE | THREE | UNKNOWN | 12KV | LOW 5 | UNKNOWN | MB | UNKNOWN | UNKNOWN |  |  | SYSTEM | 2013-11-16 | kotakr |  | CONSOLIDATED | VINCENT | NORTH COAST | 2178324 |  | 2219586 | A | Y | N |  | -1 | I | 1950-01-01 |  | D |  | 34354423 | 34493836;34493837 |  |  |  | :08810 | 08810:08810 | main_exi_3_route_oh | CIRCUIT_BREAKER |  |  |  |  | -1.78 | 6 |  | 504449 |  | [MDSYS.SDO_GEOMETRY]
60910052 | 34375206 | EXISTING | BRAUN | 2150 | ALHAMBRA | 5101 | D | NO | SCE | THREE | UNKNOWN | 16KV | LOW 4 | UNKNOWN | MB | UNKNOWN | UNKNOWN |  |  | SYSTEM | 2014-10-22 | punukos |  | CONSOLIDATED | MESA | METRO EAST | 2137918 | 1 | 2218972 | M | Y | Y | 244 | -1 | I | 1950-01-01 |  | D |  | 34375213 | 34376224 |  |  |  | :02150 | 02150:02150 | main_exi_3_route_oh | CIRCUIT_BREAKER |  |  |  |  | 0.33 | 3 |  | 504449 |  | [MDSYS.SDO_GEOMETRY]
60910053 | 34376423 | EXISTING | BREN | 2189 | MERCED | 5193 | D | NO | SCE | THREE | UNKNOWN | 12KV | LOW 4 | UNKNOWN | MB | UNKNOWN | UNKNOWN |  |  | SYSTEM | 2014-06-09 | bessar |  | CONSOLIDATED | MIRA LOMA | METRO EAST | 2134916 | 2 | 2214522 | S | N | Y | 106 | -1 | I | 1974-06-01 |  | D |  | 34376433 | 34493250;164619609 |  |  |  | :02189 | 02189:02189 | main_exi_3_route_oh | CIRCUIT_BREAKER |  |  |  |  | -1.78 | 3 |  | 504449 |  | [MDSYS.SDO_GEOMETRY]
60910054 | 34383372 | EXISTING | CYNTHIA | 4560 | BEVERLY | 5201 | D | NO | SCE | THREE | UNKNOWN | 4KV | LOW 20 | UNKNOWN | MB | UNKNOWN | UNKNOWN |  |  | SYSTEM | 2015-03-17 | attadas |  | CONSOLIDATED | MESA | METRO WEST | 2144742 | 2 | 2219196 | A | N | Y | 228 | -1 | I | 1950-01-01 |  | D |  | 34383382 | 34385654;34385655 |  |  |  | :04560 | 04560:04560 | main_exi_3_route_oh | CIRCUIT_BREAKER |  |  |  |  | -1.76 | 3 |  | 504449 |  | [MDSYS.SDO_GEOMETRY]
60910055 | 34416602 | EXISTING | MARDA | 11183 | ATWOOD | 5804 | D | NO | SCE | THREE | UNKNOWN | 12KV | LOW 7 | UNKNOWN | MB | UNKNOWN | UNKNOWN |  |  | SYSTEM | 2017-11-30 | thompsma |  | CONSOLIDATED | VILLA PARK | ORANGE | 2170883 |  | 2215470 | A | N | N |  | -1 | I | 1966-06-01 |  | D |  | 34416612 | 34522499 |  |  |  | :11183 | 11183:11183 | main_exi_3_route_oh | CIRCUIT_BREAKER |  |  |  |  | 0.38 | 2 |  | 504449 |  | [MDSYS.SDO_GEOMETRY]
60910056 | 34440417 | EXISTING | BILLINGS | 1660 | FAIRVIEW | 5821 | D | NO | SCE | THREE | UNKNOWN | 12KV | LOW 2 | UNKNOWN | MB | UNKNOWN | UNKNOWN |  |  | SYSTEM | 2016-07-26 | bradlem |  | CONSOLIDATED | ELLIS | ORANGE | 2131170 | 1 | 2220170 | S | N | N |  | -1 | I | 1950-01-01 |  | D |  | 34440427 | 34504572;34504573 |  |  |  | :01660 | 01660:01660 | main_exi_3_route_oh | CIRCUIT_BREAKER |  |  |  |  | -1.78 | 2 |  | 504449 |  | [MDSYS.SDO_GEOMETRY]
60910057 | 34450684 | EXISTING | PATENCIO | 13777 | THORNHILL | 8004 | D | NO | SCE | THREE | UNKNOWN | 12KV | LOW 7 | UNKNOWN | MB | UNKNOWN | UNKNOWN |  |  | SYSTEM | 2014-05-15 | kallurr |  | CONSOLIDATED | DEVERS | DESERT | 2190309 |  | 2220356 | A | N | N |  | -1 | I | 1966-06-01 |  | D |  | 34450691 | 34593139 |  |  |  | :13777 | 13777:13777 | main_exi_3_route_oh | CIRCUIT_BREAKER |  |  |  |  | -1.85 | 3 |  | 504449 |  | [MDSYS.SDO_GEOMETRY]
60910058 | 34467583 | EXISTING | DAGGETT | 4570 | HATHAWAY | 5726 | D | NO | SCE | THREE | UNKNOWN | 4KV | LOW 10 | UNKNOWN | MB | UNKNOWN | UNKNOWN |  |  | SYSTEM | 2014-11-26 | attadas |  | CONSOLIDATED | LIGHTHIPE | METRO WEST | 2147751 |  | 2215308 | S | N | Y | 138 | -1 | I | 1950-01-01 |  | D |  | 34467593 | 34501568 |  |  |  | :04570 | 04570:04570 | main_exi_3_route_oh | CIRCUIT_BREAKER |  |  |  |  | -1.77 | 3 |  | 504449 |  | [MDSYS.SDO_GEOMETRY]
60910064 | 34505528 | EXISTING | BIPLANE | 1667 | STETSON | 8095 | D | NO | SCE | THREE | UNKNOWN | 12KV | LOW 9 | UNKNOWN | MB | UNKNOWN | UNKNOWN |  |  | SYSTEM | 2014-10-20 | attadas |  | CONSOLIDATED | VALLEY | SAN JACINTO | 2144552 | 2 | 2218248 | A | N | N |  | -1 | I | 1992-06-16 |  | D |  | 34505538 | 34716602;34716603 |  |  |  | :01667 | 01667:01667 | main_exi_3_route_oh | CIRCUIT_BREAKER |  |  |  |  | -1.82 | 3 |  | 504449 |  | [MDSYS.SDO_GEOMETRY]
60910065 | 34507086 | EXISTING | TARGET | 17550 | LANCASTER | 5514 | D | NO | SCE | THREE | UNKNOWN | 12KV | LOW 11 | UNKNOWN | MB | UNKNOWN | UNKNOWN |  |  | SYSTEM | 2013-11-16 | bodduvh |  | CONSOLIDATED | VINCENT | NORTH COAST | 2187868 | 1 | 2212660 | S | N | N |  | -1 | I | 1988-04-01 |  | D |  | 34507096 | 34582614;34582615 |  |  |  | :17550 | 17550:17550 | main_exi_3_route_oh | CIRCUIT_BREAKER |  |  |  |  | -1.78 | 3 |  | 504449 |  | [MDSYS.SDO_GEOMETRY]
60910066 | 34514265 | EXISTING | HULSEY | 8815 | INYOKERN | 5041 | D | NO | SCE | THREE | UNKNOWN | 33KV | LOW 2 | UNKNOWN | MB | UNKNOWN | UNKNOWN |  |  | SYSTEM | 2014-02-04 | bessar |  | CONSOLIDATED | LUGO | RURALS | 2178325 |  | 2214070 | S | Y | N |  | -1 | I | 1950-01-01 |  | D |  | 34514275 | 34528378 |  |  |  | :08815 | 08815:08815 | main_exi_3_route_oh | CIRCUIT_BREAKER |  |  |  |  | -1.81 | 4 |  | 504449 |  | [MDSYS.SDO_GEOMETRY]
60910067 | 34524816 | EXISTING | BRENT | 2190 | GARFIELD | 5121 | D | NO | SCE | THREE | UNKNOWN | 4KV | LOW 2 | UNKNOWN | MB | UNKNOWN | UNKNOWN |  |  | SYSTEM | 2014-10-24 | bodduvh |  | CONSOLIDATED | MESA | METRO EAST | 2134917 |  | 2219022 | S | N | Y | 246 | -1 | I | 1950-01-01 |  | D |  | 34524826 | 34527134 |  |  |  | :02190 | 02190:02190 | main_exi_3_route_oh | CIRCUIT_BREAKER |  |  |  |  | -1.77 | 3 |  | 504449 |  | [MDSYS.SDO_GEOMETRY]
60910068 | 34527582 | EXISTING | BELLFORD | 2220 | ALLEN | 5102 | D | NO | SCE | THREE | UNKNOWN | 4KV | LOW 5 | UNKNOWN | MB | UNKNOWN | UNKNOWN |  |  | SYSTEM | 2014-10-22 | kallurr |  | CONSOLIDATED | MESA | METRO EAST | 2146480 |  | 2216668 | A | N | Y |  | -1 | I | 1969-07-01 |  | D |  | 34527592 | 34536603 |  | 34535134 |  | :02220 | 02220:02220 | main_exi_3_route_oh | CIRCUIT_BREAKER |  |  |  |  | -1.77 | 3 |  | 504449 |  | [MDSYS.SDO_GEOMETRY]
60910069 | 34530446 | EXISTING | HURLEY | 8847 | CASA DIABLO | 2557 | D | NO | SCE | THREE | UNKNOWN | 12KV | LOW 6 | UNKNOWN | MB | UNKNOWN | UNKNOWN |  |  | SYSTEM | 2014-03-28 | bodduvh |  | CONSOLIDATED | LUGO | RURALS | 2178328 |  | 2274057 | A | N | Y | 221 | -1 | I | 1965-12-01 |  | D |  | 34530453 | 34566383 |  | 148756212 |  | :08847 | 08847:08847 | main_exi_3_route_oh | CIRCUIT_BREAKER |  |  |  |  | -39.78 | 6 |  | 504449 |  | [MDSYS.SDO_GEOMETRY]
60910070 | 34559548 | EXISTING | BROOKLYN | 2270 | BELVEDERE | 5114 | D | NO | SCE | THREE | UNKNOWN | 4KV | LOW 2 | UNKNOWN | MB | UNKNOWN | UNKNOWN |  |  | SYSTEM | 2017-09-21 | murilljl |  | CONSOLIDATED | MESA | METRO EAST | 2138074 |  | 2219012 | A | N | Y | 220 | -1 | I | 1964-06-01 |  | D |  | 34559558 | 34585333 |  |  |  | :02270 | 02270:02270 | main_exi_3_route_oh | CIRCUIT_BREAKER |  |  |  |  | -1.77 | 3 |  | 504449 |  | [MDSYS.SDO_GEOMETRY]
60910071 | 34573685 | EXISTING | MARIGOLD | 11212 | BARRE | 5081 | D | NO | SCE | THREE | UNKNOWN | 12KV | LOW 20 | UNKNOWN | MB | UNKNOWN | UNKNOWN |  |  | SYSTEM | 2014-09-10 | attadas |  | CONSOLIDATED | VILLA PARK | ORANGE | 2178038 |  | 2218876 | M | Y | N |  | -1 | I | 1960-09-01 |  | D |  | 34573692 | 34703730;34703731 |  |  |  | :11212 | 11212:11212 | main_exi_3_route_oh | CIRCUIT_BREAKER |  |  |  |  | 0.39 | 3 |  | 504449 |  | [MDSYS.SDO_GEOMETRY]
60910072 | 34577615 | EXISTING | DAHLIA | 4590 | ROLLING HILLS | 5252 | D | NO | SCE | THREE | UNKNOWN | 4KV | LOW 8 | UNKNOWN | MB | UNKNOWN | UNKNOWN |  |  | SYSTEM | 2015-03-23 | simhadk |  | CONSOLIDATED | EL NIDO | METRO WEST | 2165210 |  | 2219336 | S | N | Y | 103 | -1 | I | 1950-01-01 |  | D |  | 34577622 | 34613746 |  |  |  | :04590 | 04590:04590 | main_exi_3_route_oh | CIRCUIT_BREAKER |  |  |  |  | -1.76 | 3 |  | 504449 |  | [MDSYS.SDO_GEOMETRY]
60910073 | 34583726 | EXISTING | TARUSA | 17560 | VENICE HILL | 5329 | D | NO | SCE | THREE | UNKNOWN | 12KV | LOW 1 | UNKNOWN | MB | UNKNOWN | UNKNOWN |  |  | SYSTEM | 2015-04-22 | lantzmk |  | CONSOLIDATED | SAN JOAQUIN | SAN JOAQUIN | 2187042 |  | 2217114 | A | N | N |  | -1 | I | 1950-01-01 |  | D |  | 34583736 | 34728146;34728147 |  |  |  | :17560 | 17560:17560 | main_exi_3_route_oh | CIRCUIT_BREAKER |  |  |  |  | -1.8 | 3 |  | 504449 |  | [MDSYS.SDO_GEOMETRY]
60910074 | 34586876 | EXISTING | BRONCO | 2280 | NARROWS | 5838 | D | NO | SCE | THREE | UNKNOWN | 12KV | LOW 4 | UNKNOWN | MB | UNKNOWN | UNKNOWN |  |  | SYSTEM | 2014-11-10 | kallurr |  |  | MESA | METRO EAST | 2134016 | 1 | 2220218 | A | N | N |  | -1 | I | 1950-01-01 |  | D |  | 34586886 | 34695200;34695201 |  |  |  | :02280 | 02280:02280 | main_exi_3_route_oh | CIRCUIT_BREAKER |  |  |  |  | -1.77 | 3 |  | 504449 |  | [MDSYS.SDO_GEOMETRY]
60910075 | 34595214 | EXISTING | PATE | 13778 | FRANCIS | 5639 | D | NO | SCE | THREE | UNKNOWN | 12KV | LOW 10 | UNKNOWN | MB | UNKNOWN | UNKNOWN |  |  | SYSTEM | 2017-09-21 | murilljl |  | CONSOLIDATED | MIRA LOMA | METRO EAST | 2179304 | 2 | 2217516 | A | N | Y | 206 | -1 | I | 1970-01-01 |  | D |  | 34595224 | 34782092 |  |  |  | :13778 | 13778:13778 | main_exi_3_route_oh | CIRCUIT_BREAKER |  |  |  |  | -1.79 | 3 |  | 504449 |  | [MDSYS.SDO_GEOMETRY]
60910076 | 34597753 | EXISTING | HURST | 8848 | SAN MARCOS | 5585 | D | NO | SCE | THREE | UNKNOWN | 16KV | LOW 3 | UNKNOWN | MB | UNKNOWN | UNKNOWN |  |  | SYSTEM | 2013-11-21 | aminencn |  | CONSOLIDATED | GOLETA | NORTH COAST | 2178419 |  | 2219744 | A | Y | N |  | -1 | I | 1965-10-01 |  | D |  | 34597763 | 34758411;34758412 |  |  |  | :08848 | 08848:08848 | main_exi_3_route_oh | CIRCUIT_BREAKER |  |  |  |  | -1.71 | 4 |  | 504449 |  | [MDSYS.SDO_GEOMETRY]
60909933 | 33380884 | EXISTING | BEIGE | 1392 | ORANGE | 5843 | D | NO | SCE | THREE | UNKNOWN | 12KV | LOW 5 | UNKNOWN | MB | UNKNOWN | UNKNOWN |  |  | SYSTEM | 2014-09-06 | manthak |  | CONSOLIDATED | VILLA PARK | ORANGE | 2143596 | 2 | 2220224 | A | N | N |  | -1 | I | 1994-05-25 |  | D |  | 33380891 | 33450069 |  |  |  | :01392 | 01392:01392 | main_exi_3_route_oh | CIRCUIT_BREAKER |  |  |  |  | -1.78 | 2 |  | 504449 |  | [MDSYS.SDO_GEOMETRY]
60909939 | 33383752 | EXISTING | BONVIEW | 1940 | NAROD | 5648 | D | NO | SCE | THREE | UNKNOWN | 12KV | LOW 6 | UNKNOWN | MB | UNKNOWN | UNKNOWN |  |  | SYSTEM | 2017-10-05 | murilljl |  | CONSOLIDATED | MIRA LOMA | METRO EAST | 2132229 | 2 | 2212960 | S | Y | N |  | -1 | I | 1950-01-01 |  | D |  | 33383762 | 33500300 |  |  |  | :01940 | 01940:01940 | main_exi_3_route_oh | CIRCUIT_BREAKER |  |  |  |  | -1.79 | 3 |  | 504449 |  | [MDSYS.SDO_GEOMETRY]
60909940 | 33407944 | EXISTING | HOBSON | 8510 | PIXLEY | 5321 | D | NO | SCE | THREE | UNKNOWN | 12KV | LOW 1 | UNKNOWN | MB | UNKNOWN | UNKNOWN |  |  | SYSTEM | 2014-01-09 | bessar |  | CONSOLIDATED | SAN JOAQUIN | SAN JOAQUIN | 2155849 |  | 2219454 | A | Y | N |  | -1 | I | 1950-01-01 |  | D |  | 33407954 | 33426540;33426541 |  |  |  | :08510 | 08510:08510 | main_exi_3_route_oh | CIRCUIT_BREAKER |  |  |  |  | -1.78 | 8 |  | 504449 |  | [MDSYS.SDO_GEOMETRY]
60909941 | 33423040 | EXISTING | SWIFT | 17420 | MONTECITO | 5524 | D | NO | SCE | THREE | UNKNOWN | 4KV | LOW 3 | UNKNOWN | MB | UNKNOWN | UNKNOWN |  |  | SYSTEM | 2013-10-30 | simhadk |  | CONSOLIDATED | GOLETA | NORTH COAST | 2190949 |  | 2212684 | A | Y | N |  | -1 | I | 1950-01-01 |  | D |  | 33423050 | 33472416 |  |  |  | :17420 | 17420:17420 | main_exi_3_route_oh | CIRCUIT_BREAKER |  |  |  |  | -1.72 | 3 |  | 504449 |  | [MDSYS.SDO_GEOMETRY]
60909942 | 33427145 | EXISTING | KOEFLER | 8518 | KOEFLER P.T. | 7425 | A | NO | SCE | THREE | UNKNOWN | 4.8KV | LOW 1 | UNKNOWN | MB | UNKNOWN | UNKNOWN |  |  | SYSTEM | 2014-01-30 | manthak |  | CONSOLIDATED | LUGO | RURALS | 2177672 |  | 2125431 | N | N | N |  | -1 | I | 1966-01-01 |  | D |  | 33427155 | 33427269 |  |  |  | :08518 | 08518:08518 | main_exi_3_route_oh | CIRCUIT_BREAKER |  |  |  |  | -1.8 | 3 |  | 504449 |  | [MDSYS.SDO_GEOMETRY]
60909943 | 33427288 | EXISTING | HOOLIGAN | 8564 | NEWBURY | 5557 | D | NO | SCE | THREE | UNKNOWN | 16KV | LOW 3 | UNKNOWN | MB | UNKNOWN | UNKNOWN |  |  | SYSTEM | 2014-04-05 | aminencn |  | CONSOLIDATED | MOORPARK | NORTH COAST | 2167418 | 1 | 2215006 | A | N | Y | 204 | -1 | I | 1971-11-01 |  | D |  | 33427298 | 33620916;33620918 |  |  |  | :08564 | 08564:08564 | main_exi_3_route_oh | CIRCUIT_BREAKER |  |  |  |  | -1.74 | 3.5 |  | 504449 |  | [MDSYS.SDO_GEOMETRY]
60909944 | 33430017 | EXISTING | PARKRIDGE | 13717 | CORONA | 8279 | D | NO | SCE | THREE | UNKNOWN | 12KV | LOW 12 | UNKNOWN | MB | UNKNOWN | UNKNOWN |  |  | SYSTEM | 2014-07-02 | attadas |  | CONSOLIDATED | MIRA LOMA | METRO EAST | 2184484 | 7 | 2220750 | S | N | Y | 127 | -1 | I | 1981-10-01 |  | D |  | 33430024 | 33604921 |  |  |  | :13717 | 13717:13717 | main_exi_3_route_oh | CIRCUIT_BREAKER |  |  |  |  | -1.8 | 3 |  | 504449 |  | [MDSYS.SDO_GEOMETRY]
60909945 | 33469353 | EXISTING | MAGENTA | 10921 | ORANGE | 5843 | D | NO | SCE | THREE | UNKNOWN | 12KV | LOW 3 | UNKNOWN | MB | UNKNOWN | UNKNOWN |  |  | SYSTEM | 2014-11-07 | bodduvh |  | CONSOLIDATED | VILLA PARK | ORANGE | 2176971 | 1 | 2220224 | A | N | Y | 243 | -1 | I | 1980-04-01 |  | D |  | 33469360 | 33558191 |  |  |  | :10921 | 10921:10921 | main_exi_3_route_oh | CIRCUIT_BREAKER |  |  |  |  | 0.38 | 2 |  | 504449 |  | [MDSYS.SDO_GEOMETRY]
60909946 | 33472729 | EXISTING | SWOOSE | 17425 | VISALIA | 5331 | D | NO | SCE | THREE | UNKNOWN | 12KV | LOW 1 | UNKNOWN | MB | UNKNOWN | UNKNOWN |  |  | SYSTEM | 2014-04-21 | merugusn |  | CONSOLIDATED | SAN JOAQUIN | SAN JOAQUIN | 2190069 |  | 2212548 | S | Y | N |  | -1 | I | 1966-05-01 |  | D |  | 33472739 | 33579845;33579846 |  |  |  | :17425 | 17425:17425 | main_exi_3_route_oh | CIRCUIT_BREAKER |  |  |  |  | -1.79 | 3 |  | 504449 |  | [MDSYS.SDO_GEOMETRY]
60909947 | 33484707 | EXISTING | BELFAST | 1404 | TRASK | 5899 | D | NO | SCE | THREE | UNKNOWN | 12KV | LOW 3 | UNKNOWN | MB | UNKNOWN | UNKNOWN |  |  | SYSTEM | 2014-11-18 | rajendrs |  | CONSOLIDATED | VILLA PARK | ORANGE | 2144229 | 2 | 2213412 | S | N | Y | 134 | -1 | I | 1961-03-01 |  | D |  | 33484717 | 33570587;33570588;33570589 |  |  |  | :01404 | 01404:01404 | main_exi_3_route_oh | CIRCUIT_BREAKER |  |  |  |  | -1.77 | 3 |  | 504449 |  | [MDSYS.SDO_GEOMETRY]
60909948 | 33512160 | EXISTING | BOOTHILL | 1953 | DIAMOND BAR | 5680 | D | NO | SCE | THREE | UNKNOWN | 12KV | LOW 5 | UNKNOWN | MB | UNKNOWN | UNKNOWN |  |  | SYSTEM | 2014-07-14 | attiliv |  | CONSOLIDATED | MIRA LOMA | METRO EAST | 2132230 | 1 | 2219908 | A | N | N |  | -1 | I | 1987-06-01 |  | D |  | 33512167 | 33564186;33564187 |  |  |  | :01953 | 01953:01953 | main_exi_3_route_oh | CIRCUIT_BREAKER |  |  |  |  | -1.79 | 3 |  | 504449 |  | [MDSYS.SDO_GEOMETRY]
60909949 | 33558627 | EXISTING | MAIN ST. | 10960 | EDINGER | 5875 | D | NO | SCE | THREE | UNKNOWN | 4KV | LOW 1 | UNKNOWN | MB | UNKNOWN | UNKNOWN |  |  | SYSTEM | 2014-10-22 | simhadk |  | CONSOLIDATED | ELLIS | ORANGE | 2171870 |  | 2220288 | A | N | N |  | -1 | I | 1950-01-01 |  | D |  | 33558634 | 33561740 |  |  |  | :10960 | 10960:10960 | main_exi_3_route_oh | CIRCUIT_BREAKER |  |  |  |  | 0.39 | 2 |  | 504449 |  | [MDSYS.SDO_GEOMETRY]
60909950 | 33565532 | EXISTING | BORBA | 1970 | ARCHIBALD | 5659 | D | NO | SCE | THREE | UNKNOWN | 12KV | LOW 6 | UNKNOWN | MB | UNKNOWN | UNKNOWN |  |  | SYSTEM | 2014-05-12 | merugusn |  | CONSOLIDATED | MIRA LOMA | METRO EAST | 2132232 |  | 2215212 | A | N | N |  | -1 | I | 1950-01-01 |  | D |  | 33565542 | 33644136;33644137 |  |  |  | :01970 | 01970:01970 | main_exi_3_route_oh | CIRCUIT_BREAKER |  |  |  |  | -1.8 | 3 |  | 504449 |  | [MDSYS.SDO_GEOMETRY]
60909951 | 33571460 | EXISTING | BENTON | 1527 | ALESSANDRO | 8024 | D | NO | SCE | THREE | UNKNOWN | 12KV | LOW 7 | UNKNOWN | MB | UNKNOWN | UNKNOWN |  |  | SYSTEM | 2017-10-25 | thompsma |  | CONSOLIDATED | VALLEY | SAN JACINTO | 2144390 | 5 | 2218086 | A | N | N |  | -1 | I | 1965-03-01 |  | D |  | 33571467 | 33797654 |  |  |  | :01527 | 01527:01527 | main_exi_3_route_oh | CIRCUIT_BREAKER |  |  |  |  | -1.81 | 3 |  | 504449 |  | [MDSYS.SDO_GEOMETRY]
60909952 | 33581569 | EXISTING | SYMERON | 17437 | RANCHO | 8222 | D | NO | SCE | THREE | UNKNOWN | 12KV | LOW 4 | UNKNOWN | MB | UNKNOWN | UNKNOWN |  |  | SYSTEM | 2014-05-22 | punukos |  | CONSOLIDATED | LUGO | DESERT | 2190951 |  | 2218370 | N | N | N |  | -1 | I | 1991-06-03 |  | D |  | 33581573 | 33770346;33770347 |  |  |  | :17437 | 17437:17437 | main_exi_3_route_oh | CIRCUIT_BREAKER |  |  |  |  | -1.81 | 4 |  | 504449 |  | [MDSYS.SDO_GEOMETRY]
60909953 | 33608519 | EXISTING | PARKWAY | 13720 | PEYTON | 5614 | D | NO | SCE | THREE | UNKNOWN | 12KV | LOW 9 | UNKNOWN | MB | UNKNOWN | UNKNOWN |  |  | SYSTEM | 2014-06-02 | merugusn |  | CONSOLIDATED | MIRA LOMA | METRO EAST | 2184485 | 3 | 2215106 | N | N | N |  | -1 | I | 1989-06-28 |  | D |  | 33608526 | 33703332 |  |  |  | :13720 | 13720:13720 | main_exi_3_route_oh | CIRCUIT_BREAKER |  |  |  |  | -1.79 | 3 |  | 504449 |  | [MDSYS.SDO_GEOMETRY]
60909959 | 33613443 | EXISTING | MANGANESE | 11049 | LIMESTONE | 8804 | D | NO | SCE | THREE | UNKNOWN | 12KV | LOW 10 | UNKNOWN | MB | UNKNOWN | UNKNOWN |  |  | SYSTEM | 2014-12-16 | merugusn |  | CONSOLIDATED | ELLIS | ORANGE | 2178033 | 4 | 2220828 | A | N | Y | 238 | -1 | I | 1973-01-01 |  | D |  | 33613453 | 33775033;33775034 |  |  |  | :11049 | 11049:11049 | main_exi_3_route_oh | CIRCUIT_BREAKER |  |  |  |  | -1.79 | 3 |  | 504449 |  | [MDSYS.SDO_GEOMETRY]
60909960 | 33634223 | EXISTING | HOMER | 8640 | LEMON COVE | 5316 | D | NO | SCE | THREE | UNKNOWN | 12KV | LOW 2 | UNKNOWN | MB | UNKNOWN | UNKNOWN |  |  | SYSTEM | 2014-01-11 | aminencn |  | CONSOLIDATED | SAN JOAQUIN | SAN JOAQUIN | 2178253 |  | 2214756 | A | Y | N |  | -1 | I | 1946-08-01 |  | D |  | 33634230 | 33676802;33676803 |  |  |  | :08640 | 08640:08640 | main_exi_3_route_oh | CIRCUIT_BREAKER |  |  |  |  | -1.8 | 4 |  | 504449 |  | [MDSYS.SDO_GEOMETRY]
60909961 | 33641888 | EXISTING | CRENSHAW | 4320 | MONETA | 5218 | D | NO | SCE | THREE | UNKNOWN | 4KV | LOW 7 | UNKNOWN | MB | UNKNOWN | UNKNOWN |  |  | SYSTEM | 2015-03-17 | manthak |  | CONSOLIDATED | EL NIDO | METRO WEST | 2149028 | 1 | 2216898 | A | N | Y | 234 | -1 | I | 1950-01-01 |  | D |  | 33641898 | 33680230;33680231 |  |  |  | :04320 | 04320:04320 | main_exi_3_route_oh | CIRCUIT_BREAKER |  |  |  |  | -1.76 | 3 |  | 504449 |  | [MDSYS.SDO_GEOMETRY]
60909962 | 33647066 | EXISTING | BORG | 1973 | WIMBLEDON | 5664 | D | NO | SCE | THREE | UNKNOWN | 12KV | LOW 4 | UNKNOWN | MB | UNKNOWN | UNKNOWN |  |  | SYSTEM | 2014-05-05 | rajendrs |  | CONSOLIDATED | VISTA | DESERT | 2133852 |  | 2215220 | A | N | N |  | -1 | I | 1983-06-01 |  | D |  | 33647073 | 33691120 |  |  |  | :01973 | 01973:01973 | main_exi_3_route_oh | CIRCUIT_BREAKER |  |  |  |  | -1.8 | 3 |  | 504449 |  | [MDSYS.SDO_GEOMETRY]
60909965 | 33692753 | EXISTING | BORDER | 1974 | JEFFERSON | 8275 | D | NO | SCE | THREE | UNKNOWN | 12KV | LOW 6 | UNKNOWN | MB | UNKNOWN | UNKNOWN |  |  | SYSTEM | 2014-08-06 | rajendrs |  | 720 180 | MIRA LOMA | METRO EAST | 2137911 | 1 | 2220744 | A | N | Y | 212 | -1 | I | 1968-07-01 |  | D |  | 33692760 | 33758322 |  |  |  | :01974 | 01974:01974 | main_exi_3_route_oh | CIRCUIT_BREAKER |  |  |  |  | 0 | 2 |  | 504449 |  | [MDSYS.SDO_GEOMETRY]
60909968 | 33704059 | EXISTING | HOMEWOOD | 8645 | HOMEWOOD P.T. | 7362 | A | NO | SCE | THREE | UNKNOWN | 4.8KV | LOW 1 | UNKNOWN | MB | UNKNOWN | UNKNOWN |  |  | SYSTEM | 2014-01-30 | simhadk |  | CONSOLIDATED | LUGO | RURALS | 2167610 |  | 2124044 | N | N | Y | 234 | -1 | I | 1950-01-01 |  | D |  | 33704066 | 33705333 |  |  |  | :08645 | 08645:08645 | main_exi_3_route_oh | CIRCUIT_BREAKER |  |  |  |  | -1.82 | 3 |  | 504449 |  | [MDSYS.SDO_GEOMETRY]
60909982 | 33705532 | EXISTING | HORIZON | 8695 | VALDEZ | 5236 | D | NO | SCE | THREE | UNKNOWN | 16KV | LOW 7 | UNKNOWN | MB | UNKNOWN | UNKNOWN |  |  | SYSTEM | 2014-02-07 | bodduvh |  | CONSOLIDATED | MOORPARK | NORTH COAST | 2178257 | 4 | 2212338 | A | N | Y | 233 | -1 | I | 1968-02-01 |  | D |  | 33705542 | 33778813;33778814 |  |  |  | :08695 | 08695:08695 | main_exi_3_route_oh | CIRCUIT_BREAKER |  |  |  |  | -1.75 | 3 |  | 504449 |  | [MDSYS.SDO_GEOMETRY]
60909983 | 33740122 | EXISTING | PANHANDLE | 13731 | DIAMOND BAR | 5680 | D | NO | SCE | THREE | UNKNOWN | 12KV | LOW 4 | UNKNOWN | MB | UNKNOWN | UNKNOWN |  |  | SYSTEM | 2014-07-31 | kallurr |  | CONSOLIDATED | MIRA LOMA | METRO EAST | 2179095 | 2 | 2219908 | A | N | N |  | -1 | I | 1995-03-01 |  | D |  | 33740126 | 33873091;33873092 |  |  |  | :13731 | 13731:13731 | main_exi_3_route_oh | CIRCUIT_BREAKER |  |  |  |  | -1.79 | 2 |  | 504449 |  | [MDSYS.SDO_GEOMETRY]
60909984 | 33751108 | EXISTING | CRESCENT | 4330 | FAIRFAX | 5208 | D | NO | SCE | THREE | UNKNOWN | 4KV | LOW 9 | UNKNOWN | MB | UNKNOWN | UNKNOWN |  |  | SYSTEM | 2015-03-23 | bodduvh |  | CONSOLIDATED | MESA | METRO WEST | 2149209 | 3 | 2214542 | S | N | Y | 138 | -1 | I | 1950-01-01 |  | D |  | 33751118 | 33754378 |  |  |  | :04330 | 04330:04330 | main_exi_3_route_oh | CIRCUIT_BREAKER |  |  |  |  | -1.76 | 3 |  | 504449 |  | [MDSYS.SDO_GEOMETRY]
60909985 | 33758908 | EXISTING | BOSCO | 2010 | CORTEZ | 5186 | D | NO | SCE | THREE | UNKNOWN | 12KV | LOW 2 | UNKNOWN | MB | UNKNOWN | UNKNOWN |  |  | SYSTEM | 2014-05-21 | punukos |  | CONSOLIDATED | MIRA LOMA | METRO EAST | 2146097 | 2 | 2214504 | S | N | Y | 102 | -1 | I | 1957-05-01 |  | D |  | 33758918 | 33860657;33860658 |  |  |  | :02010 | 02010:02010 | main_exi_3_route_oh | CIRCUIT_BREAKER |  |  |  |  | -1.78 | 3 |  | 504449 |  | [MDSYS.SDO_GEOMETRY]
60909991 | 33776559 | EXISTING | MANGRUM | 11052 | LAFAYETTE | 5872 | D | NO | SCE | THREE | UNKNOWN | 12KV | LOW 8 | UNKNOWN | MB | UNKNOWN | UNKNOWN |  |  | SYSTEM | 2014-09-15 | attadas |  | CONSOLIDATED | ELLIS | ORANGE | 2178035 |  | 2220276 | A | N | N |  | -1 | I | 1967-11-01 |  | D |  | 33776566 | 33867877;33867878 |  |  |  | :11052 | 11052:11052 | main_exi_3_route_oh | CIRCUIT_BREAKER |  |  |  |  | -1.77 | 3 |  | 504449 |  | [MDSYS.SDO_GEOMETRY]
60909992 | 33790176 | EXISTING | SYLVIA | 17440 | TOPANGA | 5243 | D | NO | SCE | THREE | UNKNOWN | 4KV | LOW 1 | UNKNOWN | MB | UNKNOWN | UNKNOWN |  |  | SYSTEM | 2013-12-30 | kallurr |  | CONSOLIDATED | MOORPARK | NORTH COAST | 2190070 |  | 2219310 | A | N | Y |  | -1 | I | 1950-01-01 |  | D |  | 33790186 | 33826048;33826049 |  |  |  | :17440 | 17440:17440 | main_exi_3_route_oh | CIRCUIT_BREAKER |  |  |  |  | -1.75 | 3 |  | 504449 |  | [MDSYS.SDO_GEOMETRY]
60909993 | 33803350 | EXISTING | HORSE MOUNTAIN | 8697 | BIRD SPRINGS P.T. | 7091 | A | NO | SCE | THREE | UNKNOWN | 2.4KV | LOW 1 | UNKNOWN | MB | UNKNOWN | UNKNOWN |  |  | SYSTEM | 2014-01-23 | attadas |  | CONSOLIDATED | SAN JOAQUIN | RURALS | 2167616 |  | 2122039 | N | N | N |  | -1 | I | 1967-06-01 |  | D |  | 33803360 | 33803557;33803558 |  |  |  | :08697 | 08697:08697 | main_exi_3_route_oh | CIRCUIT_BREAKER |  |  |  |  | -1.8 | 12 |  | 504449 |  | [MDSYS.SDO_GEOMETRY]
60909994 | 33803658 | EXISTING | HORNTOAD | 8698 | VALDEZ | 5236 | D | NO | SCE | THREE | UNKNOWN | 16KV | LOW 1 | UNKNOWN | MB | UNKNOWN | UNKNOWN |  |  | SYSTEM | 2014-01-01 | kallurr |  | CONSOLIDATED | MOORPARK | NORTH COAST | 2160457 | 2 | 2212338 | A | Y | N |  | -1 | I | 1970-08-01 |  | D |  | 33803668 | 33979067;33979068 |  |  |  | :08698 | 08698:08698 | main_exi_3_route_oh | CIRCUIT_BREAKER |  |  |  |  | -1.75 | 3.5 |  | 504449 |  | [MDSYS.SDO_GEOMETRY]
60909995 | 33812505 | EXISTING | CRESTWIND | 4367 | CRESTWIND U.G.S. | 7147 | A | NO | SCE | THREE | UNKNOWN | 4KV | LOW 1 | UNKNOWN | MB | UNKNOWN | UNKNOWN |  |  | SYSTEM | 2017-05-25 | maxwelbw |  |  | EL NIDO | METRO WEST | 2149211 |  | 2122615 | N | N | Y | 223 | -1 | I | 1967-12-01 |  | D |  | 33812515 | 33815059 |  | 148265442 |  | :04367 | 04367:04367 | main_exi_3_route_oh | CIRCUIT_BREAKER |  |  |  |  | -1.75 | 3 |  | 504449 |  | [MDSYS.SDO_GEOMETRY]
60909996 | 33822030 | EXISTING | BERLIN | 1550 | FULLERTON | 5822 | D | NO | SCE | THREE | UNKNOWN | 12KV | LOW 9 | UNKNOWN | MB | UNKNOWN | UNKNOWN |  |  | SYSTEM | 2014-08-07 | punukos |  | CONSOLIDATED | VILLA PARK | ORANGE | 2144394 | 3 | 2217840 | S | N | Y | 131 | -1 | I | 1950-01-01 |  | D |  | 33822037 | 33925656;33925657 |  |  |  | :01550 | 01550:01550 | main_exi_3_route_oh | CIRCUIT_BREAKER |  |  |  |  | 0.39 | 2.5 |  | 504449 |  | [MDSYS.SDO_GEOMETRY]
60909997 | 33827031 | EXISTING | SYLVANIA | 17451 | DEEP SPRINGS | 2589 | D | NO | SCE | THREE | UNKNOWN | 2.4KV | LOW 1 | UNKNOWN | MB | UNKNOWN | UNKNOWN |  |  | SYSTEM | 2014-01-28 | kallurr |  | CONSOLIDATED | LUGO | RURALS | 2187785 |  | 2274044 | A | N | N |  | -1 | I | 1950-01-01 |  | D |  | 33827038 | 33827117 |  |  |  | :17451 | 17451:17451 | main_exi_3_route_oh | CIRCUIT_BREAKER |  |  |  |  | -1.82 | 2 |  | 504449 |  | [MDSYS.SDO_GEOMETRY]
60909998 | 33827199 | EXISTING | TAGUS | 17480 | GOSHEN | 5309 | D | NO | SCE | THREE | UNKNOWN | 12KV | LOW 4 | UNKNOWN | MB | UNKNOWN | UNKNOWN |  |  | SYSTEM | 2016-10-21 | eadsrl |  | CONSOLIDATED | SAN JOAQUIN | SAN JOAQUIN | 2190073 |  | 2219424 | A | Y | N |  | -1 | I | 1950-01-01 |  | D |  | 33827209 | 33900731;33900732 |  |  |  | :17480 | 17480:17480 | main_exi_3_route_oh | CIRCUIT_BREAKER |  |  |  |  | -1.79 | 4.5 |  | 504449 |  | [MDSYS.SDO_GEOMETRY]
60909999 | 33847123 | EXISTING | CROCKETT | 4380 | GRAHAM | 5725 | D | NO | SCE | THREE | UNKNOWN | 4KV | LOW 2 | UNKNOWN | MB | UNKNOWN | UNKNOWN |  |  | SYSTEM | 2015-03-09 | bondigc |  | CONSOLIDATED | LIGHTHIPE | METRO WEST | 2143928 |  | 2215300 | A | Y | N |  | -1 | I | 1950-01-01 |  | D |  | 33847133 | 33904110;33904111 |  |  |  | :04380 | 04380:04380 | main_exi_3_route_oh | CIRCUIT_BREAKER |  |  |  |  | -1.76 | 3 |  | 504449 |  | [MDSYS.SDO_GEOMETRY]
60910000 | 33861796 | EXISTING | BOULDER | 2026 | HIGHLAND | 5619 | D | NO | SCE | THREE | UNKNOWN | 12KV | LOW 6 | UNKNOWN | MB | UNKNOWN | UNKNOWN |  |  | SYSTEM | 2014-05-09 | bodduvh |  | CONSOLIDATED | VISTA | DESERT | 2146280 |  | 2219808 | S | N | Y | 103 | -1 | I | 1982-05-01 |  | D |  | 33861803 | 33951142;33951143 |  |  |  | :02026 | 02026:02026 | main_exi_3_route_oh | CIRCUIT_BREAKER |  |  |  |  | -1.81 | 3 |  | 504449 |  | [MDSYS.SDO_GEOMETRY]
60910001 | 33868035 | EXISTING | MENIFEE | 11058 | NEWCOMB | 8342 | D | NO | SCE | THREE | UNKNOWN | 12KV | LOW 5 | UNKNOWN | MB | UNKNOWN | UNKNOWN |  |  | SYSTEM | 2014-10-31 | attadas |  | CONSOLIDATED | VALLEY | SAN JACINTO | 2171876 | 3 | 2218460 | A | N | Y |  | -1 | I | 1980-06-01 |  | D |  | 33868042 | 34214805;34214806 |  | 98561688 |  | :11058 | 11058:11058 | main_exi_3_route_oh | CIRCUIT_BREAKER |  |  |  |  | -1.81 | 2 |  | 504449 |  | [MDSYS.SDO_GEOMETRY]
60910002 | 33926822 | EXISTING | BERNICE | 1566 | MARION | 5866 | D | NO | SCE | THREE | UNKNOWN | 12KV | LOW 5 | UNKNOWN | MB | UNKNOWN | UNKNOWN |  |  | SYSTEM | 2014-08-07 | bessar |  | CONSOLIDATED | VILLA PARK | ORANGE | 2133326 | 2 | 2215624 | A | N | N |  | -1 | I | 1986-07-01 |  | D |  | 33926832 | 34011063;34011064 |  |  |  | :01566 | 01566:01566 | main_exi_3_route_oh | CIRCUIT_BREAKER |  |  |  |  | 0.39 | 2 |  | 504449 |  | [MDSYS.SDO_GEOMETRY]
60910003 | 33928081 | EXISTING | TALC | 17502 | DUNN SIDING | 8097 | D | NO | SCE | THREE | UNKNOWN | 12KV | LOW 1 | UNKNOWN | MB | UNKNOWN | UNKNOWN |  |  | SYSTEM | 2014-02-04 | manthak |  | CONSOLIDATED | ELDORADO | RURALS | 2187786 |  | 2215916 | A | N | N |  | -1 | I | 1966-02-01 |  | D |  | 33928088 | 33929504;33929505 |  |  |  | :17502 | 17502:17502 | main_exi_3_route_oh | CIRCUIT_BREAKER |  |  |  |  | -1.84 | 6 |  | 504449 |  | [MDSYS.SDO_GEOMETRY]
60910004 | 33930919 | EXISTING | TALLEY | 17505 | THOUSAND OAKS | 5569 | D | NO | SCE | THREE | UNKNOWN | 16KV | LOW 7 | UNKNOWN | MB | UNKNOWN | UNKNOWN |  |  | SYSTEM | 2014-01-04 | mannepl |  | CONSOLIDATED | MOORPARK | NORTH COAST | 2190953 | 2 | 2212798 | A | Y | N |  | -1 | I | 1960-09-01 |  | D |  | 33930929 | 34193942;34193943 |  |  |  | :17505 | 17505:17505 | main_exi_3_route_oh | CIRCUIT_BREAKER |  |  |  |  | -1.74 | 3 |  | 504449 |  | [MDSYS.SDO_GEOMETRY]
60910007 | 33933815 | EXISTING | CRUSADE | 4450 | CENTER | 5084 | D | NO | SCE | THREE | UNKNOWN | 12KV | LOW 18 | UNKNOWN | MB | UNKNOWN | UNKNOWN |  |  | SYSTEM | 2014-11-28 | manthak |  |  | LIGHTHIPE | METRO WEST | 2141962 | 5 | 2211948 | M | N | Y | 137 | -1 | I | 1958-12-01 |  | D |  | 33933825 | 34056323 |  |  |  | :04450 | 04450:04450 | main_exi_3_route_oh | CIRCUIT_BREAKER |  |  |  |  | -1.77 | 3 |  | 504449 |  | [MDSYS.SDO_GEOMETRY]
60910011 | 33971371 | EXISTING | BOX SPRING | 2054 | CALECTRIC | 8042 | D | NO | SCE | THREE | UNKNOWN | 33KV | LOW 8 | UNKNOWN | MB | UNKNOWN | UNKNOWN |  |  | SYSTEM | 2014-03-10 | simhadk |  | CONSOLIDATED | VISTA | DESERT | 2132238 |  | 2218150 | M | N | Y | 101 | -1 | I | 1950-01-01 |  | D |  | 33971378 | 33971670 |  |  |  | :02054 | 02054:02054 | main_exi_3_route_oh | CIRCUIT_BREAKER |  |  |  |  | -1.81 | 2 |  | 504449 |  | [MDSYS.SDO_GEOMETRY]
60910214 | 35687300 | EXISTING | MCKEEVER | 11496 | BROOKHURST | 5854 | D | NO | SCE | THREE | UNKNOWN | 12KV | LOW 5 | UNKNOWN | MB | UNKNOWN | UNKNOWN |  |  | SYSTEM | 2014-09-25 | punukos |  | CONSOLIDATED | ELLIS | ORANGE | 2185488 |  | 2213330 | A | N | Y | 234 | -1 | I | 1967-12-01 |  | D |  | 35687307 | 35918658;35918659 |  |  |  | :11496 | 11496:11496 | main_exi_3_route_oh | CIRCUIT_BREAKER |  |  |  |  | -3.94 | 3 |  | 504449 |  | [MDSYS.SDO_GEOMETRY]
60910215 | 35697654 | EXISTING | BROOKS | 13880 | AMADOR | 5161 | D | NO | SCE | THREE | UNKNOWN | 4KV | LOW 13 | UNKNOWN | MB | UNKNOWN | UNKNOWN |  |  | SYSTEM | 2014-10-24 | merugusn |  | CONSOLIDATED | MESA | METRO EAST | 2179384 | 1 | 2214462 | A | N | Y | 240 | -1 | I | 1973-12-01 |  | D |  | 35697664 | 35746301 |  |  |  | :13880 | 13880:13880 | main_exi_3_route_oh | CIRCUIT_BREAKER |  |  |  |  | -1.78 | 3 |  | 504449 |  | [MDSYS.SDO_GEOMETRY]
60910216 | 35701162 | EXISTING | BLEACHER | 1804 | STADLER | 8005 | D | NO | SCE | THREE | UNKNOWN | 12KV | LOW 12 | UNKNOWN | MB | UNKNOWN | UNKNOWN |  |  | SYSTEM | 2014-09-17 | attadas |  | CONSOLIDATED | VALLEY | SAN JACINTO | 2131887 | 2 | 2215704 | A | N | N |  | -1 | I | 1992-05-18 |  | D |  | 35701169 | 35808307;35808308 |  |  |  | :01804 | 01804:01804 | main_exi_3_route_oh | CIRCUIT_BREAKER |  |  |  |  | -1.81 | 3 |  | 504449 |  | [MDSYS.SDO_GEOMETRY]
60910217 | 35747226 | EXISTING | PECOS | 13882 | RIO HONDO | 5013 | D | NO | SCE | THREE | UNKNOWN | 12KV | LOW 20 | UNKNOWN | MB | UNKNOWN | UNKNOWN |  |  | SYSTEM | 2014-11-26 | bodduvh |  | CONSOLIDATED | MESA | METRO EAST | 2190319 |  | 2218550 | A | N | Y | 244 | -1 | I | 1971-07-01 |  | D |  | 35747236 | 35938750;35938751 |  |  |  | :13882 | 13882:13882 | main_exi_3_route_oh | CIRCUIT_BREAKER |  |  |  |  | -1.78 | 3 |  | 504449 |  | [MDSYS.SDO_GEOMETRY]
60910218 | 35770795 | EXISTING | DECOSTA | 4745 | PASSONS | 5893 | D | NO | SCE | THREE | UNKNOWN | 12KV | LOW 4 | UNKNOWN | MB | UNKNOWN | UNKNOWN |  |  | SYSTEM | 2017-09-20 | maxwelbw |  | CONSOLIDATED | LIGHTHIPE | METRO WEST | 2150117 |  | 2217998 | A | N | Y | 218 | -1 | I | 1969-11-01 |  | D |  | 35770802 | 35896623 |  |  |  | :04745 | 04745:04745 | main_exi_3_route_oh | CIRCUIT_BREAKER |  |  |  |  | -1.77 | 3 |  | 504449 |  | [MDSYS.SDO_GEOMETRY]
60910224 | 35791279 | EXISTING | JASMINE | 9160 | QUINN | 5343 | D | NO | SCE | THREE | UNKNOWN | 12KV | LOW 1 | UNKNOWN | MB | UNKNOWN | UNKNOWN |  |  | SYSTEM | 2014-01-20 | kallurr |  | CONSOLIDATED | SAN JOAQUIN | SAN JOAQUIN | 2180468 |  | 2219520 | A | N | Y | 230 | -1 | I | 1950-01-01 |  | D |  | 35791289 | 35843396;35843397 |  |  |  | :09160 | 09160:09160 | main_exi_3_route_oh | CIRCUIT_BREAKER |  |  |  |  | -1.78 | 4.5 |  | 504449 |  | [MDSYS.SDO_GEOMETRY]
60910225 | 35809983 | EXISTING | BLITZ | 1811 | STADLER | 8005 | D | NO | SCE | THREE | UNKNOWN | 12KV | LOW 4 | UNKNOWN | MB | UNKNOWN | UNKNOWN |  |  | SYSTEM | 2014-08-22 | merugusn |  | CONSOLIDATED | VALLEY | SAN JACINTO | 2137586 | 2 | 2215704 | A | N | N |  | -1 | I | 2001-09-13 |  | D |  | 35809990 | 35869761;35869762 |  |  |  | :01811 | 01811:01811 | main_exi_3_route_oh | CIRCUIT_BREAKER |  |  |  |  | -1.81 | 2 |  | 504449 |  | [MDSYS.SDO_GEOMETRY]
60910226 | 35844895 | EXISTING | JAWS | 9183 | UNIVERSAL | 5584 | C | NO | SCE | THREE | UNKNOWN | 12KV | LOW 1 | UNKNOWN | MB | UNKNOWN | UNKNOWN |  |  | SYSTEM | 2013-12-08 | manthak |  | CONSOLIDATED | MESA | NORTH COAST | 2162398 |  | 2219740 | A | N | N |  | -1 | I | 1976-12-01 |  | D |  | 35844905 | 35845762 |  |  |  | :09183 | 09183:09183 | main_exi_3_route_oh | CIRCUIT_BREAKER |  |  |  |  | -1.76 | 3 |  | 504449 |  | [MDSYS.SDO_GEOMETRY]
60910227 | 35846246 | EXISTING | JAWBONE | 9185 | CANTIL | 8121 | D | NO | SCE | THREE | UNKNOWN | 12KV | LOW 1 | UNKNOWN | MB | UNKNOWN | UNKNOWN |  |  | SYSTEM | 2014-01-23 | bodduvh |  | CONSOLIDATED | LUGO | RURALS | 2162579 |  | 2218278 | A | N | Y |  | -1 | I | 1950-01-01 |  | D |  | 35846256 | 35861038;35861039 |  |  |  | :09185 | 09185:09185 | main_exi_3_route_oh | CIRCUIT_BREAKER |  |  |  |  | -2.42 | 5 |  | 504449 |  | [MDSYS.SDO_GEOMETRY]
60910228 | 35850883 | EXISTING | RITA | 15120 | HUNTINGTON PARK | 5728 | D | NO | SCE | THREE | UNKNOWN | 4KV | LOW 2 | UNKNOWN | MB | UNKNOWN | UNKNOWN |  |  | SYSTEM | 2015-02-02 | manthak |  | CONSOLIDATED | LIGHTHIPE | METRO WEST | 2186543 |  | 2219992 | A | N | Y | 217 | -1 | I | 1950-01-01 |  | D |  | 35850893 | 35853592 |  |  |  | :15120 | 15120:15120 | main_exi_3_route_oh | CIRCUIT_BREAKER |  |  |  |  | -1.77 | 3 |  | 504449 |  | [MDSYS.SDO_GEOMETRY]
60910234 | 35853797 | EXISTING | RIVERSIDE | 15170 | BANDINI | 5107 | D | NO | SCE | THREE | UNKNOWN | 16KV | LOW 1 | UNKNOWN | MB | UNKNOWN | UNKNOWN |  |  | SYSTEM | 2017-12-28 | maxwelbw |  | CONSOLIDATED | LIGHTHIPE | METRO WEST | 2190560 | 2 | 2214362 | S | N | Y | 109 | -1 | I | 1969-05-01 |  | D |  | 35853807 | 35991602 |  |  |  | :15170 | 15170:15170 | main_exi_3_route_oh | CIRCUIT_BREAKER |  |  |  |  | -1.77 | 3 |  | 504449 |  | [MDSYS.SDO_GEOMETRY]
60910235 | 35858443 | EXISTING | BUTTERFIELD | 2562 | SOQUEL | 5686 | D | NO | SCE | THREE | UNKNOWN | 12KV | LOW 8 | UNKNOWN | MB | UNKNOWN | UNKNOWN |  |  | SYSTEM | 2014-07-14 | rajendrs |  | CONSOLIDATED | MIRA LOMA | METRO EAST | 2136053 |  | 2215254 | A | N | N |  | -1 | I | 2000-06-05 |  | D |  | 35858450 | 35997979;35997980 |  |  |  | :02562 | 02562:02562 | main_exi_3_route_oh | CIRCUIT_BREAKER |  |  |  |  | -1.79 | 2 |  | 504449 |  | [MDSYS.SDO_GEOMETRY]
60910236 | 35861742 | EXISTING | JEDI | 9193 | SHUTTLE | 5522 | D | NO | SCE | THREE | UNKNOWN | 12KV | LOW 3 | UNKNOWN | MB | UNKNOWN | UNKNOWN |  |  | SYSTEM | 2013-11-13 | aminencn |  | CONSOLIDATED | VINCENT | NORTH COAST | 2169087 |  | 2212678 | A | N | N |  | -1 | I | 1989-04-01 |  | D |  | 35861752 | 35996267;35996268 |  |  |  | :09193 | 09193:09193 | main_exi_3_route_oh | CIRCUIT_BREAKER |  |  |  |  | -1.78 | 3 |  | 504449 |  | [MDSYS.SDO_GEOMETRY]
60910237 | 35871422 | EXISTING | BLIZZARD | 1812 | YORBA LINDA | 5880 | D | NO | SCE | THREE | UNKNOWN | 12KV | LOW 7 | UNKNOWN | MB | UNKNOWN | UNKNOWN |  |  | SYSTEM | 2014-09-29 | rajendrs |  | CONSOLIDATED | VILLA PARK | ORANGE | 2133700 |  | 2213376 | A | N | Y | 233 | -1 | I | 1983-05-01 |  | D |  | 35871429 | 35987535;35987536 |  |  |  | :01812 | 01812:01812 | main_exi_3_route_oh | CIRCUIT_BREAKER |  |  |  |  | 0.38 | 3 |  | 504449 |  | [MDSYS.SDO_GEOMETRY]
60910238 | 35930023 | EXISTING | TERMINUS | 17672 | LEMON COVE | 5316 | D | NO | SCE | THREE | UNKNOWN | 12KV | LOW 3 | UNKNOWN | MB | UNKNOWN | UNKNOWN |  |  | SYSTEM | 2014-04-23 | merugusn |  | CONSOLIDATED | SAN JOAQUIN | SAN JOAQUIN | 2188019 |  | 2214756 | A | Y | N |  | -1 | I | 1960-07-01 |  | D |  | 35930033 | 36019947;36019948 |  |  |  | :17672 | 17672:17672 | main_exi_3_route_oh | CIRCUIT_BREAKER |  |  |  |  | -1.8 | 4 |  | 504449 |  | [MDSYS.SDO_GEOMETRY]
60910239 | 35949339 | EXISTING | DECOY | 4750 | CENTER | 5084 | D | NO | SCE | THREE | UNKNOWN | 12KV | LOW 16 | UNKNOWN | MB | UNKNOWN | UNKNOWN |  |  | SYSTEM | 2015-01-28 | simhadk |  | CONSOLIDATED | LIGHTHIPE | METRO WEST | 2150118 | 5 | 2211948 | M | N | Y | 123 | -1 | I | 1958-12-01 |  | D |  | 35949346 | 36016164 |  |  |  | :04750 | 04750:04750 | main_exi_3_route_oh | CIRCUIT_BREAKER |  |  |  |  | -1.77 | 3 |  | 504449 |  | [MDSYS.SDO_GEOMETRY]
60910240 | 35962700 | EXISTING | PENDLETON | 13900 | YUCAIPA | 5636 | D | NO | SCE | THREE | UNKNOWN | 12KV | LOW 8 | UNKNOWN | MB | UNKNOWN | UNKNOWN |  |  | SYSTEM | 2014-05-09 | merugusn |  | CONSOLIDATED | VISTA | DESERT | 2179388 |  | 2219838 | S | N | Y | 142 | -1 | I | 1950-01-01 |  | D |  | 35962707 | 36212582 |  |  |  | :13900 | 13900:13900 | main_exi_3_route_oh | CIRCUIT_BREAKER |  |  |  |  | -1.82 | 3 |  | 504449 |  | [MDSYS.SDO_GEOMETRY]
60910241 | 35972372 | EXISTING | MEATS | 11560 | VILLA PARK | 5082 | D | NO | SCE | THREE | UNKNOWN | 12KV | LOW 21 | UNKNOWN | MB | UNKNOWN | UNKNOWN |  |  | SYSTEM | 2014-10-21 | bodduvh |  | CONSOLIDATED | VILLA PARK | ORANGE | 2179935 | 7 | 2216586 | M | N | Y | 112 | -1 | I | 1950-01-01 |  | D |  | 35972379 | 36136869;36136870 |  |  |  | :11560 | 11560:11560 | main_exi_3_route_oh | CIRCUIT_BREAKER |  |  |  |  | 0.38 | 2 |  | 504449 |  | [MDSYS.SDO_GEOMETRY]
60910248 | 36001125 | EXISTING | BYRON | 2570 | STODDARD | 5632 | D | NO | SCE | THREE | UNKNOWN | 4KV | LOW 10 | UNKNOWN | MB | UNKNOWN | UNKNOWN |  |  | SYSTEM | 2014-03-10 | simhadk |  | CONSOLIDATED | VISTA | DESERT | 2136055 | 1 | 2215156 | S | N | Y | 116 | -1 | I | 1950-01-01 |  | D |  | 36001135 | 36001717;36001718 |  |  |  | :02570 | 02570:02570 | main_exi_3_route_oh | CIRCUIT_BREAKER |  |  |  |  | -1.81 | 3 |  | 504449 |  | [MDSYS.SDO_GEOMETRY]
60910249 | 36001896 | EXISTING | CABALLEROS | 2576 | HOLIDAY | 8207 | D | NO | SCE | THREE | UNKNOWN | 4KV | LOW 4 | UNKNOWN | MB | UNKNOWN | UNKNOWN |  |  | SYSTEM | 2014-04-15 | yallasv |  | CONSOLIDATED | DEVERS | DESERT | 2154061 |  | 2220676 | A | N | N |  | -1 | I | 1950-01-01 |  | D |  | 36001906 | 36003788 |  |  |  | :02576 | 02576:02576 | main_exi_3_route_oh | CIRCUIT_BREAKER |  |  |  |  | -1.85 | 3 |  | 504449 |  | [MDSYS.SDO_GEOMETRY]
60910250 | 36011188 | EXISTING | JESS | 9237 | APPLE VALLEY | 8013 | D | NO | SCE | THREE | UNKNOWN | 12KV | LOW 6 | UNKNOWN | MB | UNKNOWN | UNKNOWN |  |  | SYSTEM | 2014-02-26 | merugusn |  | CONSOLIDATED | LUGO | DESERT | 2162588 |  | 2213450 | A | N | Y | 235 | -1 | I | 1950-01-01 |  | D |  | 36011198 | 36143182;36143183 |  |  |  | :09237 | 09237:09237 | main_exi_3_route_oh | CIRCUIT_BREAKER |  |  |  |  | -1.81 | 2 |  | 504449 |  | [MDSYS.SDO_GEOMETRY]
60910251 | 36017210 | EXISTING | DEEBLE | 4760 | SOUTH GATE | 5787 | D | NO | SCE | THREE | UNKNOWN | 4KV | LOW 6 | UNKNOWN | MB | UNKNOWN | UNKNOWN |  |  | SYSTEM | 2015-02-16 | manthak |  | CONSOLIDATED | LIGHTHIPE | METRO WEST | 2148112 |  | 2220094 | A | N | Y | 211 | -1 | I | 1950-01-01 |  | D |  | 36017220 | 36096240 |  |  |  | :04760 | 04760:04760 | main_exi_3_route_oh | CIRCUIT_BREAKER |  |  |  |  | -1.77 | 3 |  | 504449 |  | [MDSYS.SDO_GEOMETRY]
60910252 | 36021170 | EXISTING | THACHER | 17731 | OJAI | 5526 | D | NO | SCE | THREE | UNKNOWN | 16KV | LOW 3 | UNKNOWN | MB | UNKNOWN | UNKNOWN |  |  | SYSTEM | 2013-12-23 | bodduvh |  | CONSOLIDATED | SANTA CLARA | NORTH COAST | 2190349 |  | 2219632 | A | N | Y | 205 | -1 | I | 1967-06-01 |  | D |  | 36021180 | 36397659;36397660 |  | 36265588 |  | :17731 | 17731:17731 | main_exi_3_route_oh | CIRCUIT_BREAKER |  |  |  |  | -1.73 | 3 |  | 504449 |  | [MDSYS.SDO_GEOMETRY]
60910253 | 36027794 | EXISTING | RIVES | 15180 | DOWNEY | 5820 | D | NO | SCE | THREE | UNKNOWN | 4KV | LOW 1 | UNKNOWN | MB | UNKNOWN | UNKNOWN |  |  | SYSTEM | 2015-01-10 | simhadk |  | CONSOLIDATED | LIGHTHIPE | METRO WEST | 2190562 | 3 | 2215520 | A | N | N |  | -1 | I | 1950-01-01 |  | D |  | 36027801 | 36030683;36030684 |  |  |  | :15180 | 15180:15180 | main_exi_3_route_oh | CIRCUIT_BREAKER |  |  |  |  | -1.77 | 3 |  | 504449 |  | [MDSYS.SDO_GEOMETRY]
60910254 | 36035473 | EXISTING | BLUE | 1838 | ORANGE | 5843 | D | NO | SCE | THREE | UNKNOWN | 12KV | LOW 4 | UNKNOWN | MB | UNKNOWN | UNKNOWN |  |  | SYSTEM | 2014-12-17 | simhadk |  | CONSOLIDATED | VILLA PARK | ORANGE | 2132071 | 2 | 2220224 | A | N | N |  | -1 | I | 1966-11-01 |  | D |  | 36035483 | 36120558;36120559 |  |  |  | :01838 | 01838:01838 | main_exi_3_route_oh | CIRCUIT_BREAKER |  |  |  |  | 0.38 | 2 |  | 504449 |  | [MDSYS.SDO_GEOMETRY]
60910255 | 36043876 | EXISTING | CABANA | 2577 | BAIN | 5656 | D | NO | SCE | THREE | UNKNOWN | 12KV | LOW 2 | UNKNOWN | MB | UNKNOWN | UNKNOWN |  |  | SYSTEM | 2017-10-11 | murilljl |  | CONSOLIDATED | MIRA LOMA | DESERT | 2138258 | 1 | 2212972 | A | N | N | 243 | -1 | I | 2003-07-24 |  | D |  | 36043883 | 36085557 |  |  |  | :02577 | 02577:02577 | main_exi_3_route_oh | CIRCUIT_BREAKER |  |  |  |  | -1.8 | 2 |  | 504449 |  | [MDSYS.SDO_GEOMETRY]
60910256 | 36096415 | EXISTING | DELAWARE | 4810 | COLORADO | 5242 | D | NO | SCE | THREE | UNKNOWN | 16KV | LOW 3 | UNKNOWN | MB | UNKNOWN | UNKNOWN |  |  | SYSTEM | 2017-10-19 | maxwelbw |  | CONSOLIDATED | EL NIDO | METRO WEST | 2165218 |  | 2214646 | S | N | Y | 109 | -1 | I | 1950-01-01 |  | D |  | 36096425 | 36209680 |  |  |  | :04810 | 04810:04810 | main_exi_3_route_oh | CIRCUIT_BREAKER |  |  |  |  | -1.76 | 3 |  | 504449 |  | [MDSYS.SDO_GEOMETRY]
60910257 | 36108447 | EXISTING | CABERNET | 2578 | PEPPER | 8021 | D | NO | SCE | THREE | UNKNOWN | 12KV | LOW 4 | UNKNOWN | MB | UNKNOWN | UNKNOWN |  |  | SYSTEM | 2014-05-12 | manthak |  | CONSOLIDATED | VISTA | DESERT | 2136056 |  | 2215752 | A | N | Y | 241 | -1 | I | 1965-04-01 |  | D |  | 36108457 | 36140384;36140385 |  |  |  | :02578 | 02578:02578 | main_exi_3_route_oh | CIRCUIT_BREAKER |  |  |  |  | -1.81 | 3 |  | 504449 |  | [MDSYS.SDO_GEOMETRY]
60910258 | 36112901 | EXISTING | RIVET | 15183 | BRIDGE | 5257 | D | NO | SCE | THREE | UNKNOWN | 4KV | LOW 5 | UNKNOWN | MB | UNKNOWN | UNKNOWN |  |  | SYSTEM | 2015-04-08 | punukos |  | CONSOLIDATED | EL NIDO | METRO WEST | 2190563 | 1 | 2212394 | A | N | Y | 229 | -1 | I | 1962-10-01 |  | D |  | 36112911 | 36116520 |  |  |  | :15183 | 15183:15183 | main_exi_3_route_oh | CIRCUIT_BREAKER |  |  |  |  | -1.76 | 3 |  | 504449 |  | [MDSYS.SDO_GEOMETRY]
60910259 | 36116752 | EXISTING | ROBLE | 15260 | STATE STREET | 5755 | D | NO | SCE | THREE | UNKNOWN | 12KV | LOW 9 | UNKNOWN | MB | UNKNOWN | UNKNOWN |  |  | SYSTEM | 2017-10-30 | maxwelbw |  | CONSOLIDATED | LIGHTHIPE | METRO WEST | 2181019 |  | 2220040 | M | Y | N |  | -1 | I | 1950-01-01 |  | D |  | 36116762 | 36244235 |  |  |  | :15260 | 15260:15260 | main_exi_3_route_oh | CIRCUIT_BREAKER |  |  |  |  | -1.76 | 3 |  | 504449 |  | [MDSYS.SDO_GEOMETRY]
60910265 | 36138218 | EXISTING | MELINDA | 11616 | ONEILL | 8810 | D | NO | SCE | THREE | UNKNOWN | 12KV | LOW 3 | UNKNOWN | MB | UNKNOWN | UNKNOWN |  |  | SYSTEM | 2014-09-30 | attadas |  | CONSOLIDATED | ELLIS | ORANGE | 2177154 |  | 2216200 | A | N | N |  | -1 | I | 2000-05-01 |  | D |  | 36138228 | 36259113;36259114 |  |  |  | :11616 | 11616:11616 | main_exi_3_route_oh | CIRCUIT_BREAKER |  |  |  |  | -1.79 | 2 |  | 504449 |  | [MDSYS.SDO_GEOMETRY]
60910266 | 36141904 | EXISTING | CABLE | 2579 | SAN ANTONIO | 5631 | D | NO | SCE | THREE | UNKNOWN | 12KV | LOW 5 | UNKNOWN | MB | UNKNOWN | UNKNOWN |  |  | SYSTEM | 2014-07-23 | bessar |  | CONSOLIDATED | MIRA LOMA | METRO EAST | 2154062 |  | 2219828 | S | N | Y | 101 | -1 | I | 1968-03-01 |  | D |  | 36141914 | 36254768 |  |  |  | :02579 | 02579:02579 | main_exi_3_route_oh | CIRCUIT_BREAKER |  |  |  |  | -1.79 | 3 |  | 504449 |  | [MDSYS.SDO_GEOMETRY]
60910267 | 36146313 | EXISTING | JESSIE | 9238 | JESSIE P.T. | 7420 | A | NO | SCE | THREE | UNKNOWN | 4KV | LOW 1 | UNKNOWN | MB | UNKNOWN | UNKNOWN |  |  | SYSTEM | 2014-02-18 | simhadk |  | CONSOLIDATED | LUGO | RURALS | 2162779 |  | 2125001 | N | N | N |  | -1 | I | 1981-07-01 |  | D |  | 36146323 | 36162942 |  |  |  | :09238 | 09238:09238 | main_exi_3_route_oh | CIRCUIT_BREAKER |  |  |  |  | -1.8 | 3 |  | 504449 |  | [MDSYS.SDO_GEOMETRY]
60910268 | 36163219 | EXISTING | JOBURG | 9278 | JOBURG P.T. | 7419 | A | NO | SCE | THREE | UNKNOWN | 2.4KV | LOW 1 | UNKNOWN | MB | UNKNOWN | UNKNOWN |  |  | SYSTEM | 2014-01-24 | attadas |  | CONSOLIDATED | LUGO | RURALS | 2162786 |  | 2124981 | N | N | Y | 211 | -1 | I | 1974-04-01 |  | D |  | 36163229 | 36183626;169183953 |  |  |  | :09278 | 09278:09278 | main_exi_3_route_oh | CIRCUIT_BREAKER |  |  |  |  | -1.81 | 3 |  | 504449 |  | [MDSYS.SDO_GEOMETRY]
60910269 | 36164664 | EXISTING | BOLIVIA | 1895 | ELY | 5819 | D | NO | SCE | THREE | UNKNOWN | 12KV | LOW 7 | UNKNOWN | MB | UNKNOWN | UNKNOWN |  |  | SYSTEM | 2014-08-07 | attadas |  | CONSOLIDATED | VILLA PARK | ORANGE | 2133849 | 1 | 2213258 | A | N | Y | 209 | -1 | I | 1961-11-01 |  | D |  | 36164671 | 36168228;36168229;36168230 |  |  |  | :01895 | 01895:01895 | main_exi_3_route_oh | CIRCUIT_BREAKER |  |  |  |  | -1.77 | 3 |  | 504449 |  | [MDSYS.SDO_GEOMETRY]
60910270 | 36183864 | EXISTING | JOHNBOY | 9285 | NEWBURY | 5557 | D | NO | SCE | THREE | UNKNOWN | 16KV | LOW 5 | UNKNOWN | MB | UNKNOWN | UNKNOWN |  |  | SYSTEM | 2013-12-26 | ankarlr |  | CONSOLIDATED | MOORPARK | NORTH COAST | 2162787 | 2 | 2215006 | A | N | Y | 204 | -1 | I | 1982-08-01 |  | D |  | 36183874 | 36224116;36224117 |  |  |  | :09285 | 09285:09285 | main_exi_3_route_oh | CIRCUIT_BREAKER |  |  |  |  | -1.74 | 3 |  | 504449 |  | [MDSYS.SDO_GEOMETRY]
60910271 | 36233195 | EXISTING | PERSHING | 13970 | ARRO | 5602 | D | NO | SCE | THREE | UNKNOWN | 4KV | LOW 1 | UNKNOWN | MB | UNKNOWN | UNKNOWN |  |  | SYSTEM | 2014-03-19 | simhadk |  | ARRO SUB | VISTA | DESERT | 2179175 | 1 | 2219768 | A | N | N |  | -1 | I | 1950-01-01 |  | D |  | 36233202 | 36281889;36281890 |  |  |  | :13970 | 13970:13970 | main_exi_3_route_oh | CIRCUIT_BREAKER |  |  |  |  | -1.81 | 3 |  | 504449 |  | [MDSYS.SDO_GEOMETRY]
60910278 | 36245722 | EXISTING | DELID | 4850 | MONETA | 5218 | D | NO | SCE | THREE | UNKNOWN | 4KV | LOW 1 | UNKNOWN | MB | UNKNOWN | UNKNOWN |  |  | SYSTEM | 2015-04-02 | manthak |  |  | EL NIDO | METRO WEST | 2165393 | 1 | 2216898 | A | N | Y | 234 | -1 | I | 1950-01-01 |  | D |  | 36245732 | 36312553;36312554 |  |  |  | :04850 | 04850:04850 | main_exi_3_route_oh | CIRCUIT_BREAKER |  |  |  |  | -1.76 | 3 |  | 504449 |  | [MDSYS.SDO_GEOMETRY]
60910279 | 36250977 | EXISTING | JOHNSONDALE | 9290 | JOHNSONDALE P.T. | 7415 | A | NO | SCE | THREE | UNKNOWN | 4KV | LOW 1 | UNKNOWN | MB | UNKNOWN | UNKNOWN |  |  | SYSTEM | 2014-01-24 | attadas |  | CONSOLIDATED | SAN JOAQUIN | RURALS | 2162788 |  | 2122868 | N | N | N |  | -1 | I | 1950-01-01 |  | D |  | 36250987 | 36252447;36252448 |  |  |  | :09290 | 09290:09290 | main_exi_3_route_oh | CIRCUIT_BREAKER |  |  |  |  | -1.8 | 3 |  | 504449 |  | [MDSYS.SDO_GEOMETRY]
60910280 | 36252743 | EXISTING | JORDAN | 9320 | GLENNVILLE | 5308 | D | NO | SCE | THREE | UNKNOWN | 12KV | LOW 1 | UNKNOWN | MB | UNKNOWN | UNKNOWN |  |  | SYSTEM | 2014-03-12 | kallurr |  | 250/70 | SAN JOAQUIN | RURALS | 2169282 |  | 2214740 | A | N | N |  | -1 | I | 1950-01-01 |  | D |  | 36252753 | 36393376;36393377 |  |  |  | :09320 | 09320:09320 | main_exi_3_route_oh | CIRCUIT_BREAKER |  |  |  |  | -1.79 | 6 |  | 504449 |  | [MDSYS.SDO_GEOMETRY]
60910281 | 36256155 | EXISTING | CABOOSE | 2584 | RAILROAD | 5196 | D | NO | SCE | THREE | UNKNOWN | 12KV | LOW 7 | UNKNOWN | MB | UNKNOWN | UNKNOWN |  |  | SYSTEM | 2014-07-03 | kallurr |  | CONSOLIDATED | MIRA LOMA | METRO EAST | 2154063 | 1 | 2216842 | A | N | Y | 225 | -1 | I | 1971-07-01 |  | D |  | 36256162 | 36370903 |  |  |  | :02584 | 02584:02584 | main_exi_3_route_oh | CIRCUIT_BREAKER |  |  |  |  | -1.78 | 1.5 |  | 504449 |  | [MDSYS.SDO_GEOMETRY]
60910096 | 34797446 | EXISTING | TEAPOT | 17604 | PORTERVILLE | 5323 | D | NO | SCE | THREE | UNKNOWN | 12KV | LOW 4 | UNKNOWN | MB | UNKNOWN | UNKNOWN |  |  | SYSTEM | 2014-04-05 | eadsrl |  | CONSOLIDATED | SAN JOAQUIN | SAN JOAQUIN | 2190337 | 2 | 2212530 | A | N | Y | 212 | -1 | I | 1962-06-01 |  | D |  | 34797456 | 34973312;34973313 |  |  |  | :17604 | 17604:17604 | main_exi_3_route_oh | CIRCUIT_BREAKER |  |  |  |  | -1.79 | 3 |  | 504449 |  | [MDSYS.SDO_GEOMETRY]
60910101 | 34836549 | EXISTING | HUTT | 8857 | HUTT P.T. | 7376 | A | NO | SCE | THREE | UNKNOWN | 12KV | LOW 1 | UNKNOWN | MB | UNKNOWN | UNKNOWN |  |  | SYSTEM | 2014-01-23 | attadas |  | CONSOLIDATED | LUGO | RURALS | 2161685 |  | 2124094 | A | N | Y | 214 | -1 | I | 1969-07-01 |  | D |  | 34836559 | 34850114 |  |  |  | :08857 | 08857:08857 | main_exi_3_route_oh | CIRCUIT_BREAKER |  |  |  |  | -1.81 | 3 |  | 504449 |  | [MDSYS.SDO_GEOMETRY]
60910102 | 34838632 | EXISTING | DANIELS | 4650 | BEVERLY | 5201 | D | NO | SCE | THREE | UNKNOWN | 16KV | LOW 8 | UNKNOWN | MB | UNKNOWN | UNKNOWN |  |  | SYSTEM | 2015-03-18 | amathis |  | CONSOLIDATED | EL NIDO | METRO WEST | 2149948 | 4 | 2216848 | S | N | Y | 124 | -1 | I | 1950-01-01 |  | D |  | 34838639 | 34841177 |  |  |  | :04650 | 04650:04650 | main_exi_3_route_oh | CIRCUIT_BREAKER |  |  |  |  | -1.76 | 3 |  | 504449 |  | [MDSYS.SDO_GEOMETRY]
60910103 | 34841481 | EXISTING | DARBY | 4660 | MORNINGSIDE | 5219 | D | NO | SCE | THREE | UNKNOWN | 4KV | LOW 3 | UNKNOWN | MB | UNKNOWN | UNKNOWN |  |  | SYSTEM | 2015-03-17 | bessar |  | CONSOLIDATED | EL NIDO | METRO WEST | 2147757 |  | 2212286 | A | N | Y | 219 | -1 | I | 1950-01-01 |  | D |  | 34841491 | 34962916 |  |  |  | :04660 | 04660:04660 | main_exi_3_route_oh | CIRCUIT_BREAKER |  |  |  |  | -1.76 | 3 |  | 504449 |  | [MDSYS.SDO_GEOMETRY]
60910104 | 34842765 | EXISTING | BROOKSIDE | 2300 | REDLANDS | 5629 | D | NO | SCE | THREE | UNKNOWN | 4KV | LOW 12 | UNKNOWN | MB | UNKNOWN | UNKNOWN |  |  | SYSTEM | 2014-03-29 | aminencn |  | CONSOLIDATED | VISTA | DESERT | 2139088 | 1 | 2217488 | S | N | Y | 139 | -1 | I | 1950-01-01 |  | D |  | 34842775 | 34865413;34865414 |  |  |  | :02300 | 02300:02300 | main_exi_3_route_oh | CIRCUIT_BREAKER |  |  |  |  | -1.82 | 3 |  | 504449 |  | [MDSYS.SDO_GEOMETRY]
60910105 | 34850217 | EXISTING | TLSMITH | 8909 | LIBERTY | 5312 | D | NO | SCE | THREE | UNKNOWN | 12KV | LOW 9 | UNKNOWN | MB | UNKNOWN | UNKNOWN |  |  | SYSTEM | 2014-02-03 | manthak |  | CONSOLIDATED | SAN JOAQUIN | SAN JOAQUIN | 2161687 |  | 2212500 | A | N | N |  | -1 | I | 2003-07-24 |  | D |  | 34850227 | 34910690;34910691 |  |  |  | :08909 | 08909:08909 | main_exi_3_route_oh | CIRCUIT_BREAKER |  |  |  |  | -1.79 | 6 |  | 504449 |  | [MDSYS.SDO_GEOMETRY]
60910106 | 34867224 | EXISTING | BROTHERTON | 2313 | CORONA | 8279 | D | NO | SCE | THREE | UNKNOWN | 12KV | LOW 9 | UNKNOWN | MB | UNKNOWN | UNKNOWN |  |  | SYSTEM | 2017-10-12 | krumwimg |  | CONSOLIDATED | MIRA LOMA | METRO EAST | 2134170 | 6 | 2220750 | S | Y | N |  | -1 | I | 1970-02-01 |  | D |  | 34867231 | 34951224 |  |  |  | :02313 | 02313:02313 | main_exi_3_route_oh | CIRCUIT_BREAKER |  |  |  |  | -43.9 | 2 |  | 504449 |  | [MDSYS.SDO_GEOMETRY]
60910107 | 34912138 | EXISTING | INTAKE | 8930 | KERNVILLE | 5356 | D | NO | SCE | THREE | UNKNOWN | 12KV | LOW 3 | UNKNOWN | MB | UNKNOWN | UNKNOWN |  |  | SYSTEM | 2014-03-03 | merugusn |  | CONSOLIDATED | SAN JOAQUIN | RURALS | 2161688 |  | 2219534 | A | N | N |  | -1 | I | 1965-12-01 |  | D |  | 34912142 | 34927977;34927978 |  |  |  | :08930 | 08930:08930 | main_exi_3_route_oh | CIRCUIT_BREAKER |  |  |  |  | -1.79 | 3 |  | 504449 |  | [MDSYS.SDO_GEOMETRY]
60910108 | 34919539 | EXISTING | MARY | 11313 | LA VETA | 5835 | D | NO | SCE | THREE | UNKNOWN | 12KV | LOW 1 | UNKNOWN | MB | UNKNOWN | UNKNOWN |  |  | SYSTEM | 2014-12-12 | merugusn |  | CONSOLIDATED | VILLA PARK | ORANGE | 2172261 | 1 | 2215558 | A | N | Y |  | -1 | I | 1962-10-01 |  | D |  | 34919549 | 35049062;35049063 |  |  |  | :11313 | 11313:11313 | main_exi_3_route_oh | CIRCUIT_BREAKER |  |  |  |  | -1.78 | 3 |  | 504449 |  | [MDSYS.SDO_GEOMETRY]
60910109 | 34929014 | EXISTING | INN | 8942 | BAKER | 8025 | D | NO | SCE | THREE | UNKNOWN | 12KV | LOW 2 | UNKNOWN | MB | UNKNOWN | UNKNOWN |  |  | SYSTEM | 2014-02-26 | merugusn |  | CONSOLIDATED | ELDORADO | RURALS | 2167767 |  | 2213496 | A | N | N |  | -1 | I | 1950-01-01 |  | D |  | 34929024 | 34943501;34943502 |  |  |  | :08942 | 08942:08942 | main_exi_3_route_oh | CIRCUIT_BREAKER |  |  |  |  | -1.85 | 5 |  | 504449 |  | [MDSYS.SDO_GEOMETRY]
60910110 | 34946150 | EXISTING | BISHOP | 1730 | OCEANVIEW | 5842 | D | NO | SCE | THREE | UNKNOWN | 12KV | LOW 1 | UNKNOWN | MB | UNKNOWN | UNKNOWN |  |  | SYSTEM | 2017-11-15 | thompsma |  | CONSOLIDATED | ELLIS | ORANGE | 2131370 | 1 | 2215576 | S | N | Y | 118 | -1 | I | 1950-01-01 |  | D |  | 34946157 | 35006364 |  |  |  | :01730 | 01730:01730 | main_exi_3_route_oh | CIRCUIT_BREAKER |  |  |  |  | -1.77 | 3 |  | 504449 |  | [MDSYS.SDO_GEOMETRY]
60910116 | 34958659 | EXISTING | AMARGOSA | 8945 | VALLEY ELECT. ASSOC. | 4051 | F | NO | SCE | THREE | UNKNOWN | 33KV | LOW 1 | UNKNOWN | MB | UNKNOWN | UNKNOWN |  |  | SYSTEM | 2014-02-17 | attadas |  | CONSOLIDATED | ELDORADO | RURALS | 2161013 |  | 2274087 | N | Y | N |  | -1 | I | 1974-11-01 |  | D |  | 34958669 | 34959012 |  |  |  | :08945 | 08945:08945 | main_exi_3_route_oh | CIRCUIT_BREAKER |  |  |  |  | -1.83 | 5 |  | 504449 |  | [MDSYS.SDO_GEOMETRY]
60910117 | 34959151 | EXISTING | INYO LUMBER | 8947 | MT. TOM | 2598 | D | NO | SCE | THREE | UNKNOWN | 12KV | LOW 2 | UNKNOWN | MB | UNKNOWN | UNKNOWN |  |  | SYSTEM | 2014-03-03 | simhadk |  | CONSOLIDATED | LUGO | RURALS | 2180374 |  | 2274011 | A | N | Y | 241 | -1 | I | 1966-07-01 |  | D |  | 34959161 | 35078430;35078431 |  | 149641114 |  | :08947 | 08947:08947 | main_exi_3_route_oh | CIRCUIT_BREAKER |  |  |  |  | -1.82 | 3 |  | 504449 |  | [MDSYS.SDO_GEOMETRY]
60910118 | 34963277 | EXISTING | DART | 4692 | LA MIRADA | 5834 | D | NO | SCE | THREE | UNKNOWN | 12KV | LOW 2 | UNKNOWN | MB | UNKNOWN | UNKNOWN |  |  | SYSTEM | 2017-10-05 | thompsma |  |  | LIGHTHIPE | METRO WEST | 2147929 |  | 2220206 | A | N | N |  | -1 | I | 1961-10-01 |  | D |  | 34963287 | 35023835 |  |  |  | :04692 | 04692:04692 | main_exi_3_route_oh | CIRCUIT_BREAKER |  |  |  |  | -1.77 | 3 |  | 504449 |  | [MDSYS.SDO_GEOMETRY]
60910119 | 34966342 | EXISTING | BRUCE PARK | 2318 | BLYTHE CITY | 8113 | D | NO | SCE | THREE | UNKNOWN | 4.8KV | LOW 3 | UNKNOWN | MB | UNKNOWN | UNKNOWN |  |  | SYSTEM | 2014-03-18 | merugusn |  | CONSOLIDATED | DEVERS | RURALS | 2153859 |  | 2215936 | A | N | N |  | -1 | I | 1950-01-01 |  | D |  | 34966352 | 34969172;34969173 |  |  |  | :02318 | 02318:02318 | main_exi_3_route_oh | CIRCUIT_BREAKER |  |  |  |  | -1.95 | 3 |  | 504449 |  | [MDSYS.SDO_GEOMETRY]
60910120 | 34987784 | EXISTING | BRUNNER | 2320 | ALHAMBRA | 5101 | D | NO | SCE | THREE | UNKNOWN | 4KV | LOW 12 | UNKNOWN | MB | UNKNOWN | UNKNOWN |  |  | SYSTEM | 2014-10-24 | rajendrs |  | CONSOLIDATED | MESA | METRO EAST | 2135092 | 4 | 2216666 | M | N | Y | 244 | -1 | I | 1950-01-01 |  | D |  | 34987791 | 35009621 |  |  |  | :02320 | 02320:02320 | main_exi_3_route_oh | CIRCUIT_BREAKER |  |  |  |  | -1.77 | 3 |  | 504449 |  | [MDSYS.SDO_GEOMETRY]
60910121 | 34996863 | EXISTING | TECOLOTE | 17605 | VEGAS | 5570 | D | NO | SCE | THREE | UNKNOWN | 16KV | LOW 4 | UNKNOWN | MB | UNKNOWN | UNKNOWN |  |  | SYSTEM | 2013-11-04 | bodduvh |  | CONSOLIDATED | GOLETA | NORTH COAST | 2190338 |  | 2212802 | A | N | N |  | -1 | I | 1960-12-01 |  | D |  | 34996873 | 35198699;35198700 |  |  |  | :17605 | 17605:17605 | main_exi_3_route_oh | CIRCUIT_BREAKER |  |  |  |  | -1.71 | 3 |  | 504449 |  | [MDSYS.SDO_GEOMETRY]
60910122 | 35007512 | EXISTING | BISMUTH | 1734 | CAMDEN | 5826 | D | NO | SCE | THREE | UNKNOWN | 12KV | LOW 1 | UNKNOWN | MB | UNKNOWN | UNKNOWN |  |  | SYSTEM | 2017-09-27 | thompsma |  | CONSOLIDATED | ELLIS | ORANGE | 2131882 |  | 2220184 | A | Y | N |  | -1 | I | 1966-10-01 |  | D |  | 35007522 | 35189373 |  |  |  | :01734 | 01734:01734 | main_exi_3_route_oh | CIRCUIT_BREAKER |  |  |  |  | 42.06 | 2 |  | 504449 |  | [MDSYS.SDO_GEOMETRY]
60910123 | 35011248 | EXISTING | BRYCE | 2331 | AMADOR | 5161 | D | NO | SCE | THREE | UNKNOWN | 16KV | LOW 5 | UNKNOWN | MB | UNKNOWN | UNKNOWN |  |  | SYSTEM | 2015-01-09 | simhadk |  | CONSOLIDATED | MESA | METRO EAST | 2153860 | 3 | 2212150 | A | N | Y | 201 | -1 | I | 1950-01-01 |  | D |  | 35011258 | 35109793;35109794 |  |  |  | :02331 | 02331:02331 | main_exi_3_route_oh | CIRCUIT_BREAKER |  |  |  |  | -1.78 | 3 |  | 504449 |  | [MDSYS.SDO_GEOMETRY]
60910124 | 35039530 | EXISTING | PEACOR | 13854 | PEACOR P.T. | 7674 | A | NO | SCE | THREE | UNKNOWN | 12KV | LOW 1 | UNKNOWN | MB | UNKNOWN | UNKNOWN |  |  | SYSTEM | 2014-03-06 | simhadk |  | CONSOLIDATED | LUGO | RURALS | 2190312 |  | 2125288 | A | N | Y |  | -1 | I | 1999-07-23 |  | D |  | 35039537 | 35179773;165256144 |  |  |  | :13854 | 13854:13854 | main_exi_3_route_oh | CIRCUIT_BREAKER |  |  |  |  | -1.84 | 5 |  | 504449 |  | [MDSYS.SDO_GEOMETRY]
60910125 | 35043583 | EXISTING | DASHWOOD | 4700 | LUCAS | 5771 | D | NO | SCE | THREE | UNKNOWN | 4KV | LOW 13 | UNKNOWN | MB | UNKNOWN | UNKNOWN |  |  | SYSTEM | 2014-12-12 | merugusn |  | CONSOLIDATED | LIGHTHIPE | METRO WEST | 2150111 | 1 | 2213164 | S | N | Y | 119 | -1 | I | 1950-01-01 |  | D |  | 35043593 | 35101476 |  |  |  | :04700 | 04700:04700 | main_exi_3_route_oh | CIRCUIT_BREAKER |  |  |  |  | -1.77 | 3 |  | 504449 |  | [MDSYS.SDO_GEOMETRY]
60910128 | 35050390 | EXISTING | MARYLAND | 11315 | CAROLINA | 5813 | D | NO | SCE | THREE | UNKNOWN | 12KV | LOW 6 | UNKNOWN | MB | UNKNOWN | UNKNOWN |  |  | SYSTEM | 2014-09-16 | attadas |  | CONSOLIDATED | VILLA PARK | ORANGE | 2178182 | 1 | 2217814 | A | N | Y | 226 | -1 | I | 1963-09-01 |  | D |  | 35050397 | 35051452;166709222 |  |  |  | :11315 | 11315:11315 | main_exi_3_route_oh | CIRCUIT_BREAKER |  |  |  |  | 0.38 | 2 |  | 504449 |  | [MDSYS.SDO_GEOMETRY]
60910132 | 35051531 | EXISTING | MASHIE | 11317 | GILBERT | 5833 | D | NO | SCE | THREE | UNKNOWN | 12KV | LOW 12 | UNKNOWN | MB | UNKNOWN | UNKNOWN |  |  | SYSTEM | 2014-08-18 | kallurr |  | CONSOLIDATED | VILLA PARK | ORANGE | 2178183 | 1 | 2220202 | A | N | Y | 246 | -1 | I | 1981-06-01 |  | D |  | 35051538 | 35105922;35105923 |  |  |  | :11317 | 11317:11317 | main_exi_3_route_oh | CIRCUIT_BREAKER |  |  |  |  | 0.39 | 2 |  | 504449 |  | [MDSYS.SDO_GEOMETRY]
60910133 | 35081018 | EXISTING | IONA | 8949 | HANFORD | 5310 | D | NO | SCE | THREE | UNKNOWN | 12KV | LOW 9 | UNKNOWN | MB | UNKNOWN | UNKNOWN |  |  | SYSTEM | 2014-04-25 | kallurr |  | CONSOLIDATED | SAN JOAQUIN | SAN JOAQUIN | 2161850 |  | 2219430 | A | Y | N |  | -1 | I | 1980-02-01 |  | D |  | 35081028 | 35203561;35203562 |  |  |  | :08949 | 08949:08949 | main_exi_3_route_oh | CIRCUIT_BREAKER |  |  |  |  | -1.79 | 3 |  | 504449 |  | [MDSYS.SDO_GEOMETRY]
60910134 | 35106032 | EXISTING | MASSACRE | 11328 | NELSON | 8038 | D | NO | SCE | THREE | UNKNOWN | 12KV | LOW 11 | UNKNOWN | MB | UNKNOWN | UNKNOWN |  |  | SYSTEM | 2014-09-04 | rajendrs |  | 720 A / 180 A | VALLEY | SAN JACINTO | 2178185 |  | 2215814 | A | N | Y | 221 | -1 | I | 1975-06-01 |  | D |  | 35106042 | 35306171;35306172 |  |  |  | :11328 | 11328:11328 | main_exi_3_route_oh | CIRCUIT_BREAKER |  |  |  |  | -1.82 | 3 |  | 504449 |  | [MDSYS.SDO_GEOMETRY]
60910135 | 35125440 | EXISTING | BRYDON | 2340 | SAN DIMAS | 5633 | D | NO | SCE | THREE | UNKNOWN | 12KV | LOW 8 | UNKNOWN | MB | UNKNOWN | UNKNOWN |  |  | SYSTEM | 2014-05-26 | aminencn |  | CONSOLIDATED | MIRA LOMA | METRO EAST | 2153861 | 1 | 2212932 | S | Y | N |  | -1 | I | 1950-01-01 |  | D |  | 35125450 | 35206791 |  |  |  | :02340 | 02340:02340 | main_exi_3_route_oh | CIRCUIT_BREAKER |  |  |  |  | -1.79 | 3 |  | 504449 |  | [MDSYS.SDO_GEOMETRY]
60910136 | 35146796 | EXISTING | DAYTON | 4710 | BEVERLY | 5201 | D | NO | SCE | THREE | UNKNOWN | 4KV | LOW 28 | UNKNOWN | MB | UNKNOWN | UNKNOWN |  |  | SYSTEM | 2015-03-24 | kallurr |  | CONSOLIDATED | MESA | METRO WEST | 2144959 | 1 | 2219196 | A | N | Y | 228 | -1 | I | 1950-01-01 |  | D |  | 35146803 | 35148260 |  |  |  | :04710 | 04710:04710 | main_exi_3_route_oh | CIRCUIT_BREAKER |  |  |  |  | -1.76 | 3 |  | 504449 |  | [MDSYS.SDO_GEOMETRY]
60910137 | 35148558 | EXISTING | DAVIE | 4720 | VAIL | 5175 | D | NO | SCE | THREE | UNKNOWN | 16KV | LOW 9 | UNKNOWN | MB | UNKNOWN | UNKNOWN |  |  | SYSTEM | 2015-02-03 | kallurr |  |  | LIGHTHIPE | METRO WEST | 2165214 | 2 | 2216804 | S | N | Y | 133 | -1 | I | 1957-06-01 |  | D |  | 35148568 | 35311776 |  |  |  | :04720 | 04720:04720 | main_exi_3_route_oh | CIRCUIT_BREAKER |  |  |  |  | -1.77 | 3 |  | 504449 |  | [MDSYS.SDO_GEOMETRY]
60910138 | 35190117 | EXISTING | BISON | 1736 | LAMPSON | 5870 | D | NO | SCE | THREE | UNKNOWN | 12KV | LOW 7 | UNKNOWN | MB | UNKNOWN | UNKNOWN |  |  | SYSTEM | 2014-09-11 | punukos |  | CONSOLIDATED | VILLA PARK | ORANGE | 2144556 |  | 2213356 | A | N | Y | 203 | -1 | I | 1967-11-01 |  | D |  | 35190127 | 35298130;35298131 |  |  |  | :01736 | 01736:01736 | main_exi_3_route_oh | CIRCUIT_BREAKER |  |  |  |  | -1.78 | 3 |  | 504449 |  | [MDSYS.SDO_GEOMETRY]
60910139 | 35200915 | EXISTING | TEE VEE | 17607 | HAVILAH | 5311 | D | NO | SCE | THREE | UNKNOWN | 12KV | LOW 2 | UNKNOWN | MB | UNKNOWN | UNKNOWN |  |  | SYSTEM | 2014-03-03 | merugusn |  |  | VINCENT | RURALS | 2190957 |  | 2214748 | A | Y | N |  | -1 | I | 1965-06-01 |  | D |  | 35200925 | 35202002;35202003 |  |  |  | :17607 | 17607:17607 | main_exi_3_route_oh | CIRCUIT_BREAKER |  |  |  |  | -1.78 | 4.5 |  | 504449 |  | [MDSYS.SDO_GEOMETRY]
60910140 | 35209019 | EXISTING | BRYN MAWR | 2350 | REDLANDS | 5629 | D | NO | SCE | THREE | UNKNOWN | 12KV | LOW 2 | UNKNOWN | MB | UNKNOWN | UNKNOWN |  |  | SYSTEM | 2014-05-07 | merugusn |  | CONSOLIDATED | VISTA | DESERT | 2153862 |  | 2215146 | S | N | Y | 139 | -1 | I | 1950-01-01 |  | D |  | 35209026 | 35280389;35280390 |  |  |  | :02350 | 02350:02350 | main_exi_3_route_oh | CIRCUIT_BREAKER |  |  |  |  | -1.82 | 3 |  | 504449 |  | [MDSYS.SDO_GEOMETRY]
60910141 | 35214659 | EXISTING | PEAR | 13865 | CITRUS | 5185 | D | NO | SCE | THREE | UNKNOWN | 12KV | LOW 8 | UNKNOWN | MB | UNKNOWN | UNKNOWN |  |  | SYSTEM | 2014-07-30 | rajendrs |  | CONSOLIDATED | MESA | METRO EAST | 2179380 | 2 | 2212194 | A | Y | N |  | -1 | I | 1985-06-01 |  | D |  | 35214666 | 35319513;166539187 |  |  |  | :13865 | 13865:13865 | main_exi_3_route_oh | CIRCUIT_BREAKER |  |  |  |  | 0 | 2 |  | 504449 |  | [MDSYS.SDO_GEOMETRY]
60910148 | 35220167 | EXISTING | ISNER | 9035 | KRAMER | 5042 | D | NO | SCE | THREE | UNKNOWN | 33KV | LOW 11 | UNKNOWN | MB | UNKNOWN | UNKNOWN |  |  | SYSTEM | 2014-02-25 | merugusn |  | CONSOLIDATED | LUGO | RURALS | 2180463 |  | 2211688 | S | Y | N |  | -1 | I | 1950-01-01 |  | D |  | 35220177 | 35220806;142625515 |  |  |  | :09035 | 09035:09035 | main_exi_3_route_oh | CIRCUIT_BREAKER |  |  |  |  | -1.81 | 5 |  | 504449 |  | [MDSYS.SDO_GEOMETRY]
60910149 | 35228377 | EXISTING | TEJON | 17630 | NEENACH | 5556 | D | NO | SCE | THREE | UNKNOWN | 12KV | LOW 2 | UNKNOWN | MB | UNKNOWN | UNKNOWN |  |  | SYSTEM | 2013-11-22 | aminencn |  | CONSOLIDATED | VINCENT | NORTH COAST | 2190958 |  | 2215002 | A | N | Y | 206 | -1 | I | 1950-01-01 |  | D |  | 35228387 | 35364352;35364353 |  |  |  | :17630 | 17630:17630 | main_exi_3_route_oh | CIRCUIT_BREAKER |  |  |  |  | -1.77 | 5.5 |  | 504449 |  | [MDSYS.SDO_GEOMETRY]
60910150 | 35240977 | EXISTING | JACKMAN | 9085 | LANCASTER | 5514 | D | NO | SCE | THREE | UNKNOWN | 12KV | LOW 9 | UNKNOWN | MB | UNKNOWN | UNKNOWN |  |  | SYSTEM | 2013-11-12 | punukos |  | CONSOLIDATED | VINCENT | NORTH COAST | 2180466 | 2 | 2212660 | S | N | Y | 117 | -1 | I | 1990-04-01 |  | D |  | 35240987 | 35371387;35371388 |  |  |  | :09085 | 09085:09085 | main_exi_3_route_oh | CIRCUIT_BREAKER |  |  |  |  | -1.78 | 3 |  | 504449 |  | [MDSYS.SDO_GEOMETRY]
60910151 | 35282404 | EXISTING | BULDGE | 2408 | EISENHOWER | 8098 | D | NO | SCE | THREE | UNKNOWN | 12KV | LOW 9 | UNKNOWN | MB | UNKNOWN | UNKNOWN |  |  | SYSTEM | 2017-09-29 | murilljl |  | CONSOLIDATED | DEVERS | DESERT | 2134178 |  | 2213648 | A | N | Y | 243 | -1 | I | 1975-07-01 |  | D |  | 35282411 | 35342140 |  |  |  | :02408 | 02408:02408 | main_exi_3_route_oh | CIRCUIT_BREAKER |  |  |  |  | -1.85 | 3 |  | 504449 |  | [MDSYS.SDO_GEOMETRY]
60910152 | 35298882 | EXISTING | BLACKFOOT | 1737 | GAVILAN | 8219 | D | NO | SCE | THREE | UNKNOWN | 12KV | LOW 5 | UNKNOWN | MB | UNKNOWN | UNKNOWN |  |  | SYSTEM | 2014-10-06 | simhadk |  | CONSOLIDATED | VALLEY | SAN JACINTO | 2144557 |  | 2213754 | A | N | Y | 211 | -1 | I | 1968-05-01 |  | D |  | 35298892 | 35421152;35421153 |  |  |  | :01737 | 01737:01737 | main_exi_3_route_oh | CIRCUIT_BREAKER |  |  |  |  | -1.81 | 3 |  | 504449 |  | [MDSYS.SDO_GEOMETRY]
60910153 | 35307661 | EXISTING | MAYER | 11395 | ELSINORE | 8343 | D | NO | SCE | THREE | UNKNOWN | 33KV | LOW 1 | UNKNOWN | MB | UNKNOWN | UNKNOWN |  |  | SYSTEM | 2014-09-08 | manthak |  | CONSOLIDATED | VALLEY | SAN JACINTO | 2176974 |  | 2216154 | S | N | Y |  | -1 | I | 1950-01-01 |  | D |  | 35307668 | 35309050;35309051 |  |  |  | :11395 | 11395:11395 | main_exi_3_route_oh | CIRCUIT_BREAKER |  |  |  |  | -1.81 | 3 |  | 504449 |  | [MDSYS.SDO_GEOMETRY]
60910154 | 35312810 | EXISTING | DEAUVILLE | 4730 | SANTA MONICA | 5231 | D | NO | SCE | THREE | UNKNOWN | 4KV | LOW 10 | UNKNOWN | MB | UNKNOWN | UNKNOWN |  |  | SYSTEM | 2015-03-18 | aminencn |  | CONSOLIDATED | EL NIDO | METRO WEST | 2147933 | 2 | 2214606 | A | N | Y | 216 | -1 | I | 1950-01-01 |  | D |  | 35312820 | 35357213 |  |  |  | :04730 | 04730:04730 | main_exi_3_route_oh | CIRCUIT_BREAKER |  |  |  |  | -1.75 | 2.5 |  | 504449 |  | [MDSYS.SDO_GEOMETRY]
60910157 | 35320865 | EXISTING | PEBBLE | 13872 | PADUA | 5060 | D | NO | SCE | THREE | UNKNOWN | 12KV | LOW 13 | UNKNOWN | MB | UNKNOWN | UNKNOWN |  |  | SYSTEM | 2017-10-02 | murilljl |  | CONSOLIDATED | MIRA LOMA | METRO EAST | 2184556 | 7 | 2216446 | M | N | Y |  | -1 | I | 2000-06-01 |  | D |  | 35320872 | 35493802 |  |  |  | :13872 | 13872:13872 | main_exi_3_route_oh | CIRCUIT_BREAKER |  |  |  |  | -1.79 | 2 |  | 504449 |  | [MDSYS.SDO_GEOMETRY]
60910161 | 35331164 | EXISTING | RICHUSON | 15022 | RICHUSON P.T. | 7733 | A | NO | SCE | THREE | UNKNOWN | 4KV | LOW 1 | UNKNOWN | MB | UNKNOWN | UNKNOWN |  |  | SYSTEM | 2015-01-25 | kallurr |  | CONSOLIDATED | LIGHTHIPE | METRO WEST | 2186220 |  | 2126493 |  | N | N |  | -1 | I | 1992-01-15 |  | D |  | 35331171 | 35332157 |  |  |  | :15022 | 15022:15022 | main_exi_3_route_oh | CIRCUIT_BREAKER |  |  |  |  | -1.77 | 3 |  | 504449 |  | [MDSYS.SDO_GEOMETRY]
60910162 | 35332314 | EXISTING | RIDGELAND | 15055 | WALTERIA | 5233 | D | NO | SCE | THREE | UNKNOWN | 4KV | LOW 10 | UNKNOWN | MB | UNKNOWN | UNKNOWN |  |  | SYSTEM | 2015-04-04 | bodduvh |  |  | EL NIDO | METRO WEST | 2186223 | 4 | 2216944 | A | N | Y | 212 | -1 | I | 1972-05-01 |  | D |  | 35332324 | 35396010;35396011 |  |  |  | :15055 | 15055:15055 | main_exi_3_route_oh | CIRCUIT_BREAKER |  |  |  |  | -1.76 | 3 |  | 504449 |  | [MDSYS.SDO_GEOMETRY]
60910163 | 35343681 | EXISTING | BULLETIN | 2410 | POMONA | 5627 | D | NO | SCE | THREE | UNKNOWN | 4KV | LOW 3 | UNKNOWN | MB | UNKNOWN | UNKNOWN |  |  | SYSTEM | 2014-07-15 | yallasv |  | CONSOLIDATED | MIRA LOMA | METRO EAST | 2138077 |  | 2217476 | A | N | Y | 236 | -1 | I | 1950-01-01 |  | D |  | 35343691 | 35367260 |  |  |  | :02410 | 02410:02410 | main_exi_3_route_oh | CIRCUIT_BREAKER |  |  |  |  | -1.79 | 2.5 |  | 504449 |  | [MDSYS.SDO_GEOMETRY]
60910164 | 35357382 | EXISTING | DEBORAH | 4731 | FELTON | 5244 | D | NO | SCE | THREE | UNKNOWN | 16KV | LOW 3 | UNKNOWN | MB | UNKNOWN | UNKNOWN |  |  | SYSTEM | 2015-03-27 | merugusn |  |  | EL NIDO | METRO WEST | 2147934 |  | 2219316 | A | N | N |  | -1 | I | 1987-02-01 |  | D |  | 35357392 | 35509009;35509010 |  |  |  | :04731 | 04731:04731 | main_exi_3_route_oh | CIRCUIT_BREAKER |  |  |  |  | -1.76 | 3 |  | 504449 |  | [MDSYS.SDO_GEOMETRY]
60910165 | 35367573 | EXISTING | BURDICK | 2430 | GANESHA | 5617 | D | NO | SCE | THREE | UNKNOWN | 4KV | LOW 12 | UNKNOWN | MB | UNKNOWN | UNKNOWN |  |  | SYSTEM | 2014-05-19 | simhadk |  | CONSOLIDATED | MIRA LOMA | METRO EAST | 2153864 | 3 | 2212888 | A | N | N |  | -1 | I | 1950-01-01 |  | D |  | 35367583 | 35401590 |  |  |  | :02430 | 02430:02430 | main_exi_3_route_oh | CIRCUIT_BREAKER |  |  |  |  | -1.79 | 3 |  | 504449 |  | [MDSYS.SDO_GEOMETRY]
60910166 | 35382257 | EXISTING | MAZATLAN | 11425 | BREA | 8802 | D | NO | SCE | THREE | UNKNOWN | 12KV | LOW 2 | UNKNOWN | MB | UNKNOWN | UNKNOWN |  |  | SYSTEM | 2014-09-15 | kallurr |  | CONSOLIDATED | VILLA PARK | ORANGE | 2179831 |  | 2216194 | A | N | N |  | -1 | I | 1982-05-01 |  | D |  | 35382261 | 35482099;35482100 |  |  |  | :11425 | 11425:11425 | main_exi_3_route_oh | CIRCUIT_BREAKER |  |  |  |  | 0.38 | 2 |  | 504449 |  | [MDSYS.SDO_GEOMETRY]
60910173 | 35388201 | EXISTING | JACKPOT | 9087 | VALLEY ELECT. ASSOC. | 4051 | F | NO | SCE | THREE | UNKNOWN | 25KV | LOW 3 | UNKNOWN | MB | UNKNOWN | UNKNOWN |  |  | SYSTEM | 2014-01-23 | bodduvh |  | CONSOLIDATED | ELDORADO | RURALS | 2162197 |  | 2274086 | N | N | N |  | -1 | I | 1977-05-01 |  | D |  | 35388211 | 35388275 |  |  |  | :09087 | 09087:09087 | main_exi_3_route_oh | CIRCUIT_BREAKER |  |  |  |  | -1.83 | 3 |  | 504449 |  | [MDSYS.SDO_GEOMETRY]
60910174 | 35388333 | EXISTING | JACK RANCH | 9092 | DOWNS | 8137 | D | NO | SCE | THREE | UNKNOWN | 12KV | LOW 4 | UNKNOWN | MB | UNKNOWN | UNKNOWN |  |  | SYSTEM | 2014-04-07 | manthak |  | CONSOLIDATED | LUGO | RURALS | 2162389 |  | 17994938 | A | Y | N |  | -1 | I | 1965-02-01 |  | D |  | 35388343 | 35471712;35471713 |  |  |  | :09092 | 09092:09092 | main_exi_3_route_oh | CIRCUIT_BREAKER |  |  |  |  | -1.81 | 2 |  | 504449 |  | [MDSYS.SDO_GEOMETRY]
60910181 | 35393277 | EXISTING | TEJON PEAK | 17631 | TEJON PEAK P.T. | 7815 | A | NO | SCE | THREE | UNKNOWN | 2.4KV | LOW 1 | UNKNOWN | MB | UNKNOWN | UNKNOWN |  |  | SYSTEM | 2013-11-11 | bessar |  | CONSOLIDATED | VINCENT | NORTH COAST | 2190339 |  | 2126984 | N | Y | N |  | -1 | I | 1950-01-01 |  | D |  | 35393284 | 35393385 |  |  |  | :17631 | 17631:17631 | main_exi_3_route_oh | CIRCUIT_BREAKER |  |  |  |  | -1.76 | 3 |  | 504449 |  | [MDSYS.SDO_GEOMETRY]
60910182 | 35393866 | EXISTING | TELOMA | 17640 | PIERPONT | 5528 | D | NO | SCE | THREE | UNKNOWN | 4KV | LOW 6 | UNKNOWN | MB | UNKNOWN | UNKNOWN |  |  | SYSTEM | 2013-12-17 | inneswm |  | CONSOLIDATED | SANTA CLARA | NORTH COAST | 2187943 |  | 2212698 | A | N | Y | 213 | -1 | I | 1950-01-01 |  | D |  | 35393876 | 35432079;35432080 |  |  |  | :17640 | 17640:17640 | main_exi_3_route_oh | CIRCUIT_BREAKER |  |  |  |  | -1.73 | 3 |  | 504449 |  | [MDSYS.SDO_GEOMETRY]
60910183 | 35398136 | EXISTING | RIFLE | 15060 | CENTER | 5084 | D | NO | SCE | THREE | UNKNOWN | 12KV | LOW 19 | UNKNOWN | MB | UNKNOWN | UNKNOWN |  |  | SYSTEM | 2017-09-22 | maxwelbw |  | CONSOLIDATED | LIGHTHIPE | METRO WEST | 2186224 | 6 | 2211948 | M | N | Y | 137 | -1 | I | 1956-10-01 |  | D |  | 35398146 | 35501988 |  |  |  | :15060 | 15060:15060 | main_exi_3_route_oh | CIRCUIT_BREAKER |  |  |  |  | -1.77 | 3 |  | 504449 |  | [MDSYS.SDO_GEOMETRY]
60910184 | 35402041 | EXISTING | BURGUNDY | 2435 | PEPPER | 8021 | D | NO | SCE | THREE | UNKNOWN | 12KV | LOW 2 | UNKNOWN | MB | UNKNOWN | UNKNOWN |  |  | SYSTEM | 2014-05-26 | manthak |  | CONSOLIDATED | VISTA | DESERT | 2135272 |  | 2215752 | A | Y | N |  | -1 | I | 1967-06-01 |  | D |  | 35402048 | 35452191;35452192 |  |  |  | :02435 | 02435:02435 | main_exi_3_route_oh | CIRCUIT_BREAKER |  |  |  |  | -1.81 | 3 |  | 504449 |  | [MDSYS.SDO_GEOMETRY]
60910185 | 35433152 | EXISTING | TEMPEST | 17657 | MIDWIND | 5424 | X | NO | SCE | THREE | UNKNOWN | 12KV | LOW 2 | UNKNOWN | MB | UNKNOWN | UNKNOWN |  |  | SYSTEM | 2014-02-03 | attadas |  | CONSOLIDATED | VINCENT | RURALS | 2187944 |  | 2212618 | A | N | N |  | -1 | I | 1986-01-01 |  | D |  | 35433162 | 35433463 |  |  |  | :17657 | 17657:17657 | main_exi_3_route_oh | CIRCUIT_BREAKER |  |  |  |  | -1.78 | 3 |  | 504449 |  | [MDSYS.SDO_GEOMETRY]
60910186 | 35433785 | EXISTING | TENNECO | 17663 | FRAZIER PARK | 8505 | D | NO | SCE | THREE | UNKNOWN | 12KV | LOW 1 | UNKNOWN | MB | UNKNOWN | UNKNOWN |  |  | SYSTEM | 2013-11-26 | kallurr |  | CONSOLIDATED | VINCENT | NORTH COAST | 2190344 |  | 2220812 | A | N | N |  | -1 | I | 1971-10-01 |  | D |  | 35433795 | 35912729;35912730 |  |  |  | :17663 | 17663:17663 | main_exi_3_route_oh | CIRCUIT_BREAKER |  |  |  |  | -1.75 | 3 |  | 504449 |  | [MDSYS.SDO_GEOMETRY]
60910187 | 35453918 | EXISTING | BURGER | 2450 | BICKNELL | 5109 | D | NO | SCE | THREE | UNKNOWN | 4KV | LOW 4 | UNKNOWN | MB | UNKNOWN | UNKNOWN |  |  | SYSTEM | 2014-10-24 | attadas |  | CONSOLIDATED | MESA | METRO EAST | 2153865 |  | 2216692 | A | N | Y |  | -1 | I | 2024-02-01 |  | D |  | 35453928 | 35464684;35464685 |  |  |  | :02450 | 02450:02450 | main_exi_3_route_oh | CIRCUIT_BREAKER |  |  |  |  | 178.14 | 3 |  | 504449 |  | [MDSYS.SDO_GEOMETRY]
60910188 | 35460886 | EXISTING | BLACKHAWK | 1743 | SHAWNEE | 5869 | D | NO | SCE | THREE | UNKNOWN | 12KV | LOW 5 | UNKNOWN | MB | UNKNOWN | UNKNOWN |  |  | SYSTEM | 2014-09-16 | bessar |  | CONSOLIDATED | VILLA PARK | ORANGE | 2133562 |  | 2213352 | A | N | Y | 221 | -1 | I | 1966-12-01 |  | D |  | 35460893 | 35575598;35575599 |  |  |  | :01743 | 01743:01743 | main_exi_3_route_oh | CIRCUIT_BREAKER |  |  |  |  | -1.77 | 2 |  | 504449 |  | [MDSYS.SDO_GEOMETRY]
60910189 | 35467989 | EXISTING | BURKETT | 2457 | HOLIDAY | 8207 | D | NO | SCE | THREE | UNKNOWN | 4KV | LOW 1 | UNKNOWN | MB | UNKNOWN | UNKNOWN |  |  | SYSTEM | 2014-07-01 | punukos |  | CONSOLIDATED | DEVERS | DESERT | 2135273 |  | 2220676 | A | N | N |  | -1 | I | 1965-04-01 |  | D |  | 35467996 | 35504687 |  |  |  | :02457 | 02457:02457 | main_exi_3_route_oh | CIRCUIT_BREAKER |  |  |  |  | -1.85 | 2 |  | 504449 |  | [MDSYS.SDO_GEOMETRY]
60910195 | 35483145 | EXISTING | JADE | 11430 | CROWN | 5818 | D | NO | SCE | THREE | UNKNOWN | 12KV | LOW 2 | UNKNOWN | MB | UNKNOWN | UNKNOWN |  |  | SYSTEM | 2014-11-11 | simhadk |  | CONSOLIDATED | ELLIS | ORANGE | 2179834 | 2 | 2217826 | S | Y | N |  | -1 | I | 1969-08-01 |  | D |  | 35483155 | 35633902;92948709 |  |  |  | :11430 | 11430:11430 | main_exi_3_route_oh | CIRCUIT_BREAKER |  |  |  |  | -1.78 | 3 |  | 504449 |  | [MDSYS.SDO_GEOMETRY]
60910196 | 35495530 | EXISTING | JAMESON | 9122 | SANTA BARBARA | 5531 | D | NO | SCE | THREE | UNKNOWN | 16KV | LOW 6 | UNKNOWN | MB | UNKNOWN | UNKNOWN |  |  | SYSTEM | 2013-11-01 | bessar |  | CONSOLIDATED | GOLETA | NORTH COAST | 2167933 |  | 2212706 | S | Y | N |  | -1 | I | 1973-02-01 |  | D |  | 35495534 | 35608371;35608372 |  |  |  | :09122 | 09122:09122 | main_exi_3_route_oh | CIRCUIT_BREAKER |  |  |  |  | -1.72 | 3 |  | 504449 |  | [MDSYS.SDO_GEOMETRY]
60910197 | 35505616 | EXISTING | BURNS | 2480 | YUCAIPA | 5636 | D | NO | SCE | THREE | UNKNOWN | 12KV | LOW 2 | UNKNOWN | MB | UNKNOWN | UNKNOWN |  |  | SYSTEM | 2014-04-03 | merugusn |  | CONSOLIDATED | VISTA | DESERT | 2153867 |  | 2219838 | S | N | Y | 119 | -1 | I | 1950-01-01 |  | D |  | 35505626 | 35630276 |  |  |  | :02480 | 02480:02480 | main_exi_3_route_oh | CIRCUIT_BREAKER |  |  |  |  | -1.82 | 3 |  | 504449 |  | [MDSYS.SDO_GEOMETRY]
60910198 | 35527288 | EXISTING | PECK | 13877 | RUSH | 5116 | D | NO | SCE | THREE | UNKNOWN | 16KV | LOW 9 | UNKNOWN | MB | UNKNOWN | UNKNOWN |  |  | SYSTEM | 2014-11-14 | aminencn |  |  | MESA | METRO EAST | 2179383 | 1 | 2212060 | A | N | N |  | -1 | I | 1986-03-01 |  | D |  | 35527295 | 35676396 |  |  |  | :13877 | 13877:13877 | main_exi_3_route_oh | CIRCUIT_BREAKER |  |  |  |  | -1.77 | 3 |  | 504449 |  | [MDSYS.SDO_GEOMETRY]
60910199 | 35555371 | EXISTING | DEBUG | 4733 | SANTA MONICA | 5231 | D | NO | SCE | THREE | UNKNOWN | 16KV | LOW 7 | UNKNOWN | MB | UNKNOWN | UNKNOWN |  |  | SYSTEM | 2015-04-13 | attadas |  | CONSOLIDATED | EL NIDO | METRO WEST | 2147936 |  | 2212322 | A | N | Y | 216 | -1 | I | 1969-10-01 |  | D |  | 35555381 | 35648976 |  |  |  | :04733 | 04733:04733 | main_exi_3_route_oh | CIRCUIT_BREAKER |  |  |  |  | -1.75 | 3 |  | 504449 |  | [MDSYS.SDO_GEOMETRY]
60910200 | 35575854 | EXISTING | RIMPAU | 15100 | CULVER | 5204 | D | NO | SCE | THREE | UNKNOWN | 4KV | LOW 18 | UNKNOWN | MB | UNKNOWN | UNKNOWN |  |  | SYSTEM | 2017-10-09 | maxwelbw |  |  | EL NIDO | METRO WEST | 2190557 | 3 | 2212238 | A | N | Y | 227 | -1 | I | 1950-01-01 |  | D |  | 35575864 | 35657508 |  |  |  | :15100 | 15100:15100 | main_exi_3_route_oh | CIRCUIT_BREAKER |  |  |  |  | -1.76 | 3 |  | 504449 |  | [MDSYS.SDO_GEOMETRY]
60910201 | 35615350 | EXISTING | BLACK | 1746 | ORANGE | 5843 | D | NO | SCE | THREE | UNKNOWN | 12KV | LOW 2 | UNKNOWN | MB | UNKNOWN | UNKNOWN |  |  | SYSTEM | 2014-09-23 | punukos |  | CONSOLIDATED | VILLA PARK | ORANGE | 2144558 | 1 | 2220224 | A | N | N |  | -1 | I | 1994-05-25 |  | D |  | 35615360 | 35700392;35700393 |  |  |  | :01746 | 01746:01746 | main_exi_3_route_oh | CIRCUIT_BREAKER |  |  |  |  | -1.78 | 2 |  | 504449 |  | [MDSYS.SDO_GEOMETRY]
60910202 | 35618926 | EXISTING | JANSS | 9140 | MOORPARK | 5056 | D | NO | SCE | THREE | UNKNOWN | 16KV | LOW 17 | UNKNOWN | MB | UNKNOWN | UNKNOWN |  |  | SYSTEM | 2014-02-06 | simhadk |  | CONSOLIDATED | MOORPARK | NORTH COAST | 2162392 |  | 2211770 | M | N | N |  | -1 | I | 1968-01-01 |  | D |  | 35618933 | 35760404;35760405 |  |  |  | :09140 | 09140:09140 | main_exi_3_route_oh | CIRCUIT_BREAKER |  |  |  |  | -1.74 | 4 |  | 504449 |  | [MDSYS.SDO_GEOMETRY]
60910203 | 35641343 | EXISTING | BURNT MOUNTAIN | 2485 | YUCCA | 8022 | D | NO | SCE | THREE | UNKNOWN | 12KV | LOW 2 | UNKNOWN | MB | UNKNOWN | UNKNOWN |  |  | SYSTEM | 2014-04-17 | manthak |  | CONSOLIDATED | DEVERS | RURALS | 2139242 |  | 2213486 | A | N | Y | 204 | -1 | I | 1950-01-01 |  | D |  | 35641350 | 35833371;35833372 |  |  |  | :02485 | 02485:02485 | main_exi_3_route_oh | CIRCUIT_BREAKER |  |  |  |  | -1.85 | 3 |  | 504449 |  | [MDSYS.SDO_GEOMETRY]
60910204 | 35649358 | EXISTING | DECCA | 4738 | CLARK | 5769 | D | NO | SCE | THREE | UNKNOWN | 4KV | LOW 6 | UNKNOWN | MB | UNKNOWN | UNKNOWN |  |  | SYSTEM | 2015-01-21 | bondigc |  | CONSOLIDATED | LIGHTHIPE | METRO WEST | 2148109 | 2 | 2217718 | A | N | Y | 235 | -1 | I | 1969-12-01 |  | D |  | 35649368 | 35707512;35707513 |  |  |  | :04738 | 04738:04738 | main_exi_3_route_oh | CIRCUIT_BREAKER |  |  |  |  | -1.77 | 3 |  | 504449 |  | [MDSYS.SDO_GEOMETRY]
60910205 | 35660353 | EXISTING | RIPTIDE | 15118 | SANTA MONICA | 5231 | D | NO | SCE | THREE | UNKNOWN | 16KV | LOW 4 | UNKNOWN | MB | UNKNOWN | UNKNOWN |  |  | SYSTEM | 2017-10-09 | maxwelbw |  | CONSOLIDATED | EL NIDO | METRO WEST | 2183085 |  | 2212322 | A | Y | N |  | -1 | I | 1973-01-01 |  | D |  | 35660363 | 35821371 |  |  |  | :15118 | 15118:15118 | main_exi_3_route_oh | CIRCUIT_BREAKER |  |  |  |  | 18.21 | 3 |  | 504449 |  | [MDSYS.SDO_GEOMETRY]
60910208 | 35678189 | EXISTING | PEDDLER | 13879 | WHIPPLE | 5674 | D | NO | SCE | THREE | UNKNOWN | 33KV | LOW 1 | UNKNOWN | MB | UNKNOWN | UNKNOWN |  |  | SYSTEM | 2014-03-14 | aminencn |  | CONSOLIDATED | DEVERS | RURALS | 2190318 |  | 2219900 | A | N | N |  | -1 | I | 1984-08-01 |  | D |  | 35678196 | 35696263;35696264 |  |  |  | :13879 | 13879:13879 | main_exi_3_route_oh | CIRCUIT_BREAKER |  |  |  |  | -1.94 | 4.5 |  | 504449 |  | [MDSYS.SDO_GEOMETRY]
60910213 | 35687083 | EXISTING | MC CORMICK | 11473 | CABRILLO | 5879 | D | NO | SCE | THREE | UNKNOWN | 12KV | LOW 12 | UNKNOWN | MB | UNKNOWN | UNKNOWN |  |  | SYSTEM | 2014-08-14 | rajendrs |  | CONSOLIDATED | ELLIS | ORANGE | 2185485 | 4 | 2220290 | A | Y | N |  | -1 | I | 1977-01-01 |  | D |  | 35687090 | 151950780 |  |  |  | :11473 | 11473:11473 | main_exi_3_route_oh | CIRCUIT_BREAKER |  |  |  |  | -1.78 | 3 |  | 504449 |  | [MDSYS.SDO_GEOMETRY]
60912534 | 55824025 | EXISTING | JOJO | 9300 | CORTEZ | 5186 | D | NO | SCE | THREE | UNKNOWN | 12KV | LOW 9 | UNKNOWN | MB | UNKNOWN | UNKNOWN |  |  | SYSTEM | 2014-06-18 | bessar |  | CONSOLIDATED | MIRA LOMA | METRO EAST | 2162021 | 1 | 2214504 | S | Y | N |  | -1 | I | 1957-05-01 |  | D |  | 55824032 | 55840812;55840813 |  |  |  | :09300 | 09300:09300 | main_exi_3_route_oh | CIRCUIT_BREAKER |  |  |  |  | -1.78 | 3 |  | 504449 |  | [MDSYS.SDO_GEOMETRY]
60912535 | 55830879 | EXISTING | STORY | 17070 | GRANADA | 5126 | D | NO | SCE | THREE | UNKNOWN | 4KV | LOW 1 | UNKNOWN | MB | UNKNOWN | UNKNOWN |  |  | SYSTEM | 2015-01-05 | manthak |  | CONSOLIDATED | MESA | METRO EAST | 2186873 |  | 2216720 | A | N | Y | 214 | -1 | I | 1950-01-01 |  | D |  | 55830889 | 55856691 |  |  |  | :17070 | 17070:17070 | main_exi_3_route_oh | CIRCUIT_BREAKER |  |  |  |  | -1.77 | 2.5 |  | 504449 |  | [MDSYS.SDO_GEOMETRY]
60912536 | 55838473 | EXISTING | SIAM | 16408 | MODENA | 5802 | D | NO | SCE | THREE | UNKNOWN | 12KV | LOW 2 | UNKNOWN | MB | UNKNOWN | UNKNOWN |  |  | SYSTEM | 2014-11-10 | rajendrs |  | CONSOLIDATED | VILLA PARK | ORANGE | 2184068 | 1 | 2220120 | A | N | Y | 232 | -1 | I | 1965-12-01 |  | D |  | 55838483 | 55972998;55972999 |  |  |  | :16408 | 16408:16408 | main_exi_3_route_oh | CIRCUIT_BREAKER |  |  |  |  | 0.38 | 3 |  | 504449 |  | [MDSYS.SDO_GEOMETRY]
60912537 | 55842455 | EXISTING | JOSARD | 9324 | RAVENDALE | 5179 | D | NO | SCE | THREE | UNKNOWN | 16KV | LOW 4 | UNKNOWN | MB | UNKNOWN | UNKNOWN |  |  | SYSTEM | 2014-11-04 | merugusn |  | CONSOLIDATED | MESA | METRO EAST | 2162960 | 2 | 2216810 | A | N | N |  | -1 | I | 2000-09-01 |  | D |  | 55842465 | 55864880;55864881 |  |  |  | :09324 | 09324:09324 | main_exi_3_route_oh | CIRCUIT_BREAKER |  |  |  |  | 13.75 | 2 |  | 504449 |  | [MDSYS.SDO_GEOMETRY]
60912538 | 55847397 | EXISTING | FOGCUTTER | 6645 | CHIQUITA | 5811 | D | NO | SCE | THREE | UNKNOWN | 12KV | LOW 7 | UNKNOWN | MB | UNKNOWN | UNKNOWN |  |  | SYSTEM | 2014-09-13 | rajendrs |  | CONSOLIDATED | ELLIS | ORANGE | 2175161 | 2 | 2215488 | A | N | N |  | -1 | I | 1991-05-31 |  | D |  | 55847404 | 55949526;55949527 |  |  |  | :06645 | 06645:06645 | main_exi_3_route_oh | CIRCUIT_BREAKER |  |  |  |  | -64.83 | 3 |  | 504449 |  | [MDSYS.SDO_GEOMETRY]
60912542 | 55868571 | EXISTING | VULTAIR | 18870 | IMPERIAL | 5772 | D | NO | SCE | THREE | UNKNOWN | 12KV | LOW 5 | UNKNOWN | MB | UNKNOWN | UNKNOWN |  |  | SYSTEM | 2015-01-01 | merugusn |  | CONSOLIDATED | LIGHTHIPE | METRO WEST | 2191015 |  | 2217728 | S | Y | N |  | -1 | I | 1950-01-01 |  | D |  | 55868581 | 55955884 |  |  |  | :18870 | 18870:18870 | main_exi_3_route_oh | CIRCUIT_BREAKER |  |  |  |  | -1.77 | 3 |  | 504449 |  | [MDSYS.SDO_GEOMETRY]
60912545 | 55881199 | EXISTING | JOY | 9358 | CORONA | 8279 | D | NO | SCE | THREE | UNKNOWN | 4KV | LOW 22 | UNKNOWN | MB | UNKNOWN | UNKNOWN |  |  | SYSTEM | 2017-10-26 | murilljl |  | CONSOLIDATED | MIRA LOMA | METRO EAST | 2169285 |  | 2213828 | A | N | Y | 129 | -1 | I | 1950-01-01 |  | D |  | 55881209 | 55916572 |  |  |  | :09358 | 09358:09358 | main_exi_3_route_oh | CIRCUIT_BREAKER |  |  |  |  | -1.8 | 3 |  | 504449 |  | [MDSYS.SDO_GEOMETRY]
60912546 | 55894208 | EXISTING | HATTER | 8170 | IMPERIAL | 5772 | D | NO | SCE | THREE | UNKNOWN | 12KV | LOW 1 | UNKNOWN | MB | UNKNOWN | UNKNOWN |  |  | SYSTEM | 2015-02-13 | aminencn |  | CONSOLIDATED | LIGHTHIPE | METRO WEST | 2165901 |  | 2217728 | S | N | Y | 110 | -1 | I | 1950-01-01 |  | D |  | 55894218 | 55928565 |  |  |  | :08170 | 08170:08170 | main_exi_3_route_oh | CIRCUIT_BREAKER |  |  |  |  | -1.77 | 3 |  | 504449 |  | [MDSYS.SDO_GEOMETRY]
60912547 | 55918043 | EXISTING | JOYCE | 9360 | ARCADIA | 5106 | D | NO | SCE | THREE | UNKNOWN | 4KV | LOW 10 | UNKNOWN | MB | UNKNOWN | UNKNOWN |  |  | SYSTEM | 2014-11-03 | aminencn |  | CONSOLIDATED | MESA | METRO EAST | 2162025 | 2 | 2216688 | A | N | Y | 248 | -1 | I | 1950-01-01 |  | D |  | 55918053 | 55935340 |  | 55934030 |  | :09360 | 09360:09360 | main_exi_3_route_oh | CIRCUIT_BREAKER |  |  |  |  | -1.78 | 3 |  | 504449 |  | [MDSYS.SDO_GEOMETRY]
60912548 | 55928896 | EXISTING | HAWTHORNE | 8180 | YUKON | 5241 | D | NO | SCE | THREE | UNKNOWN | 16KV | LOW 8 | UNKNOWN | MB | UNKNOWN | UNKNOWN |  |  | SYSTEM | 2017-08-24 | beealdb |  | CONSOLIDATED | EL NIDO | METRO WEST | 2165902 | 4 | 2212348 | A | N | Y | 220 | -1 | I | 1950-01-01 |  | D |  | 55928906 | 56045181;56045182 |  |  |  | :08180 | 08180:08180 | main_exi_3_route_oh | CIRCUIT_BREAKER |  |  |  |  | -1.76 | 3 |  | 504449 |  | [MDSYS.SDO_GEOMETRY]
60912549 | 55935602 | EXISTING | JUBILEE | 9367 | MARASCHINO | 8096 | D | NO | SCE | THREE | UNKNOWN | 12KV | LOW 4 | UNKNOWN | MB | UNKNOWN | UNKNOWN |  |  | SYSTEM | 2017-09-28 | krumwimg |  | CONSOLIDATED | VISTA | DESERT | 2169287 |  | 2220594 | A | N | N |  | -1 | I | 1969-12-01 |  | D |  | 55935609 | 55954239 |  |  |  | :09367 | 09367:09367 | main_exi_3_route_oh | CIRCUIT_BREAKER |  |  |  |  | -1.82 | 3 |  | 504449 |  | [MDSYS.SDO_GEOMETRY]
60912550 | 55950740 | EXISTING | FRAN - 569 JA | 6726 | JAPANESE MESA | 4332 | F | NO | SCE | THREE | UNKNOWN | 12KV | LOW 2 | UNKNOWN | MB | UNKNOWN | UNKNOWN |  |  | SYSTEM | 2015-03-10 | lantzmk |  | CONSOLIDATED | ELLIS | ORANGE | 2152218 |  | 2274101 | A | Y | N |  | -1 | I | 1986-06-01 |  | D |  | 55950747 | 55995383;110969112 |  |  |  | :06726 | 06726:06726 | main_exi_3_route_oh | CIRCUIT_BREAKER |  |  |  |  | -1.79 | 3 |  | 504449 |  | [MDSYS.SDO_GEOMETRY]
60912551 | 55966311 | EXISTING | STREAMLINER | 17116 | BLOOMINGTON | 5620 | D | NO | SCE | THREE | UNKNOWN | 12KV | LOW 10 | UNKNOWN | MB | UNKNOWN | UNKNOWN |  |  | SYSTEM | 2017-09-20 | murilljl |  | CONSOLIDATED | VISTA | DESERT | 2186874 |  | 2217458 | S | N | Y | 207 | -1 | I | 1974-07-01 |  | D |  | 55966318 | 56023483 |  |  |  | :17116 | 17116:17116 | main_exi_3_route_oh | CIRCUIT_BREAKER |  |  |  |  | -1.8 | 3 |  | 504449 |  | [MDSYS.SDO_GEOMETRY]
60912552 | 55968541 | EXISTING | JUDSON | 9380 | REDLANDS | 5629 | D | NO | SCE | THREE | UNKNOWN | 12KV | LOW 4 | UNKNOWN | MB | UNKNOWN | UNKNOWN |  |  | SYSTEM | 2014-05-20 | bessar |  | CONSOLIDATED | VISTA | DESERT | 2180543 |  | 2215146 | M | N | Y | 139 | -1 | I | 1950-01-01 |  | D |  | 55968551 | 55971047;105372161 |  |  |  | :09380 | 09380:09380 | main_exi_3_route_oh | CIRCUIT_BREAKER |  |  |  |  | -1.82 | 3 |  | 504449 |  | [MDSYS.SDO_GEOMETRY]
60912856 | 58624269 | EXISTING | STAR ROCK | 16936 | CANYON | 5890 | D | NO | SCE | THREE | UNKNOWN | 12KV | LOW 4 | UNKNOWN | MB | UNKNOWN | UNKNOWN |  |  | SYSTEM | 2014-09-01 | yallasv |  | CONSOLIDATED | VILLA PARK | ORANGE | 2189629 |  | 2220314 | A | N | Y | 244 | -1 | I | 1967-03-01 |  | D |  | 58624279 | 58693147;58693149 |  |  |  | :16936 | 16936:16936 | main_exi_3_route_oh | CIRCUIT_BREAKER |  |  |  |  | 0.38 | 2 |  | 504449 |  | [MDSYS.SDO_GEOMETRY]
60912857 | 58631300 | EXISTING | GRIDIRON | 7662 | STADLER | 8005 | D | NO | SCE | THREE | UNKNOWN | 12KV | LOW 3 | UNKNOWN | MB | UNKNOWN | UNKNOWN |  |  | SYSTEM | 2017-09-26 | thompsma |  | CONSOLIDATED | VALLEY | SAN JACINTO | 2153107 | 1 | 2215704 | A | N | N |  | -1 | I | 1990-04-01 |  | D |  | 58631307 | 58685817 |  |  |  | :07662 | 07662:07662 | main_exi_3_route_oh | CIRCUIT_BREAKER |  |  |  |  | -1.81 | 2 |  | 504449 |  | [MDSYS.SDO_GEOMETRY]
60912858 | 58689727 | EXISTING | LEAK | 10268 | DUNES | 8139 | D | NO | SCE | THREE | UNKNOWN | 12KV | LOW 2 | UNKNOWN | MB | UNKNOWN | UNKNOWN |  |  | SYSTEM | 2014-03-20 | merugusn |  | CONSOLIDATED | DEVERS | RURALS | 2174772 |  | 2213680 | A | N | N |  | -1 | I | 1950-01-01 |  | D |  | 58689734 | 58717853;58717854 |  |  |  | :10268 | 10268:10268 | main_exi_3_route_oh | CIRCUIT_BREAKER |  |  |  |  | -1.94 | 5 |  | 504449 |  | [MDSYS.SDO_GEOMETRY]
60912859 | 58703859 | EXISTING | ST. CROIX | 16956 | BRYAN | 5808 | D | NO | SCE | THREE | UNKNOWN | 12KV | LOW 11 | UNKNOWN | MB | UNKNOWN | UNKNOWN |  |  | SYSTEM | 2014-09-17 | kallurr |  | CONSOLIDATED | VILLA PARK | ORANGE | 2190852 | 1 | 2215480 | A | N | N |  | -1 | I | 2002-04-30 |  | D |  | 58703866 | 58735538;58735539 |  |  |  | :16956 | 16956:16956 | main_exi_3_route_oh | CIRCUIT_BREAKER |  |  |  |  | -1.78 | 2 |  | 504449 |  | [MDSYS.SDO_GEOMETRY]
60912860 | 58708932 | EXISTING | GRUWELL | 7668 | SKYLARK | 8088 | D | NO | SCE | THREE | UNKNOWN | 12KV | LOW 3 | UNKNOWN | MB | UNKNOWN | UNKNOWN |  |  | SYSTEM | 2014-09-22 | simhadk |  | CONSOLIDATED | VALLEY | SAN JACINTO | 2175973 |  | 2220574 | A | N | Y | 229 | -1 | I | 1984-08-01 |  | D |  | 58708942 | 58829483;94268841 |  |  |  | :07668 | 07668:07668 | main_exi_3_route_oh | CIRCUIT_BREAKER |  |  |  |  | -1.81 | 3 |  | 504449 |  | [MDSYS.SDO_GEOMETRY]
60912861 | 58721714 | EXISTING | TETLEY | 17700 | HUSTON | 5621 | D | NO | SCE | THREE | UNKNOWN | 12KV | LOW 5 | UNKNOWN | MB | UNKNOWN | UNKNOWN |  |  | SYSTEM | 2014-03-26 | simhadk |  | CONSOLIDATED | VISTA | RURALS | 2188275 |  | 2212902 | A | N | Y | 217 | -1 | I | 1950-01-01 |  | D |  | 58721724 | 58774035;58774036 |  | 58750034 |  | :17700 | 17700:17700 | main_exi_3_route_oh | CIRCUIT_BREAKER |  |  |  |  | -1.81 | 3 |  | 504449 |  | [MDSYS.SDO_GEOMETRY]
60912862 | 58725053 | EXISTING | LEBER | 10271 | MT. VERNON | 5641 | D | NO | SCE | THREE | UNKNOWN | 4KV | LOW 3 | UNKNOWN | MB | UNKNOWN | UNKNOWN |  |  | SYSTEM | 2014-03-26 | simhadk |  | CONSOLIDATED | VISTA | DESERT | 2182283 | 1 | 2212948 | A | N | Y |  | -1 | I | 1970-02-01 |  | D |  | 58725060 | 58728069 |  |  |  | :10271 | 10271:10271 | main_exi_3_route_oh | CIRCUIT_BREAKER |  |  |  |  | -1.81 | 2.5 |  | 504449 |  | [MDSYS.SDO_GEOMETRY]
60912863 | 58728352 | EXISTING | LEETUM | 10300 | BASSETT | 5184 | D | NO | SCE | THREE | UNKNOWN | 12KV | LOW 5 | UNKNOWN | MB | UNKNOWN | UNKNOWN |  |  | SYSTEM | 2014-06-26 | merugusn |  | CONSOLIDATED | MIRA LOMA | METRO EAST | 2182286 | 1 | 2216816 | S | Y | N |  | -1 | I | 1956-06-01 |  | D |  | 58728359 | 58766400;58766401 |  |  |  | :10300 | 10300:10300 | main_exi_3_route_oh | CIRCUIT_BREAKER |  |  |  |  | -1.78 | 3 |  | 504449 |  | [MDSYS.SDO_GEOMETRY]
60912869 | 58735975 | EXISTING | ST. THOMAS | 16958 | BRYAN | 5808 | D | NO | SCE | THREE | UNKNOWN | 12KV | LOW 1 | UNKNOWN | MB | UNKNOWN | UNKNOWN |  |  | SYSTEM | 2015-02-05 | aminencn |  | CONSOLIDATED | VILLA PARK | ORANGE | 2184715 | 2 | 2215480 | A | N | Y | 225 | -1 | I | 1979-09-01 |  | D |  | 58735982 | 58854255;58854256 |  |  |  | :16958 | 16958:16958 | main_exi_3_route_oh | CIRCUIT_BREAKER |  |  |  |  | -1.78 | 2 |  | 504449 |  | [MDSYS.SDO_GEOMETRY]
60912870 | 58767389 | EXISTING | CRESCENTA | 10313 | GOULD | 5015 | D | NO | SCE | THREE | UNKNOWN | 16KV | LOW 5 | UNKNOWN | MB | UNKNOWN | UNKNOWN |  |  | SYSTEM | 2015-01-08 | kallurr |  | CONSOLIDATED | MESA | METRO EAST | 2182288 |  | 2218572 | A | N | N |  | -1 | I | 1978-09-01 |  | D |  | 58767399 | 58822668 |  |  |  | :10313 | 10313:10313 | main_exi_3_route_oh | CIRCUIT_BREAKER |  |  |  |  | -1.77 | 3 |  | 504449 |  | [MDSYS.SDO_GEOMETRY]
60912871 | 58790627 | EXISTING | TEXFI | 17717 | GLEN AVON | 8151 | D | NO | SCE | THREE | UNKNOWN | 12KV | LOW 4 | UNKNOWN | MB | UNKNOWN | UNKNOWN |  |  | SYSTEM | 2014-06-09 | bodduvh |  | CONSOLIDATED | VISTA | DESERT | 2190960 |  | 2218310 | A | N | N |  | -1 | I | 1983-05-01 |  | D |  | 58790634 | 58866500;58866501 |  |  |  | :17717 | 17717:17717 | main_exi_3_route_oh | CIRCUIT_BREAKER |  |  |  |  | -1.8 | 3 |  | 504449 |  | [MDSYS.SDO_GEOMETRY]
60912872 | 58831861 | EXISTING | GRUNION | 7685 | BAYSIDE | 5805 | D | NO | SCE | THREE | UNKNOWN | 12KV | LOW 3 | UNKNOWN | MB | UNKNOWN | UNKNOWN |  |  | SYSTEM | 2015-01-11 | manthak |  | CONSOLIDATED | ELLIS | ORANGE | 2158611 | 2 | 2220126 | A | N | Y | 229 | -1 | I | 1962-10-01 |  | D |  | 58831868 | 58890234;58890235 |  |  |  | :07685 | 07685:07685 | main_exi_3_route_oh | CIRCUIT_BREAKER |  |  |  |  | -1.78 | 3 |  | 504449 |  | [MDSYS.SDO_GEOMETRY]
60912873 | 58837850 | EXISTING | LEHIGH | 10317 | SAN ANTONIO | 5631 | D | NO | SCE | THREE | UNKNOWN | 12KV | LOW 7 | UNKNOWN | MB | UNKNOWN | UNKNOWN |  |  | SYSTEM | 2014-07-16 | manthak |  | CONSOLIDATED | MIRA LOMA | METRO EAST | 2174775 |  | 2219828 | S | N | Y | 114 | -1 | I | 1972-06-01 |  | D |  | 58837857 | 58871484;58871485 |  |  |  | :10317 | 10317:10317 | main_exi_3_route_oh | CIRCUIT_BREAKER |  |  |  |  | -1.79 | 3 |  | 504449 |  | [MDSYS.SDO_GEOMETRY]
60912874 | 58855586 | EXISTING | STEEL | 16973 | RIDGEVIEW P.T. | 8181 | A | NO | SCE | THREE | UNKNOWN | 12KV | LOW 2 | UNKNOWN | MB | UNKNOWN | UNKNOWN |  |  | SYSTEM | 2014-07-17 | simhadk |  | CONSOLIDATED | VALLEY | SAN JACINTO | 2190910 |  | 2127302 | A | N | Y | 126 | -1 | I | 1950-01-01 |  | D |  | 58855596 | 58884096;58884097 |  | 58857401 |  | :16973 | 16973:16973 | main_exi_3_route_oh | CIRCUIT_BREAKER |  |  |  |  | -1.28 | 6 |  | 504449 |  | [MDSYS.SDO_GEOMETRY]
60911928 | 50745863 | EXISTING | RAYBESTOS | 14719 | FULLERTON | 5822 | D | NO | SCE | THREE | UNKNOWN | 12KV | LOW 5 | UNKNOWN | MB | UNKNOWN | UNKNOWN |  |  | SYSTEM | 2014-08-21 | attiliv |  | CONSOLIDATED | VILLA PARK | ORANGE | 2190537 | 4 | 2217840 | S | N | Y | 117 | -1 | I | 1965-11-01 |  | D |  | 50745870 | 50830269;50830270 |  |  |  | :14719 | 14719:14719 | main_exi_3_route_oh | CIRCUIT_BREAKER |  |  |  |  | 0.39 | 3 |  | 504449 |  | [MDSYS.SDO_GEOMETRY]
60911932 | 50764500 | EXISTING | GONDOLA | 7442 | RAILROAD | 5196 | D | NO | SCE | THREE | UNKNOWN | 12KV | LOW 8 | UNKNOWN | MB | UNKNOWN | UNKNOWN |  |  | SYSTEM | 2014-05-30 | attadas |  | CONSOLIDATED | MIRA LOMA | METRO EAST | 2161680 | 3 | 2216842 | A | N | Y | 244 | -1 | I | 1971-07-01 |  | D |  | 50764510 | 50796402;50796403 |  |  |  | :07442 | 07442:07442 | main_exi_3_route_oh | CIRCUIT_BREAKER |  |  |  |  | -1.78 | 3 |  | 504449 |  | [MDSYS.SDO_GEOMETRY]
60911934 | 50770405 | EXISTING | GASPAR | 7090 | GALLATIN | 5823 | D | NO | SCE | THREE | UNKNOWN | 12KV | LOW 1 | UNKNOWN | MB | UNKNOWN | UNKNOWN |  |  | SYSTEM | 2014-12-09 | punukos |  | CONSOLIDATED | LIGHTHIPE | METRO WEST | 2156740 |  | 2213268 | A | N | Y | 220 | -1 | I | 1946-10-01 |  | D |  | 50770415 | 50791185 |  |  |  | :07090 | 07090:07090 | main_exi_3_route_oh | CIRCUIT_BREAKER |  |  |  |  | -1.77 | 3 |  | 504449 |  | [MDSYS.SDO_GEOMETRY]
60911935 | 50784630 | EXISTING | SERFAS | 16149 | CORONA | 8279 | D | NO | SCE | THREE | UNKNOWN | 12KV | LOW 7 | UNKNOWN | MB | UNKNOWN | UNKNOWN |  |  | SYSTEM | 2014-07-09 | kallurr |  | CONSOLIDATED | MIRA LOMA | METRO EAST | 2183690 | 7 | 2220750 | A | N | N |  | -1 | I | 1999-08-13 |  | D |  | 50784637 | 50839083;50839084 |  |  |  | :16149 | 16149:16149 | main_exi_3_route_oh | CIRCUIT_BREAKER |  |  |  |  | -1.8 | 2 |  | 504449 |  | [MDSYS.SDO_GEOMETRY]
60911936 | 50791450 | EXISTING | GATEWAY | 7110 | PEARL | 5224 | D | NO | SCE | THREE | UNKNOWN | 4KV | LOW 3 | UNKNOWN | MB | UNKNOWN | UNKNOWN |  |  | SYSTEM | 2015-03-19 | amathis |  | CONSOLIDATED | EL NIDO | METRO WEST | 2161197 |  | 2212296 | A | N | Y |  | -1 | I | 1950-01-01 |  | D |  | 50791460 | 50793685 |  |  |  | :07110 | 07110:07110 | main_exi_3_route_oh | CIRCUIT_BREAKER |  |  |  |  | -1.76 | 3 |  | 504449 |  | [MDSYS.SDO_GEOMETRY]
60911937 | 50797199 | EXISTING | GOWAN | 7455 | GLEN AVON | 8151 | D | NO | SCE | THREE | UNKNOWN | 12KV | LOW 5 | UNKNOWN | MB | UNKNOWN | UNKNOWN |  |  | SYSTEM | 2014-07-09 | aminencn |  | CONSOLIDATED | VISTA | DESERT | 2164639 |  | 2218310 | A | N | Y | 201 | -1 | I | 1985-07-01 |  | D |  | 50797206 | 50881687;50881688 |  |  |  | :07455 | 07455:07455 | main_exi_3_route_oh | CIRCUIT_BREAKER |  |  |  |  | -1.8 | 3 |  | 504449 |  | [MDSYS.SDO_GEOMETRY]
60911938 | 50816536 | EXISTING | SUNDALE | 17250 | FELTON | 5244 | D | NO | SCE | THREE | UNKNOWN | 4KV | LOW 9 | UNKNOWN | MB | UNKNOWN | UNKNOWN |  |  | SYSTEM | 2015-04-06 | bessar |  | CONSOLIDATED | EL NIDO | METRO WEST | 2184807 |  | 2219312 | A | Y | N |  | -1 | I | 1950-01-01 |  | D |  | 50816546 | 50850376 |  |  |  | :17250 | 17250:17250 | main_exi_3_route_oh | CIRCUIT_BREAKER |  |  |  |  | -1.76 | 3 |  | 504449 |  | [MDSYS.SDO_GEOMETRY]
60911939 | 50823762 | EXISTING | DILL | 5087 | MORENO | 8193 | D | NO | SCE | THREE | UNKNOWN | 12KV | LOW 3 | UNKNOWN | MB | UNKNOWN | UNKNOWN |  |  | SYSTEM | 2014-07-19 | kallurr |  | CONSOLIDATED | VALLEY | SAN JACINTO | 2154428 |  | 2218340 |  | N | N |  | -1 | I | 1990-06-29 |  | D |  | 50823769 | 50953518;50953520 |  |  |  | :05087 | 05087:05087 | main_exi_3_route_oh | CIRCUIT_BREAKER |  |  |  |  | -1.82 | 3 |  | 504449 |  | [MDSYS.SDO_GEOMETRY]
60911940 | 50831063 | EXISTING | RAWSON | 14724 | AULD | 8018 | D | NO | SCE | THREE | UNKNOWN | 12KV | LOW 7 | UNKNOWN | MB | UNKNOWN | UNKNOWN |  |  | SYSTEM | 2014-08-12 | aminencn |  | CONSOLIDATED | VALLEY | SAN JACINTO | 2186062 |  | 2213470 | A | N | N |  | -1 | I | 1991-05-24 |  | D |  | 50831073 | 50957988;50957989 |  |  |  | :14724 | 14724:14724 | main_exi_3_route_oh | CIRCUIT_BREAKER |  |  |  |  | -1.82 | 3 |  | 504449 |  | [MDSYS.SDO_GEOMETRY]
60911941 | 50840390 | EXISTING | SERRANOS | 16160 | CHINO | 5062 | D | NO | SCE | THREE | UNKNOWN | 12KV | LOW 27 | UNKNOWN | MB | UNKNOWN | UNKNOWN |  |  | SYSTEM | 2017-10-02 | murilljl |  | CONSOLIDATED | MIRA LOMA | METRO EAST | 2190793 | 4 | 2214174 | M | N | Y | 133 | -1 | I | 1950-01-01 |  | D |  | 50840397 | 50943477 |  |  |  | :16160 | 16160:16160 | main_exi_3_route_oh | CIRCUIT_BREAKER |  |  |  |  | -1.79 | 3 |  | 504449 |  | [MDSYS.SDO_GEOMETRY]
60911942 | 50841097 | EXISTING | GEARLINE | 7134 | FELTON | 5244 | D | NO | SCE | THREE | UNKNOWN | 16KV | LOW 2 | UNKNOWN | MB | UNKNOWN | UNKNOWN |  |  | SYSTEM | 2017-11-07 | maxwelbw |  |  | EL NIDO | METRO WEST | 2156744 |  | 2219316 | A | Y | N |  | -1 | I | 1986-12-01 |  | D |  | 50841107 | 50878276 |  |  |  | :07134 | 07134:07134 | main_exi_3_route_oh | CIRCUIT_BREAKER |  |  |  |  | -1.76 | 3 |  | 504449 |  | [MDSYS.SDO_GEOMETRY]
60911943 | 50853005 | EXISTING | SUNGLOW | 17270 | RIVERA | 5848 | D | NO | SCE | THREE | UNKNOWN | 4KV | LOW 1 | UNKNOWN | MB | UNKNOWN | UNKNOWN |  |  | SYSTEM | 2015-01-07 | rajendrs |  | CONSOLIDATED | LIGHTHIPE | METRO WEST | 2190932 | 2 | 2220230 | A | N | Y |  | -1 | I | 1947-10-01 |  | D |  | 50853015 | 50931440;100043879 |  |  |  | :17270 | 17270:17270 | main_exi_3_route_oh | CIRCUIT_BREAKER |  |  |  |  | -1.77 | 3 |  | 504449 |  | [MDSYS.SDO_GEOMETRY]
60911944 | 50883861 | EXISTING | GRAF | 7458 | WIMBLEDON | 5664 | D | NO | SCE | THREE | UNKNOWN | 12KV | LOW 7 | UNKNOWN | MB | UNKNOWN | UNKNOWN |  |  | SYSTEM | 2014-05-07 | bodduvh |  | CONSOLIDATED | VISTA | DESERT | 2164640 |  | 2215220 | A | Y | N |  | -1 | I | 2000-04-20 |  | D |  | 50883868 | 50916182 |  |  |  | :07458 | 07458:07458 | main_exi_3_route_oh | CIRCUIT_BREAKER |  |  |  |  | -1.8 | 2 |  | 504449 |  | [MDSYS.SDO_GEOMETRY]
60911945 | 50918330 | EXISTING | GELLENBECK | 7143 | MOBILOIL | 5229 | C | NO | SCE | THREE | UNKNOWN | 12KV | LOW 33 | UNKNOWN | MB | UNKNOWN | UNKNOWN |  |  | SYSTEM | 2015-04-15 | manthak |  | CONSOLIDATED | EL NIDO | METRO WEST | 2152736 | 4 | 2212312 | A | N | N |  | -1 | I | 1969-12-01 |  | D |  | 50918337 | 50918427 |  |  |  | :07143 | 07143:07143 | main_exi_3_route_oh | CIRCUIT_BREAKER |  |  |  |  | -1.76 | 2 |  | 504449 |  | [MDSYS.SDO_GEOMETRY]
60912231 | 53231153 | EXISTING | RUTH | 15601 | LA VETA | 5835 | D | NO | SCE | THREE | UNKNOWN | 12KV | LOW 7 | UNKNOWN | MB | UNKNOWN | UNKNOWN |  |  | SYSTEM | 2014-09-26 | bodduvh |  | CONSOLIDATED | VILLA PARK | ORANGE | 2186708 | 1 | 2215558 | A | Y | N |  | -1 | I | 1962-10-01 |  | D |  | 53231163 | 53297412;53297413 |  |  |  | :15601 | 15601:15601 | main_exi_3_route_oh | CIRCUIT_BREAKER |  |  |  |  | 0.38 | 3 |  | 504449 |  | [MDSYS.SDO_GEOMETRY]
60912233 | 53234252 | EXISTING | GRAYSON | 7530 | MORNINGSIDE | 5219 | D | NO | SCE | THREE | UNKNOWN | 4KV | LOW 2 | UNKNOWN | MB | UNKNOWN | UNKNOWN |  |  | SYSTEM | 2015-04-03 | attadas |  | CONSOLIDATED | EL NIDO | METRO WEST | 2175762 |  | 2212286 | A | N | Y | 219 | -1 | I | 1950-01-01 |  | D |  | 53234262 | 54190318 |  |  |  | :07530 | 07530:07530 | main_exi_3_route_oh | CIRCUIT_BREAKER |  |  |  |  | -1.76 | 3 |  | 504449 |  | [MDSYS.SDO_GEOMETRY]
60912234 | 53243816 | EXISTING | ELMIRA | 5800 | COSTA MESA | 5817 | D | NO | SCE | THREE | UNKNOWN | 4KV | LOW 3 | UNKNOWN | MB | UNKNOWN | UNKNOWN |  |  | SYSTEM | 2014-10-31 | attadas |  | CONSOLIDATED | ELLIS | ORANGE | 2168890 |  | 2220158 | A | N | Y | 249 | -1 | I | 1950-01-01 |  | D |  | 53243823 | 53270835;53270836 |  |  |  | :05800 | 05800:05800 | main_exi_3_route_oh | CIRCUIT_BREAKER |  |  |  |  | -1.78 | 3 |  | 504449 |  | [MDSYS.SDO_GEOMETRY]
60912235 | 53249632 | EXISTING | HIGHNOON | 8409 | DIAMOND BAR | 5680 | D | NO | SCE | THREE | UNKNOWN | 12KV | LOW 6 | UNKNOWN | MB | UNKNOWN | UNKNOWN |  |  | SYSTEM | 2014-07-07 | bessar |  | CONSOLIDATED | MIRA LOMA | METRO EAST | 2155527 | 1 | 2219908 | A | N | N |  | -1 | I | 1987-06-01 |  | D |  | 53249639 | 53295713 |  |  |  | :08409 | 08409:08409 | main_exi_3_route_oh | CIRCUIT_BREAKER |  |  |  |  | -1.79 | 3 |  | 504449 |  | [MDSYS.SDO_GEOMETRY]
60912236 | 53264956 | EXISTING | SNAKE | 16577 | SNAKE P.T. | 7750 | A | NO | SCE | THREE | UNKNOWN | 4.8KV | LOW 1 | UNKNOWN | MB | UNKNOWN | UNKNOWN |  |  | SYSTEM | 2014-07-04 | yallasv |  | P5483155 500KVA | DEVERS | DESERT | 2185802 |  | 2126538 | N | N | Y | 141 | -1 | I | 1974-10-01 |  | D |  | 53264963 | 53265935;107704488 |  |  |  | :16577 | 16577:16577 | main_exi_3_route_oh | CIRCUIT_BREAKER |  |  |  |  | -1.85 | 2.5 |  | 504449 |  | [MDSYS.SDO_GEOMETRY]
60912237 | 53266173 | EXISTING | SNEVA | 16584 | CUCAMONGA | 5677 | D | NO | SCE | THREE | UNKNOWN | 12KV | LOW 1 | UNKNOWN | MB | UNKNOWN | UNKNOWN |  |  | SYSTEM | 2014-09-01 | simhadk |  | CONSOLIDATED | MIRA LOMA | METRO EAST | 2185804 | 1 | 2219902 | A | N | N |  | -1 | I | 2002-02-06 |  | D |  | 53266180 | 53334447 |  |  |  | :16584 | 16584:16584 | main_exi_3_route_oh | CIRCUIT_BREAKER |  |  |  |  | -91.82 | 2 |  | 504449 |  | [MDSYS.SDO_GEOMETRY]
60912238 | 53277992 | EXISTING | TRADEWIND | 18076 | SANTA MONICA | 5231 | D | NO | SCE | THREE | UNKNOWN | 16KV | LOW 1 | UNKNOWN | MB | UNKNOWN | UNKNOWN |  |  | SYSTEM | 2015-04-28 | bessar |  | CONSOLIDATED | EL NIDO | METRO WEST | 2190591 |  | 2212322 | A | Y | N |  | -1 | I | 1965-09-01 |  | D |  | 53278002 | 53413920;53413921 |  |  |  | :18076 | 18076:18076 | main_exi_3_route_oh | CIRCUIT_BREAKER |  |  |  |  | -1.75 | 3 |  | 504449 |  | [MDSYS.SDO_GEOMETRY]
60912239 | 53296530 | EXISTING | HIGH SCHOOL | 8410 | HIGH SCHOOL P.T. | 7359 | A | NO | SCE | THREE | UNKNOWN | 2.4KV | LOW 1 | UNKNOWN | MB | UNKNOWN | UNKNOWN |  |  | SYSTEM | 2014-03-07 | bodduvh |  | CONSOLIDATED | VISTA | RURALS | 2177583 |  | 2124035 | A | N | Y | 211 | -1 | I | 1950-01-01 |  | D |  | 53296537 | 53308535;53308536 |  |  |  | :08410 | 08410:08410 | main_exi_3_route_oh | CIRCUIT_BREAKER |  |  |  |  | -1.81 | 1.5 |  | 504449 |  | [MDSYS.SDO_GEOMETRY]
60912244 | 53298110 | EXISTING | SABINO | 15608 | PECHANGA | 8347 | D | NO | SCE | THREE | UNKNOWN | 12KV | LOW 2 | UNKNOWN | MB | UNKNOWN | UNKNOWN |  |  | SYSTEM | 2014-09-09 | simhadk |  | CONSOLIDATED | VALLEY | SAN JACINTO | 2183446 |  | 2216174 | A | N | N |  | -1 | I | 2000-05-01 |  | D |  | 53298114 | 53431528;53431529 |  |  |  | :15608 | 15608:15608 | main_exi_3_route_oh | CIRCUIT_BREAKER |  |  |  |  | -1.82 | 2 |  | 504449 |  | [MDSYS.SDO_GEOMETRY]
60912246 | 53303787 | EXISTING | ELPAC | 5824 | CABRILLO | 5879 | D | NO | SCE | THREE | UNKNOWN | 12KV | LOW 17 | UNKNOWN | MB | UNKNOWN | UNKNOWN |  |  | SYSTEM | 2014-08-13 | kallurr |  | CONSOLIDATED | ELLIS | ORANGE | 2168893 | 1 | 2220290 | A | N | Y | 207 | -1 | I | 1971-07-01 |  | D |  | 53303794 | 53350899 |  |  |  | :05824 | 05824:05824 | main_exi_3_route_oh | CIRCUIT_BREAKER |  |  |  |  | -1.78 | 3 |  | 504449 |  | [MDSYS.SDO_GEOMETRY]
60912247 | 53309791 | EXISTING | HILLARD | 8440 | LA CANADA | 5130 | D | NO | SCE | THREE | UNKNOWN | 4KV | LOW 7 | UNKNOWN | MB | UNKNOWN | UNKNOWN |  |  | SYSTEM | 2014-11-18 | attadas |  | CONSOLIDATED | MESA | METRO EAST | 2167414 |  | 2219036 | A | N | Y | 243 | -1 | I | 1950-01-01 |  | D |  | 53309801 | 53318264;53318265 |  | 53317043 |  | :08440 | 08440:08440 | main_exi_3_route_oh | CIRCUIT_BREAKER |  |  |  |  | -1.77 | 3 |  | 504449 |  | [MDSYS.SDO_GEOMETRY]
60912248 | 53328258 | EXISTING | HILLS | 8454 | COFFEE | 8171 | D | NO | SCE | THREE | UNKNOWN | 12KV | LOW 5 | UNKNOWN | MB | UNKNOWN | UNKNOWN |  |  | SYSTEM | 2014-06-12 | yallasv |  | CONSOLIDATED | DEVERS | DESERT | 2160452 |  | 2220662 | A | N | Y | 205 | -1 | I | 1982-09-01 |  | D |  | 53328268 | 53423237;53423238 |  |  |  | :08454 | 08454:08454 | main_exi_3_route_oh | CIRCUIT_BREAKER |  |  |  |  | -1.85 | 2 |  | 504449 |  | [MDSYS.SDO_GEOMETRY]
60912249 | 53351714 | EXISTING | EL TORO | 5860 | IRVINE | 5829 | D | NO | SCE | THREE | UNKNOWN | 12KV | LOW 3 | UNKNOWN | MB | UNKNOWN | UNKNOWN |  |  | SYSTEM | 2014-10-20 | punukos |  | CONSOLIDATED | ELLIS | ORANGE | 2150786 |  | 2217856 | S | N | Y | 132 | -1 | I | 1950-01-01 |  | D |  | 53351721 | 53473673;53473675 |  |  |  | :05860 | 05860:05860 | main_exi_3_route_oh | CIRCUIT_BREAKER |  |  |  |  | -1.79 | 3 |  | 504449 |  | [MDSYS.SDO_GEOMETRY]
60912250 | 53359080 | EXISTING | SNIPES | 16585 | PEDLEY | 5626 | D | NO | SCE | THREE | UNKNOWN | 12KV | LOW 4 | UNKNOWN | MB | UNKNOWN | UNKNOWN |  |  | SYSTEM | 2014-07-11 | manthak |  | CONSOLIDATED | MIRA LOMA | METRO EAST | 2185805 |  | 2212914 | A | N | Y |  | -1 | I | 2000-07-07 |  | D |  | 53359087 | 53530602;53530603 |  |  |  | :16585 | 16585:16585 | main_exi_3_route_oh | CIRCUIT_BREAKER |  |  |  |  | -1.8 | 2 |  | 504449 |  | [MDSYS.SDO_GEOMETRY]
60912553 | 55971285 | EXISTING | JULEP | 9390 | NARROWS | 5838 | D | NO | SCE | THREE | UNKNOWN | 12KV | LOW 6 | UNKNOWN | MB | UNKNOWN | UNKNOWN |  |  | SYSTEM | 2014-12-30 | simhadk |  | CONSOLIDATED | MESA | METRO EAST | 2162027 | 1 | 2220218 | A | N | N |  | -1 | I | 1950-01-01 |  | D |  | 55971292 | 55985638 |  |  |  | :09390 | 09390:09390 | main_exi_3_route_oh | CIRCUIT_BREAKER |  |  |  |  | -1.77 | 3 |  | 504449 |  | [MDSYS.SDO_GEOMETRY]
60912554 | 55974296 | EXISTING | SIESTA | 16412 | BORREGO | 5887 | D | NO | SCE | THREE | UNKNOWN | 12KV | LOW 3 | UNKNOWN | MB | UNKNOWN | UNKNOWN |  |  | SYSTEM | 2014-10-09 | simhadk |  | CONSOLIDATED | ELLIS | ORANGE | 2189109 |  | 2213386 | A | Y | N |  | -1 | I | 1975-09-01 |  | D |  | 55974303 | 56102700;56102701 |  |  |  | :16412 | 16412:16412 | main_exi_3_route_oh | CIRCUIT_BREAKER |  |  |  |  | 0.38 | 3 |  | 504449 |  | [MDSYS.SDO_GEOMETRY]
60912555 | 55981060 | EXISTING | VULTEE | 18871 | LENNOX | 5213 | D | NO | SCE | THREE | UNKNOWN | 16KV | LOW 4 | UNKNOWN | MB | UNKNOWN | UNKNOWN |  |  | SYSTEM | 2015-05-06 | manthak |  |  | EL NIDO | METRO WEST | 2191016 |  | 2216886 | A | Y | N |  | -1 | I | 1967-02-01 |  | D |  | 55981070 | 56105702 |  |  |  | :18871 | 18871:18871 | main_exi_3_route_oh | CIRCUIT_BREAKER |  |  |  |  | -1.76 | 3 |  | 504449 |  | [MDSYS.SDO_GEOMETRY]
60912556 | 55985771 | EXISTING | JUNIOR | 9411 | RANDALL | 5601 | D | NO | SCE | THREE | UNKNOWN | 12KV | LOW 10 | UNKNOWN | MB | UNKNOWN | UNKNOWN |  |  | SYSTEM | 2017-09-21 | krumwimg |  | CONSOLIDATED | VISTA | DESERT | 2169459 |  | 2215076 |  | N | N |  | -1 | I | 1999-05-20 |  | D |  | 55985778 | 56036720 |  |  |  | :09411 | 09411:09411 | main_exi_3_route_oh | CIRCUIT_BREAKER |  |  |  |  | -1.8 | 3 |  | 504449 |  | [MDSYS.SDO_GEOMETRY]
60912563 | 55995504 | EXISTING | FRANC | 6727 | SANTIAGO | 5088 | D | NO | SCE | THREE | UNKNOWN | 12KV | LOW 15 | UNKNOWN | MB | UNKNOWN | UNKNOWN |  |  | SYSTEM | 2017-10-27 | thompsma |  | CONSOLIDATED | ELLIS | ORANGE | 2152042 | 8 | 2211986 | A | N | N |  | -1 | I | 1999-05-01 |  | D |  | 55995514 | 56088087 |  |  |  | :06727 | 06727:06727 | main_exi_3_route_oh | CIRCUIT_BREAKER |  |  |  |  | 129.05 | 2 |  | 504449 |  | [MDSYS.SDO_GEOMETRY]
60912564 | 56038188 | EXISTING | JURUPA | 9420 | NAROD | 5648 | D | NO | SCE | THREE | UNKNOWN | 12KV | LOW 3 | UNKNOWN | MB | UNKNOWN | UNKNOWN |  |  | SYSTEM | 2014-07-18 | aminencn |  | CONSOLIDATED | MIRA LOMA | METRO EAST | 2169461 | 1 | 2212960 | S | N | Y | 131 | -1 | I | 1950-01-01 |  | D |  | 56038198 | 56122692;56122693 |  |  |  | :09420 | 09420:09420 | main_exi_3_route_oh | CIRCUIT_BREAKER |  |  |  |  | -1.79 | 3 |  | 504449 |  | [MDSYS.SDO_GEOMETRY]
60912565 | 56062069 | EXISTING | CITY OF BANNING #2 | 17119 | BANNING | 8026 | D | NO | SCE | THREE | UNKNOWN | 33KV | LOW 2 | UNKNOWN | MB | UNKNOWN | UNKNOWN |  |  | SYSTEM | 2014-03-17 | simhadk |  | CONSOLIDATED | DEVERS | DESERT | 2189700 | 1 | 2213500 | A | N | N |  | -1 | I | 1950-01-01 |  | D |  | 56062073 | 56075733;56075734 |  | 135275110 |  | :17119 | 17119:17119 | main_exi_3_route_oh | CIRCUIT_BREAKER |  |  |  |  | -1.83 | 2 |  | 504449 |  | [MDSYS.SDO_GEOMETRY]
60912566 | 56093242 | EXISTING | STUTZ | 17145 | NARROWS | 5838 | D | NO | SCE | THREE | UNKNOWN | 12KV | LOW 1 | UNKNOWN | MB | UNKNOWN | UNKNOWN |  |  | SYSTEM | 2014-11-19 | attadas |  | CONSOLIDATED | MESA | METRO EAST | 2189924 | 2 | 2220218 | A | N | Y | 209 | -1 | I | 1988-06-01 |  | D |  | 56093252 | 56215416 |  | 148097665 |  | :17145 | 17145:17145 | main_exi_3_route_oh | CIRCUIT_BREAKER |  |  |  |  | -1.77 | 3 |  | 504449 |  | [MDSYS.SDO_GEOMETRY]
60912567 | 56114005 | EXISTING | WADSWORTH | 18900 | OCEAN PARK | 5221 | D | NO | SCE | THREE | UNKNOWN | 4KV | LOW 2 | UNKNOWN | MB | UNKNOWN | UNKNOWN |  |  | SYSTEM | 2015-03-31 | bodduvh |  | CONSOLIDATED | EL NIDO | METRO WEST | 2191019 | 2 | 2219248 | A | N | Y |  | -1 | I | 1950-01-01 |  | D |  | 56114012 | 56116990 |  |  |  | :18900 | 18900:18900 | main_exi_3_route_oh | CIRCUIT_BREAKER |  |  |  |  | -1.75 | 3 |  | 504449 |  | [MDSYS.SDO_GEOMETRY]
60912568 | 56117510 | EXISTING | WAGNER | 18910 | HOWARD | 5210 | D | NO | SCE | THREE | UNKNOWN | 4KV | LOW 3 | UNKNOWN | MB | UNKNOWN | UNKNOWN |  |  | SYSTEM | 2015-03-31 | manthak |  | CONSOLIDATED | EL NIDO | METRO WEST | 2191020 | 1 | 2216880 | A | N | Y | 210 | -1 | I | 1950-01-01 |  | D |  | 56117520 | 56165303 |  |  |  | :18910 | 18910:18910 | main_exi_3_route_oh | CIRCUIT_BREAKER |  |  |  |  | -1.76 | 3 |  | 504449 |  | [MDSYS.SDO_GEOMETRY]
60912569 | 56124887 | EXISTING | JUSTICE | 9426 | CARDIFF | 5608 | D | NO | SCE | THREE | UNKNOWN | 12KV | LOW 15 | UNKNOWN | MB | UNKNOWN | UNKNOWN |  |  | SYSTEM | 2014-05-20 | punukos |  | CONSOLIDATED | VISTA | DESERT | 2169462 | 3 | 2217428 | S | N | Y | 110 | -1 | I | 1970-08-01 |  | D |  | 56124897 | 56167982;56167983 |  |  |  | :09426 | 09426:09426 | main_exi_3_route_oh | CIRCUIT_BREAKER |  |  |  |  | -1.81 | 3 |  | 504449 |  | [MDSYS.SDO_GEOMETRY]
60912570 | 56136874 | EXISTING | FRUITVALE | 6848 | NELSON | 8038 | D | NO | SCE | THREE | UNKNOWN | 12KV | LOW 8 | UNKNOWN | MB | UNKNOWN | UNKNOWN |  |  | SYSTEM | 2014-08-02 | aminencn |  | CONSOLIDATED | VALLEY | SAN JACINTO | 2152567 |  | 2215814 | A | N | N |  | -1 | I | 1972-08-01 |  | D |  | 56136881 | 56181626;166703929 |  |  |  | :06848 | 06848:06848 | main_exi_3_route_oh | CIRCUIT_BREAKER |  |  |  |  | -1.82 | 3 |  | 504449 |  | [MDSYS.SDO_GEOMETRY]
60912571 | 56139955 | EXISTING | SIDNEY | 16420 | BRYAN | 5808 | D | NO | SCE | THREE | UNKNOWN | 12KV | LOW 12 | UNKNOWN | MB | UNKNOWN | UNKNOWN |  |  | SYSTEM | 2014-11-24 | simhadk |  | CONSOLIDATED | VILLA PARK | ORANGE | 2189112 | 2 | 2215480 | A | N | Y | 225 | -1 | I | 1950-01-01 |  | D |  | 56139962 | 56212057;56212058 |  |  |  | :16420 | 16420:16420 | main_exi_3_route_oh | CIRCUIT_BREAKER |  |  |  |  | 0.38 | 2 |  | 504449 |  | [MDSYS.SDO_GEOMETRY]
60912575 | 56154630 | EXISTING | HAVANA | 8200 | HATHAWAY | 5726 | D | NO | SCE | THREE | UNKNOWN | 12KV | LOW 3 | UNKNOWN | MB | UNKNOWN | UNKNOWN |  |  | SYSTEM | 2015-02-03 | merugusn |  | CONSOLIDATED | LIGHTHIPE | METRO WEST | 2165906 |  | 2217626 | S | N | Y | 104 | -1 | I | 1950-01-01 |  | D |  | 56154634 | 56244477;56244478 |  |  |  | :08200 | 08200:08200 | main_exi_3_route_oh | CIRCUIT_BREAKER |  |  |  |  | -1.77 | 3 |  | 504449 |  | [MDSYS.SDO_GEOMETRY]
60911621 | 48188959 | EXISTING | FETTERLY | 6360 | AMALIA | 5104 | D | NO | SCE | THREE | UNKNOWN | 4KV | LOW 1 | UNKNOWN | MB | UNKNOWN | UNKNOWN |  |  | SYSTEM | 2015-01-05 | bessar |  | CONSOLIDATED | MESA | METRO EAST | 2151128 |  | 2212032 | A | N | N |  | -1 | I | 1950-01-01 |  | D |  | 48188969 | 48190435 |  |  |  | :06360 | 06360:06360 | main_exi_3_route_oh | CIRCUIT_BREAKER |  |  |  |  | -1.77 | 3 |  | 504449 |  | [MDSYS.SDO_GEOMETRY]
60911622 | 48190799 | EXISTING | FEY | 6361 | FARRELL | 8016 | D | NO | SCE | THREE | UNKNOWN | 12KV | LOW 10 | UNKNOWN | MB | UNKNOWN | UNKNOWN |  |  | SYSTEM | 2014-06-02 | kallurr |  | CONSOLIDATED | DEVERS | DESERT | 2158060 |  | 2220394 | A | N | N |  | -1 | I | 1968-06-01 |  | D |  | 48190806 | 48233501 |  |  |  | :06361 | 06361:06361 | main_exi_3_route_oh | CIRCUIT_BREAKER |  |  |  |  | -1.85 | 3 |  | 504449 |  | [MDSYS.SDO_GEOMETRY]
60911623 | 48194573 | EXISTING | CORNNUT | 4072 | CHESTNUT | 5861 | D | NO | SCE | THREE | UNKNOWN | 12KV | LOW 4 | UNKNOWN | MB | UNKNOWN | UNKNOWN |  |  | SYSTEM | 2014-09-11 | kallurr |  | CONSOLIDATED | ELLIS | ORANGE | 2143597 | 1 | 2215608 | A | Y | N |  | -1 | I | 1981-07-01 |  | D |  | 48194580 | 48236811;48236812 |  |  |  | :04072 | 04072:04072 | main_exi_3_route_oh | CIRCUIT_BREAKER |  |  |  |  | 0.38 | 2 |  | 504449 |  | [MDSYS.SDO_GEOMETRY]
60911627 | 48215557 | EXISTING | PLAYHOUSE | 14201 | MORAGA | 8348 | D | NO | SCE | THREE | UNKNOWN | 12KV | LOW 10 | UNKNOWN | MB | UNKNOWN | UNKNOWN |  |  | SYSTEM | 2014-09-22 | attadas |  | CONSOLIDATED | VALLEY | SAN JACINTO | 2181202 |  | 2213880 | A | N | N |  | -1 | I | 2001-09-19 |  | D |  | 48215564 | 48273333;48273334 |  |  |  | :14201 | 14201:14201 | main_exi_3_route_oh | CIRCUIT_BREAKER |  |  |  |  | -1.82 | 2 |  | 504449 |  | [MDSYS.SDO_GEOMETRY]
60911630 | 48221707 | EXISTING | SPRUANCE | 16816 | NAVY MOLE | 5704 | C | NO | SCE | THREE | UNKNOWN | 12KV | LOW 2 | UNKNOWN | MB | UNKNOWN | UNKNOWN |  |  | SYSTEM | 2015-01-13 | merugusn |  | CONSOLIDATED | LIGHTHIPE | METRO WEST | 2184400 |  | 2213034 | A | N | N |  | -1 | I | 1969-12-01 |  | D |  | 48221717 | 48222725;88113096 |  |  |  | :16816 | 16816:16816 | main_exi_3_route_oh | CIRCUIT_BREAKER |  |  |  |  | -1.76 | 3 |  | 504449 |  | [MDSYS.SDO_GEOMETRY]
60911632 | 48228856 | EXISTING | SANBER | 15715 | DECLEZ | 5615 | D | NO | SCE | THREE | UNKNOWN | 12KV | LOW 1 | UNKNOWN | MB | UNKNOWN | UNKNOWN |  |  | SYSTEM | 2014-08-14 | bessar |  | CONSOLIDATED | VISTA | DESERT | 2183534 | 1 | 2219794 | S | N | Y | 117 | -1 | I | 1974-07-01 |  | D |  | 48228866 | 48279504;48279505 |  |  |  | :15715 | 15715:15715 | main_exi_3_route_oh | CIRCUIT_BREAKER |  |  |  |  | -1.8 | 3 |  | 504449 |  | [MDSYS.SDO_GEOMETRY]
60911639 | 48237602 | EXISTING | CORPORAL | 4085 | BUNKER | 8014 | D | NO | SCE | THREE | UNKNOWN | 12KV | LOW 4 | UNKNOWN | MB | UNKNOWN | UNKNOWN |  |  | SYSTEM | 2016-05-24 | lanninsj |  | 720A / 180A | VALLEY | SAN JACINTO | 2163357 |  | 2213458 | A | N | N |  | -1 | I | 1992-06-03 |  | D |  | 48237612 | 48310961;48310962 |  |  |  | :04085 | 04085:04085 | main_exi_3_route_oh | CIRCUIT_BREAKER |  |  |  |  | -1.81 | 3 |  | 504449 |  | [MDSYS.SDO_GEOMETRY]
60911640 | 48239365 | EXISTING | FIELDGATE | 6375 | WALNUT | 5014 | D | NO | SCE | THREE | UNKNOWN | 12KV | LOW 21 | UNKNOWN | MB | UNKNOWN | UNKNOWN |  |  | SYSTEM | 2014-07-03 | bodduvh |  | CONSOLIDATED | MIRA LOMA | METRO EAST | 2151300 | 5 | 2218564 | M | N | Y | 134 | -1 | I | 1966-08-01 |  | D |  | 48239375 | 48283317;48283318 |  | 169565889 |  | :06375 | 06375:06375 | main_exi_3_route_oh | CIRCUIT_BREAKER |  |  |  |  | -1.78 | 3 |  | 504449 |  | [MDSYS.SDO_GEOMETRY]
60911641 | 48251529 | EXISTING | SQUALL | 16835 | NEPTUNE | 5781 | D | NO | SCE | THREE | UNKNOWN | 12KV | LOW 1 | UNKNOWN | MB | UNKNOWN | UNKNOWN |  |  | SYSTEM | 2017-10-04 | maxwelbw |  | CONSOLIDATED | LIGHTHIPE | METRO WEST | 2184401 |  | 2220082 | A | N | Y | 223 | -1 | I | 1966-04-01 |  | D |  | 48251539 | 48363364 |  |  |  | :16835 | 16835:16835 | main_exi_3_route_oh | CIRCUIT_BREAKER |  |  |  |  | -1.76 | 3 |  | 504449 |  | [MDSYS.SDO_GEOMETRY]
60911642 | 48274139 | EXISTING | PLUMOSA | 14245 | ATWOOD | 5804 | D | NO | SCE | THREE | UNKNOWN | 12KV | LOW 6 | UNKNOWN | MB | UNKNOWN | UNKNOWN |  |  | SYSTEM | 2014-10-21 | kallurr |  | CONSOLIDATED | VILLA PARK | ORANGE | 2179645 |  | 2215470 | A | N | Y | 230 | -1 | I | 1950-01-01 |  | D |  | 48274146 | 48378549;48378550 |  |  |  | :14245 | 14245:14245 | main_exi_3_route_oh | CIRCUIT_BREAKER |  |  |  |  | 0.38 | 2 |  | 504449 |  | [MDSYS.SDO_GEOMETRY]
60911643 | 48284972 | EXISTING | FIESTA | 6380 | ANITA | 5105 | D | NO | SCE | THREE | UNKNOWN | 4KV | LOW 13 | UNKNOWN | MB | UNKNOWN | UNKNOWN |  |  | SYSTEM | 2014-10-28 | yallasv |  | CONSOLIDATED | MESA | METRO EAST | 2158064 | 4 | 2218988 | S | N | Y | 135 | -1 | I | 1950-01-01 |  | D |  | 48284982 | 48312114 |  |  |  | :06380 | 06380:06380 | main_exi_3_route_oh | CIRCUIT_BREAKER |  |  |  |  | -1.78 | 3 |  | 504449 |  | [MDSYS.SDO_GEOMETRY]
60911648 | 48294995 | EXISTING | SAND DUNES | 15738 | SANTA ROSA | 8036 | D | NO | SCE | THREE | UNKNOWN | 12KV | LOW 17 | UNKNOWN | MB | UNKNOWN | UNKNOWN |  |  | SYSTEM | 2017-10-03 | krumwimg |  | CONSOLIDATED | DEVERS | DESERT | 2183242 | 5 | 2218128 | S | N | Y | 136 | -1 | I | 1966-05-01 |  | D |  | 48295002 | 48411019 |  |  |  | :15738 | 15738:15738 | main_exi_3_route_oh | CIRCUIT_BREAKER |  |  |  |  | -1.85 | 3 |  | 504449 |  | [MDSYS.SDO_GEOMETRY]
60911651 | 48314161 | EXISTING | FIG | 6420 | BRADBURY | 5171 | D | NO | SCE | THREE | UNKNOWN | 16KV | LOW 6 | UNKNOWN | MB | UNKNOWN | UNKNOWN |  |  | SYSTEM | 2014-11-20 | rajendrs |  | CONSOLIDATED | MESA | METRO EAST | 2151303 | 2 | 2219128 | A | N | Y | 205 | -1 | I | 1950-01-01 |  | D |  | 48314168 | 48339007 |  |  |  | :06420 | 06420:06420 | main_exi_3_route_oh | CIRCUIT_BREAKER |  |  |  |  | -1.78 | 3 |  | 504449 |  | [MDSYS.SDO_GEOMETRY]
60911946 | 50918659 | EXISTING | GEM | 7145 | TOPAZ | 5268 | D | NO | SCE | THREE | UNKNOWN | 4KV | LOW 4 | UNKNOWN | MB | UNKNOWN | UNKNOWN |  |  | SYSTEM | 2015-03-20 | manthak |  | CONSOLIDATED | EL NIDO | METRO WEST | 2152737 | 2 | 2219370 | A | N | Y | 216 | -1 | I | 1962-11-01 |  | D |  | 50918669 | 50921573 |  |  |  | :07145 | 07145:07145 | main_exi_3_route_oh | CIRCUIT_BREAKER |  |  |  |  | -1.76 | 3 |  | 504449 |  | [MDSYS.SDO_GEOMETRY]
60911947 | 50921964 | EXISTING | GENERAL PETROLEUM | 7150 | LA FRESA | 5021 | D | NO | SCE | THREE | UNKNOWN | 16KV | LOW 27 | UNKNOWN | MB | UNKNOWN | UNKNOWN |  |  | SYSTEM | 2015-04-10 | kallurr |  | CONSOLIDATED | EL NIDO | METRO WEST | 2161383 | 5 | 2211620 | M | N | Y | 119 | -1 | I | 1950-01-01 |  | D |  | 50921971 | 51077448 |  |  |  | :07150 | 07150:07150 | main_exi_3_route_oh | CIRCUIT_BREAKER |  |  |  |  | -1.76 | 3 |  | 504449 |  | [MDSYS.SDO_GEOMETRY]
60911948 | 50931978 | EXISTING | SUNLIGHT | 17274 | SUNLIGHT P.T. | 7794 | A | NO | SCE | THREE | UNKNOWN | 4KV | LOW 1 | UNKNOWN | MB | UNKNOWN | UNKNOWN |  |  | SYSTEM | 2017-08-14 | lantzmk |  | CONSOLIDATED | LIGHTHIPE | METRO WEST | 2190934 |  | 2126949 | N | N | Y | 114 | -1 | I | 1969-12-01 |  | D |  | 50931988 | 50934358 |  |  |  | :17274 | 17274:17274 | main_exi_3_route_oh | CIRCUIT_BREAKER |  |  |  |  | -1.77 | 3 |  | 504449 |  | [MDSYS.SDO_GEOMETRY]
60911954 | 50934587 | EXISTING | SUNTOWER | 17317 | SANTA MONICA | 5231 | D | NO | SCE | THREE | UNKNOWN | 16KV | LOW 3 | UNKNOWN | MB | UNKNOWN | UNKNOWN |  |  | SYSTEM | 2015-04-29 | kallurr |  | CONSOLIDATED | EL NIDO | METRO WEST | 2189995 |  | 2212322 | A | N | Y | 216 | -1 | I | 1965-09-01 |  | D |  | 50934597 | 51003615 |  |  |  | :17317 | 17317:17317 | main_exi_3_route_oh | CIRCUIT_BREAKER |  |  |  |  | -1.75 | 3 |  | 504449 |  | [MDSYS.SDO_GEOMETRY]
60911955 | 50935790 | EXISTING | GRANDE | 7484 | CONCHO | 8017 | D | NO | SCE | THREE | UNKNOWN | 12KV | LOW 5 | UNKNOWN | MB | UNKNOWN | UNKNOWN |  |  | SYSTEM | 2017-10-11 | murilljl |  | CONSOLIDATED | DEVERS | DESERT | 2175759 |  | 2215730 | A | N | Y | 242 | -1 | I | 1985-05-01 |  | D |  | 50935797 | 51025026 |  |  |  | :07484 | 07484:07484 | main_exi_3_route_oh | CIRCUIT_BREAKER |  |  |  |  | -1.86 | 3 |  | 504449 |  | [MDSYS.SDO_GEOMETRY]
60911956 | 50954712 | EXISTING | DITWOOD | 5102 | LA HABRA | 5832 | D | NO | SCE | THREE | UNKNOWN | 12KV | LOW 2 | UNKNOWN | MB | UNKNOWN | UNKNOWN |  |  | SYSTEM | 2014-09-09 | yallasv |  | CONSOLIDATED | VILLA PARK | ORANGE | 2166852 | 1 | 2215550 | S | N | Y | 120 | -1 | I | 1979-08-01 |  | D |  | 50954719 | 50955191 |  |  |  | :05102 | 05102:05102 | main_exi_3_route_oh | CIRCUIT_BREAKER |  |  |  |  | 0.39 | 2 |  | 504449 |  | [MDSYS.SDO_GEOMETRY]
60911957 | 50955225 | EXISTING | DIVOT | 5115 | GILBERT | 5833 | D | NO | SCE | THREE | UNKNOWN | 12KV | LOW 6 | UNKNOWN | MB | UNKNOWN | UNKNOWN |  |  | SYSTEM | 2014-11-18 | kallurr |  | CONSOLIDATED | VILLA PARK | ORANGE | 2149586 | 1 | 2220202 | A | N | Y | 218 | -1 | I | 1961-06-01 |  | D |  | 50955235 | 51075842;51075843 |  |  |  | :05115 | 05115:05115 | main_exi_3_route_oh | CIRCUIT_BREAKER |  |  |  |  | 0.39 | 2 |  | 504449 |  | [MDSYS.SDO_GEOMETRY]
60911958 | 50961062 | EXISTING | REAGAN | 14742 | ALESSANDRO | 8024 | D | NO | SCE | THREE | UNKNOWN | 12KV | LOW 11 | UNKNOWN | MB | UNKNOWN | UNKNOWN |  |  | SYSTEM | 2014-08-11 | aminencn |  | CONSOLIDATED | VALLEY | SAN JACINTO | 2190538 | 4 | 2218086 | A | N | N |  | -1 | I | 1986-06-01 |  | D |  | 50961069 | 51090699;51090700 |  |  |  | :14742 | 14742:14742 | main_exi_3_route_oh | CIRCUIT_BREAKER |  |  |  |  | -1.81 | 3 |  | 504449 |  | [MDSYS.SDO_GEOMETRY]
60911959 | 50966647 | EXISTING | SEVAINE | 16178 | PEDLEY | 5626 | D | NO | SCE | THREE | UNKNOWN | 12KV | LOW 6 | UNKNOWN | MB | UNKNOWN | UNKNOWN |  |  | SYSTEM | 2014-06-15 | aminencn |  | CONSOLIDATED | MIRA LOMA | METRO EAST | 2183967 |  | 2212914 | S | N | Y |  | -1 | I | 2000-06-01 |  | D |  | 50966654 | 51197838;51197839 |  |  |  | :16178 | 16178:16178 | main_exi_3_route_oh | CIRCUIT_BREAKER |  |  |  |  | -1.8 | 2 |  | 504449 |  | [MDSYS.SDO_GEOMETRY]
60911960 | 51039950 | EXISTING | GRAPEFRUIT | 7512 | CITRUS | 5185 | D | NO | SCE | THREE | UNKNOWN | 12KV | LOW 4 | UNKNOWN | MB | UNKNOWN | UNKNOWN |  |  | SYSTEM | 2017-11-20 | murilljl |  | CONSOLIDATED | MESA | METRO EAST | 2152934 | 1 | 2212194 | A | Y | N |  | -1 | I | 1965-07-01 |  | D |  | 51039957 | 51088863 |  | 51072388 |  | :07512 | 07512:07512 | main_exi_3_route_oh | CIRCUIT_BREAKER |  |  |  |  | -1.78 | 3 |  | 504449 |  | [MDSYS.SDO_GEOMETRY]
60911961 | 51050045 | EXISTING | SUPERIOR | 17330 | WATSON | 5758 | D | NO | SCE | THREE | UNKNOWN | 12KV | LOW 1 | UNKNOWN | MB | UNKNOWN | UNKNOWN |  |  | SYSTEM | 2017-10-12 | maxwelbw |  | CONSOLIDATED | LIGHTHIPE | METRO WEST | 2186955 |  | 2215372 | S | N | Y | 118 | -1 | I | 1950-01-01 |  | D |  | 51050055 | 51133722 |  |  |  | :17330 | 17330:17330 | main_exi_3_route_oh | CIRCUIT_BREAKER |  |  |  |  | -1.76 | 3 |  | 504449 |  | [MDSYS.SDO_GEOMETRY]
60911962 | 51076774 | EXISTING | DOCTRINE | 5120 | CEDARWOOD | 5859 | D | NO | SCE | THREE | UNKNOWN | 4KV | LOW 2 | UNKNOWN | MB | UNKNOWN | UNKNOWN |  |  | SYSTEM | 2014-09-24 | manthak |  | CONSOLIDATED | VILLA PARK | ORANGE | 2145145 |  | 2217920 | S | N | N |  | -1 | I | 1950-01-01 |  | D |  | 51076784 | 51095648;51095649 |  |  |  | :05120 | 05120:05120 | main_exi_3_route_oh | CIRCUIT_BREAKER |  |  |  |  | -1.77 | 3 |  | 504449 |  | [MDSYS.SDO_GEOMETRY]
60911963 | 51079924 | EXISTING | GEORGIAN | 7170 | SANTA MONICA | 5231 | D | NO | SCE | THREE | UNKNOWN | 4KV | LOW 9 | UNKNOWN | MB | UNKNOWN | UNKNOWN |  |  | SYSTEM | 2015-03-23 | manthak |  | CONSOLIDATED | EL NIDO | METRO WEST | 2156746 | 1 | 2214606 | A | N | Y | 216 | -1 | I | 1950-01-01 |  | D |  | 51079934 | 51103971 |  |  |  | :07170 | 07170:07170 | main_exi_3_route_oh | CIRCUIT_BREAKER |  |  |  |  | -1.75 | 3 |  | 504449 |  | [MDSYS.SDO_GEOMETRY]
60911964 | 51092069 | EXISTING | REAKES | 14743 | MAXWELL | 8019 | D | NO | SCE | THREE | UNKNOWN | 12KV | LOW 8 | UNKNOWN | MB | UNKNOWN | UNKNOWN |  |  | SYSTEM | 2014-08-28 | attadas |  | 720A / 240A GRD. | VALLEY | SAN JACINTO | 2180270 | 1 | 2218074 | A | Y | N |  | -1 | I | 1981-06-01 |  | D |  | 51092076 | 51231763;51231764 |  |  |  | :14743 | 14743:14743 | main_exi_3_route_oh | CIRCUIT_BREAKER |  |  |  |  | -1.81 | 3 |  | 504449 |  | [MDSYS.SDO_GEOMETRY]
60912251 | 53415875 | EXISTING | TRANSPLANT | 18100 | DITMAR | 5246 | D | NO | SCE | THREE | UNKNOWN | 4KV | LOW 8 | UNKNOWN | MB | UNKNOWN | UNKNOWN |  |  | SYSTEM | 2015-04-10 | kallurr |  | CONSOLIDATED | EL NIDO | METRO WEST | 2188532 | 6 | 2212364 | A | N | Y | 203 | -1 | I | 1950-01-01 |  | D |  | 53415885 | 53490827 |  |  |  | :18100 | 18100:18100 | main_exi_3_route_oh | CIRCUIT_BREAKER |  |  |  |  | -1.76 | 3 |  | 504449 |  | [MDSYS.SDO_GEOMETRY]
60912252 | 53433732 | EXISTING | SAGITTARIUS | 15643 | ESTRELLA | 5865 | D | NO | SCE | THREE | UNKNOWN | 12KV | LOW 10 | UNKNOWN | MB | UNKNOWN | UNKNOWN |  |  | SYSTEM | 2014-11-21 | rajendrs |  | CONSOLIDATED | ELLIS | ORANGE | 2187548 | 2 | 2213342 | A | Y | N |  | -1 | I | 1976-07-01 |  | D |  | 53433742 | 53567961;53567962;53567963 |  |  |  | :15643 | 15643:15643 | main_exi_3_route_oh | CIRCUIT_BREAKER |  |  |  |  | 0.38 | 3 |  | 504449 |  | [MDSYS.SDO_GEOMETRY]
60912253 | 53436189 | EXISTING | HINSHAW | 8470 | RAVENDALE | 5179 | D | NO | SCE | THREE | UNKNOWN | 16KV | LOW 3 | UNKNOWN | MB | UNKNOWN | UNKNOWN |  |  | SYSTEM | 2015-02-10 | bondigc |  | CONSOLIDATED | MESA | METRO EAST | 2155682 | 1 | 2216810 | A | Y | N |  | -1 | I | 1950-01-01 |  | D |  | 53436199 | 53466481;137760277 |  |  |  | :08470 | 08470:08470 | main_exi_3_route_oh | CIRCUIT_BREAKER |  |  |  |  | -1.77 | 3 |  | 504449 |  | [MDSYS.SDO_GEOMETRY]
60912254 | 53467523 | EXISTING | HILLTOP | 8482 | SANGAR | 5145 | D | NO | SCE | THREE | UNKNOWN | 4KV | LOW 1 | UNKNOWN | MB | UNKNOWN | UNKNOWN |  |  | SYSTEM | 2014-12-10 | bessar |  | CONSOLIDATED | MESA | METRO EAST | 2177587 |  | 2212118 | A | N | Y | 224 | -1 | I | 1964-03-01 |  | D |  | 53467530 | 53485377 |  | 53484054 |  | :08482 | 08482:08482 | main_exi_3_route_oh | CIRCUIT_BREAKER |  |  |  |  | -1.77 | 3 |  | 504449 |  | [MDSYS.SDO_GEOMETRY]
60912257 | 53492239 | EXISTING | TRAPPER | 18105 | PIONEER | 5886 | D | NO | SCE | THREE | UNKNOWN | 12KV | LOW 1 | UNKNOWN | MB | UNKNOWN | UNKNOWN |  |  | SYSTEM | 2015-01-05 | rajendrs |  | CONSOLIDATED | LIGHTHIPE | METRO WEST | 2190596 |  | 2217978 | A | N | Y | 233 | -1 | I | 1977-08-01 |  | D |  |  | 53566354 |  |  |  | :18105 | 18105:18105 | main_exi_3_route_oh | CIRCUIT_BREAKER |  |  |  |  | -1.77 | 3 |  | 504449 |  | [MDSYS.SDO_GEOMETRY]
60912261 | 53495161 | EXISTING | HILLVIEW | 8490 | AMALIA | 5104 | D | NO | SCE | THREE | UNKNOWN | 4KV | LOW 7 | UNKNOWN | MB | UNKNOWN | UNKNOWN |  |  | SYSTEM | 2014-12-10 | merugusn |  | CONSOLIDATED | MESA | METRO EAST | 2155684 |  | 2212032 | A | N | N |  | -1 | I | 1950-01-01 |  | D |  | 53495171 | 53516912 |  |  |  | :08490 | 08490:08490 | main_exi_3_route_oh | CIRCUIT_BREAKER |  |  |  |  | -1.77 | 3 |  | 504449 |  | [MDSYS.SDO_GEOMETRY]
60912262 | 53503913 | EXISTING | EMPRESA | 5902 | ONEILL | 8810 | D | NO | SCE | THREE | UNKNOWN | 12KV | LOW 5 | UNKNOWN | MB | UNKNOWN | UNKNOWN |  |  | SYSTEM | 2014-10-31 | rajendrs |  | CONSOLIDATED | ELLIS | ORANGE | 2168897 |  | 2216200 | A | N | N |  | -1 | I | 2000-05-01 |  | D |  | 53503923 | 53545816;53545817 |  |  |  | :05902 | 05902:05902 | main_exi_3_route_oh | CIRCUIT_BREAKER |  |  |  |  | -1.79 | 3 |  | 504449 |  | [MDSYS.SDO_GEOMETRY]
60912263 | 53517306 | EXISTING | HIMO | 8497 | HI DESERT | 8029 | D | NO | SCE | THREE | UNKNOWN | 33KV | LOW 1 | UNKNOWN | MB | UNKNOWN | UNKNOWN |  |  | SYSTEM | 2014-04-14 | punukos |  | CONSOLIDATED | DEVERS | RURALS | 2155685 |  | 2215778 | S | N | Y | 129 | -1 | I | 1950-01-01 |  | D |  | 53517313 | 53518868;53518869 |  |  |  | :08497 | 08497:08497 | main_exi_3_route_oh | CIRCUIT_BREAKER |  |  |  |  | -1.86 | 2 |  | 504449 |  | [MDSYS.SDO_GEOMETRY]
60912264 | 53539061 | EXISTING | HOBO | 8507 | RAILROAD | 5196 | D | NO | SCE | THREE | UNKNOWN | 12KV | LOW 9 | UNKNOWN | MB | UNKNOWN | UNKNOWN |  |  | SYSTEM | 2014-06-03 | bodduvh |  | CONSOLIDATED | MIRA LOMA | METRO EAST | 2155688 | 1 | 2216842 | A | N | Y | 244 | -1 | I | 1985-06-01 |  | D |  | 53539071 | 53561987;53561988 |  |  |  | :08507 | 08507:08507 | main_exi_3_route_oh | CIRCUIT_BREAKER |  |  |  |  | -1.78 | 3 |  | 504449 |  | [MDSYS.SDO_GEOMETRY]
60912265 | 53551728 | EXISTING | SNOWCREEK | 16591 | SNOWCREEK P.T. | 7783 | A | NO | SCE | THREE | UNKNOWN | 12KV | LOW 1 | UNKNOWN | MB | UNKNOWN | UNKNOWN |  |  | SYSTEM | 2014-05-22 | manthak |  | CONSOLIDATED | DEVERS | DESERT | 2190826 |  | 2126597 | A | N | N |  | -1 | I | 1985-11-01 |  | D |  | 53551735 | 53552706 |  | 53552506 |  | :16591 | 16591:16591 | main_exi_3_route_oh | CIRCUIT_BREAKER |  |  |  |  | -1.84 | 3 |  | 504449 |  | [MDSYS.SDO_GEOMETRY]
60912266 | 53552857 | EXISTING | SNOW VALLEY | 16595 | RUNNING SPRINGS | 5661 | D | NO | SCE | THREE | UNKNOWN | 12KV | LOW 2 | UNKNOWN | MB | UNKNOWN | UNKNOWN |  |  | SYSTEM | 2014-03-28 | kallurr |  | RUNNING SPRINGS SUB | VISTA | RURALS | 2189482 |  | 2217546 | A | N | Y | 230 | -1 | I | 1963-02-01 |  | D |  | 53552861 | 53592555;53592556 |  |  |  | :16595 | 16595:16595 | main_exi_3_route_oh | CIRCUIT_BREAKER |  |  |  |  | -1.82 | 1.5 |  | 504449 |  | [MDSYS.SDO_GEOMETRY]
60912267 | 53562895 | EXISTING | HOFER | 8519 | ARCHIBALD | 5659 | D | NO | SCE | THREE | UNKNOWN | 12KV | LOW 4 | UNKNOWN | MB | UNKNOWN | UNKNOWN |  |  | SYSTEM | 2017-09-22 | krumwimg |  | CONSOLIDATED | MIRA LOMA | METRO EAST | 2155850 |  | 2215212 | A | Y | N |  | -1 | I | 1981-04-01 |  | D |  | 53562902 | 53603565 |  |  |  | :08519 | 08519:08519 | main_exi_3_route_oh | CIRCUIT_BREAKER |  |  |  |  | -1.8 | 3 |  | 504449 |  | [MDSYS.SDO_GEOMETRY]
60912268 | 53569305 | EXISTING | SALEM | 15660 | SULLIVAN | 5862 | D | NO | SCE | THREE | UNKNOWN | 4KV | LOW 11 | UNKNOWN | MB | UNKNOWN | UNKNOWN |  |  | SYSTEM | 2014-09-16 | simhadk |  | CONSOLIDATED | ELLIS | ORANGE | 2190750 |  | 2220256 | S | N | Y |  | -1 | I | 1950-01-01 |  | D |  | 53569312 | 53606913 |  |  |  | :15660 | 15660:15660 | main_exi_3_route_oh | CIRCUIT_BREAKER |  |  |  |  | 0.39 | 2 |  | 504449 |  | [MDSYS.SDO_GEOMETRY]
60912270 | 53573259 | EXISTING | ENGLISH | 5940 | SULLIVAN | 5862 | D | NO | SCE | THREE | UNKNOWN | 12KV | LOW 8 | UNKNOWN | MB | UNKNOWN | UNKNOWN |  |  | SYSTEM | 2017-11-09 | bradlem |  | CONSOLIDATED | ELLIS | ORANGE | 2150949 | 3 | 2213338 | S | N | Y | 101 | -1 | I | 1950-01-01 |  | D |  | 53573266 | 53621998 |  |  |  | :05940 | 05940:05940 | main_exi_3_route_oh | CIRCUIT_BREAKER |  |  |  |  | -1.78 | 2 |  | 504449 |  | [MDSYS.SDO_GEOMETRY]
60912578 | 56169064 | EXISTING | KADOTA | 9430 | FRANCIS | 5639 | D | NO | SCE | THREE | UNKNOWN | 12KV | LOW 11 | UNKNOWN | MB | UNKNOWN | UNKNOWN |  |  | SYSTEM | 2014-06-16 | bessar |  | CONSOLIDATED | MIRA LOMA | METRO EAST | 2162191 | 1 | 2217516 | A | N | Y | 206 | -1 | I | 1973-06-01 |  | D |  | 56169071 | 56300595;56300596 |  |  |  | :09430 | 09430:09430 | main_exi_3_route_oh | CIRCUIT_BREAKER |  |  |  |  | -1.79 | 3 |  | 504449 |  | [MDSYS.SDO_GEOMETRY]
60912579 | 56182582 | EXISTING | FULLBACK | 6867 | STADLER | 8005 | D | NO | SCE | THREE | UNKNOWN | 12KV | LOW 2 | UNKNOWN | MB | UNKNOWN | UNKNOWN |  |  | SYSTEM | 2014-10-07 | attadas |  | CONSOLIDATED | VALLEY | SAN JACINTO | 2175162 | 1 | 2215704 | A | N | N |  | -1 | I | 1991-06-01 |  | D |  | 56182589 | 56333319;56333320 |  |  |  | :06867 | 06867:06867 | main_exi_3_route_oh | CIRCUIT_BREAKER |  |  |  |  | -1.81 | 3 |  | 504449 |  | [MDSYS.SDO_GEOMETRY]
60912580 | 56205067 | EXISTING | WALGROVE | 18930 | MARINE | 5217 | D | NO | SCE | THREE | UNKNOWN | 16KV | LOW 4 | UNKNOWN | MB | UNKNOWN | UNKNOWN |  |  | SYSTEM | 2015-03-31 | amathis |  | CONSOLIDATED | EL NIDO | METRO WEST | 2191023 |  | 2219240 | S | N | Y | 137 | -1 | I | 1950-01-01 |  | D |  | 56205077 | 56235790;56235791 |  |  |  | :18930 | 18930:18930 | main_exi_3_route_oh | CIRCUIT_BREAKER |  |  |  |  | -1.76 | 3 |  | 504449 |  | [MDSYS.SDO_GEOMETRY]
60912581 | 56225994 | EXISTING | SUMAC | 17199 | TAMARISK | 8099 | D | NO | SCE | THREE | UNKNOWN | 12KV | LOW 13 | UNKNOWN | MB | UNKNOWN | UNKNOWN |  |  | SYSTEM | 2017-10-02 | rezag |  | CONSOLIDATED | DEVERS | DESERT | 2189927 | 2 | 2218266 | A | N | Y | 247 | -1 | I | 1980-05-01 |  | D |  | 56225998 | 56393108 |  |  |  | :17199 | 17199:17199 | main_exi_3_route_oh | CIRCUIT_BREAKER |  |  |  |  | 88.12 | 2 |  | 504449 |  | [MDSYS.SDO_GEOMETRY]
60912582 | 56252370 | EXISTING | HAYDEN | 8230 | INGLEWOOD | 5211 | D | NO | SCE | THREE | UNKNOWN | 4KV | LOW 10 | UNKNOWN | MB | UNKNOWN | UNKNOWN |  |  | SYSTEM | 2015-04-16 | amathis |  | CONSOLIDATED | EL NIDO | METRO WEST | 2177492 |  | 2212266 | S | N | Y | 104 | -1 | I | 1950-01-01 |  | D |  | 56252380 | 56253729 |  |  |  | :08230 | 08230:08230 | main_exi_3_route_oh | CIRCUIT_BREAKER |  |  |  |  | -1.76 | 3 |  | 504449 |  | [MDSYS.SDO_GEOMETRY]
60912583 | 56253823 | EXISTING | HAYWARD | 8250 | FREMONT | 5720 | D | NO | SCE | THREE | UNKNOWN | 4KV | LOW 12 | UNKNOWN | MB | UNKNOWN | UNKNOWN |  |  | SYSTEM | 2018-01-16 | maxwelbw |  | CONSOLIDATED | LIGHTHIPE | METRO WEST | 2153681 | 1 | 2217610 | A | N | Y | 220 | -1 | I | 1971-03-01 |  | D |  | 56253830 | 56314722 |  |  |  | :08250 | 08250:08250 | main_exi_3_route_oh | CIRCUIT_BREAKER |  |  |  |  | -1.76 | 3 |  | 504449 |  | [MDSYS.SDO_GEOMETRY]
60912584 | 56269246 | EXISTING | SILVER | 16439 | LIMESTONE | 8804 | D | NO | SCE | THREE | UNKNOWN | 12KV | LOW 16 | UNKNOWN | MB | UNKNOWN | UNKNOWN |  |  | SYSTEM | 2014-09-09 | kallurr |  | CONSOLIDATED | ELLIS | ORANGE | 2189115 | 4 | 2220828 | A | N | Y | 238 | -1 | I | 1980-06-01 |  | D |  | 56269253 | 56322769;56322770;56322771 |  |  |  | :16439 | 16439:16439 | main_exi_3_route_oh | CIRCUIT_BREAKER |  |  |  |  | -1.79 | 3 |  | 504449 |  | [MDSYS.SDO_GEOMETRY]
60912585 | 56277879 | EXISTING | WALK | 18937 | MOBILOIL | 5229 | C | NO | SCE | THREE | UNKNOWN | 12KV | LOW 8 | UNKNOWN | MB | UNKNOWN | UNKNOWN |  |  | SYSTEM | 2015-04-24 | manthak |  | CONSOLIDATED | EL NIDO | METRO WEST | 2188617 | 4 | 2212312 | A | Y | N |  | -1 | I | 1967-01-01 |  | D |  | 56277886 | 56277976 |  |  |  | :18937 | 18937:18937 | main_exi_3_route_oh | CIRCUIT_BREAKER |  |  |  |  | -1.76 | 2 |  | 504449 |  | [MDSYS.SDO_GEOMETRY]
60912586 | 56278199 | EXISTING | WALNUT PARK | 18970 | HUNTINGTON PARK | 5728 | D | NO | SCE | THREE | UNKNOWN | 4KV | LOW 4 | UNKNOWN | MB | UNKNOWN | UNKNOWN |  |  | SYSTEM | 2015-03-05 | kallurr |  |  | LIGHTHIPE | METRO WEST | 2190674 |  | 2219992 | A | N | Y | 217 | -1 | I | 1950-01-01 |  | D |  | 56278209 | 56376977;56376978 |  |  |  | :18970 | 18970:18970 | main_exi_3_route_oh | CIRCUIT_BREAKER |  |  |  |  | -1.77 | 3 |  | 504449 |  | [MDSYS.SDO_GEOMETRY]
60912587 | 56317484 | EXISTING | KAISER | 9436 | DECLEZ | 5615 | D | NO | SCE | THREE | UNKNOWN | 12KV | LOW 10 | UNKNOWN | MB | UNKNOWN | UNKNOWN |  |  | SYSTEM | 2014-06-18 | attadas |  | CONSOLIDATED | VISTA | DESERT | 2180547 | 1 | 2219794 | S | N | N |  | -1 | I | 1999-06-01 |  | D |  | 56317491 | 56392699;56392700 |  |  |  | :09436 | 09436:09436 | main_exi_3_route_oh | CIRCUIT_BREAKER |  |  |  |  | -1.8 | 2 |  | 504449 |  | [MDSYS.SDO_GEOMETRY]
60912588 | 56323444 | EXISTING | SIOUX | 16457 | SHAWNEE | 5869 | D | NO | SCE | THREE | UNKNOWN | 12KV | LOW 2 | UNKNOWN | MB | UNKNOWN | UNKNOWN |  |  | SYSTEM | 2015-01-08 | thompsma |  | CONSOLIDATED | VILLA PARK | ORANGE | 2189117 |  | 2213352 | A | N | Y | 236 | -1 | I | 1966-12-01 |  | D |  | 56323451 | 56416691;56416692 |  |  |  | :16457 | 16457:16457 | main_exi_3_route_oh | CIRCUIT_BREAKER |  |  |  |  | 0.39 | 3 |  | 504449 |  | [MDSYS.SDO_GEOMETRY]
60912589 | 56335455 | EXISTING | GAMBLE | 6985 | ALESSANDRO | 8024 | D | NO | SCE | THREE | UNKNOWN | 12KV | LOW 4 | UNKNOWN | MB | UNKNOWN | UNKNOWN |  |  | SYSTEM | 2017-11-01 | thompsma |  | CONSOLIDATED | VALLEY | SAN JACINTO | 2152729 | 5 | 2218086 | A | N | N |  | -1 | I | 1965-03-01 |  | D |  | 56335465 | 56424545 |  |  |  | :06985 | 06985:06985 | main_exi_3_route_oh | CIRCUIT_BREAKER |  |  |  |  | -1.81 | 3 |  | 504449 |  | [MDSYS.SDO_GEOMETRY]
60912590 | 56338026 | EXISTING | HEADLEY | 8265 | HEADLEY P.T. | 7355 | A | NO | SCE | THREE | UNKNOWN | 2.4KV | LOW 2 | UNKNOWN | MB | UNKNOWN | UNKNOWN |  |  | SYSTEM | 2015-01-29 | merugusn |  | CONSOLIDATED | LIGHTHIPE | METRO WEST | 2153682 |  | 2122796 | N | N | N |  | -1 | I | 1950-01-01 |  | D |  | 56338036 | 56338228 |  |  |  | :08265 | 08265:08265 | main_exi_3_route_oh | CIRCUIT_BREAKER |  |  |  |  | -134.51 | 3 |  | 504449 |  | [MDSYS.SDO_GEOMETRY]
60912597 | 56338319 | EXISTING | HEDGE | 8270 | SANTA FE SPRINGS | 5850 | D | NO | SCE | THREE | UNKNOWN | 12KV | LOW 11 | UNKNOWN | MB | UNKNOWN | UNKNOWN |  |  | SYSTEM | 2015-02-02 | simhadk |  | CONSOLIDATED | LIGHTHIPE | METRO WEST | 2166111 | 1 | 2215586 | S | N | Y | 132 | -1 | I | 1950-01-01 |  | D |  | 56338329 | 56369844;56369845 |  |  |  | :08270 | 08270:08270 | main_exi_3_route_oh | CIRCUIT_BREAKER |  |  |  |  | -1.77 | 3 |  | 504449 |  | [MDSYS.SDO_GEOMETRY]
60911652 | 48333852 | EXISTING | CORSAIR | 4109 | STETSON | 8095 | D | NO | SCE | THREE | UNKNOWN | 12KV | LOW 11 | UNKNOWN | MB | UNKNOWN | UNKNOWN |  |  | SYSTEM | 2014-09-24 | simhadk |  | 720A / 180A | VALLEY | SAN JACINTO | 2143770 | 4 | 2218248 | A | N | Y | 243 | -1 | I | 1985-12-01 |  | D |  | 48333859 | 48513340;48513341 |  |  |  | :04109 | 04109:04109 | main_exi_3_route_oh | CIRCUIT_BREAKER |  |  |  |  | -1.82 | 3 |  | 504449 |  | [MDSYS.SDO_GEOMETRY]
60911653 | 48340442 | EXISTING | FINCH | 6429 | NAROD | 5648 | D | NO | SCE | THREE | UNKNOWN | 12KV | LOW 12 | UNKNOWN | MB | UNKNOWN | UNKNOWN |  |  | SYSTEM | 2014-07-30 | attadas |  | CONSOLIDATED | MIRA LOMA | METRO EAST | 2151305 | 1 | 2212960 | S | N | Y | 111 | -1 | I | 1981-06-01 |  | D |  | 48340452 | 48387896 |  |  |  | :06429 | 06429:06429 | main_exi_3_route_oh | CIRCUIT_BREAKER |  |  |  |  | -1.79 | 3 |  | 504449 |  | [MDSYS.SDO_GEOMETRY]
60911654 | 48366162 | EXISTING | SQUIRES | 16840 | BEDFORD | 5245 | D | NO | SCE | THREE | UNKNOWN | 4KV | LOW 1 | UNKNOWN | MB | UNKNOWN | UNKNOWN |  |  | SYSTEM | 2015-04-30 | manthak |  | CONSOLIDATED | EL NIDO | METRO WEST | 2186782 |  | 2214652 | A | N | Y |  | -1 | I | 1963-10-01 |  | D |  | 48366172 | 48390137 |  |  |  | :16840 | 16840:16840 | main_exi_3_route_oh | CIRCUIT_BREAKER |  |  |  |  | -1.76 | 3 |  | 504449 |  | [MDSYS.SDO_GEOMETRY]
60911655 | 48379547 | EXISTING | POKER | 14258 | JOHANNA | 5085 | D | NO | SCE | THREE | UNKNOWN | 12KV | LOW 11 | UNKNOWN | MB | UNKNOWN | UNKNOWN |  |  | SYSTEM | 2015-03-11 | lantzmk |  | CONSOLIDATED | ELLIS | ORANGE | 2179648 |  | 2216608 | A | N | N |  | -1 | I | 1983-05-01 |  | D |  | 48379554 | 48429286;48429287;48429288 |  |  |  | :14258 | 14258:14258 | main_exi_3_route_oh | CIRCUIT_BREAKER |  |  |  |  | 0.38 | 2 |  | 504449 |  | [MDSYS.SDO_GEOMETRY]
60911656 | 48390357 | EXISTING | STACY | 16860 | FELTON | 5244 | D | NO | SCE | THREE | UNKNOWN | 4KV | LOW 6 | UNKNOWN | MB | UNKNOWN | UNKNOWN |  |  | SYSTEM | 2015-04-13 | bodduvh |  | CONSOLIDATED | EL NIDO | METRO WEST | 2184404 |  | 2219312 | A | Y | N |  | -1 | I | 1950-01-01 |  | D |  | 48390367 | 49257303;49257304 |  |  |  | :16860 | 16860:16860 | main_exi_3_route_oh | CIRCUIT_BREAKER |  |  |  |  | -1.76 | 3 |  | 504449 |  | [MDSYS.SDO_GEOMETRY]
60911657 | 48393856 | EXISTING | FINGAL | 6432 | CABAZON | 8118 | D | NO | SCE | THREE | UNKNOWN | 12KV | LOW 1 | UNKNOWN | MB | UNKNOWN | UNKNOWN |  |  | SYSTEM | 2014-05-06 | attadas |  | CONSOLIDATED | DEVERS | DESERT | 2151306 |  | 2220604 | A | N | Y | 215 | -1 | I | 1950-01-01 |  | D |  | 48393863 | 48454045;48454046 |  | 141282508 |  | :06432 | 06432:06432 | main_exi_3_route_oh | CIRCUIT_BREAKER |  |  |  |  | -1.83 | 4 |  | 504449 |  | [MDSYS.SDO_GEOMETRY]
60911658 | 48413142 | EXISTING | SANDELL | 15739 | RANDALL | 5601 | D | NO | SCE | THREE | UNKNOWN | 12KV | LOW 9 | UNKNOWN | MB | UNKNOWN | UNKNOWN |  |  | SYSTEM | 2017-12-18 | krumwimg |  | CONSOLIDATED | VISTA | DESERT | 2183536 |  | 2215076 | A | N | N |  | -1 | I | 1991-05-10 |  | D |  | 48413149 | 48516160 |  |  |  | :15739 | 15739:15739 | main_exi_3_route_oh | CIRCUIT_BREAKER |  |  |  |  | -1.8 | 3 |  | 504449 |  | [MDSYS.SDO_GEOMETRY]
60911663 | 48430156 | EXISTING | POCKET | 14260 | LA PALMA | 5873 | D | NO | SCE | THREE | UNKNOWN | 12KV | LOW 1 | UNKNOWN | MB | UNKNOWN | UNKNOWN |  |  | SYSTEM | 2014-08-22 | aminencn |  | CONSOLIDATED | VILLA PARK | ORANGE | 2179729 |  | 2215636 | A | Y | N |  | -1 | I | 1950-01-01 |  | D |  | 48430163 | 48472515 |  |  |  | :14260 | 14260:14260 | main_exi_3_route_oh | CIRCUIT_BREAKER |  |  |  |  | 0.39 | 3 |  | 504449 |  | [MDSYS.SDO_GEOMETRY]
60911665 | 48449487 | EXISTING | FERINA | 6330 | WOODRUFF | 5777 | D | NO | SCE | THREE | UNKNOWN | 4KV | LOW 3 | UNKNOWN | MB | UNKNOWN | UNKNOWN |  |  | SYSTEM | 2015-02-06 | simhadk |  | CONSOLIDATED | LIGHTHIPE | METRO WEST | 2151849 |  | 2215410 | A | N | Y | 230 | -1 | I | 1950-01-01 |  | D |  | 48449497 | 48485195;48485196 |  |  |  | :06330 | 06330:06330 | main_exi_3_route_oh | CIRCUIT_BREAKER |  |  |  |  | -1.77 | 3 |  | 504449 |  | [MDSYS.SDO_GEOMETRY]
60911666 | 48458154 | EXISTING | FITTIPALDI | 6491 | CUCAMONGA | 5677 | D | NO | SCE | THREE | UNKNOWN | 12KV | LOW 14 | UNKNOWN | MB | UNKNOWN | UNKNOWN |  |  | SYSTEM | 2014-05-30 | simhadk |  | CONSOLIDATED | MIRA LOMA | METRO EAST | 2158260 | 1 | 2219902 | A | N | N |  | -1 | I | 2002-02-06 |  | D |  | 48458158 | 48498820;48498821 |  |  |  | :06491 | 06491:06491 | main_exi_3_route_oh | CIRCUIT_BREAKER |  |  |  |  | -1.8 | 2 |  | 504449 |  | [MDSYS.SDO_GEOMETRY]
60911667 | 48486832 | EXISTING | FIAT | 6362 | NEPTUNE | 5781 | D | NO | SCE | THREE | UNKNOWN | 4KV | LOW 13 | UNKNOWN | MB | UNKNOWN | UNKNOWN |  |  | SYSTEM | 2015-02-27 | merugusn |  | CONSOLIDATED | LIGHTHIPE | METRO WEST | 2151299 | 4 | 2213180 | A | N | Y | 227 | -1 | I | 1962-09-01 |  | D |  | 48486842 | 48524681;48524682 |  |  |  | :06362 | 06362:06362 | main_exi_3_route_oh | CIRCUIT_BREAKER |  |  |  |  | -1.76 | 3 |  | 504449 |  | [MDSYS.SDO_GEOMETRY]
60911668 | 48500952 | EXISTING | FLABOB | 6497 | RUBIDOUX | 8231 | D | NO | SCE | THREE | UNKNOWN | 12KV | LOW 3 | UNKNOWN | MB | UNKNOWN | UNKNOWN |  |  | SYSTEM | 2014-05-20 | gallog |  | CONSOLIDATED | VISTA | DESERT | 2151308 |  | 2213768 | A | N | N |  | -1 | I | 1950-01-01 |  | D |  | 48500959 | 48519218 |  |  |  | :06497 | 06497:06497 | main_exi_3_route_oh | CIRCUIT_BREAKER |  |  |  |  | -1.8 | 3 |  | 504449 |  | [MDSYS.SDO_GEOMETRY]
60911669 | 48505858 | EXISTING | POLK | 14285 | WAVE | 5828 | D | NO | SCE | THREE | UNKNOWN | 12KV | LOW 4 | UNKNOWN | MB | UNKNOWN | UNKNOWN |  |  | SYSTEM | 2014-10-27 | bessar |  | CONSOLIDATED | ELLIS | ORANGE | 2179731 |  | 2213280 | A | N | Y | 211 | -1 | I | 1966-11-01 |  | D |  | 48505865 | 48642934;48642935 |  |  |  | :14285 | 14285:14285 | main_exi_3_route_oh | CIRCUIT_BREAKER |  |  |  |  | -1.77 | 3 |  | 504449 |  | [MDSYS.SDO_GEOMETRY]
60911670 | 48521101 | EXISTING | FLANDERS | 6500 | LA CANADA | 5130 | D | NO | SCE | THREE | UNKNOWN | 4KV | LOW 8 | UNKNOWN | MB | UNKNOWN | UNKNOWN |  |  | SYSTEM | 2014-10-30 | simhadk |  | CONSOLIDATED | MESA | METRO EAST | 2171493 |  | 2219036 | A | N | Y | 243 | -1 | I | 1950-01-01 |  | D |  | 48521111 | 48538901 |  |  |  | :06500 | 06500:06500 | main_exi_3_route_oh | CIRCUIT_BREAKER |  |  |  |  | -1.77 | 3 |  | 504449 |  | [MDSYS.SDO_GEOMETRY]
60911965 | 51095848 | EXISTING | DIXIE | 5125 | VILLA PARK | 5082 | D | NO | SCE | THREE | UNKNOWN | 12KV | LOW 22 | UNKNOWN | MB | UNKNOWN | UNKNOWN |  |  | SYSTEM | 2014-11-03 | aminencn |  | CONSOLIDATED | VILLA PARK | ORANGE | 2145146 | 7 | 2216586 | M | N | Y | 130 | -1 | I | 1960-04-01 |  | D |  | 51095855 | 51122129;51122130 |  |  |  | :05125 | 05125:05125 | main_exi_3_route_oh | CIRCUIT_BREAKER |  |  |  |  | 0.38 | 2 |  | 504449 |  | [MDSYS.SDO_GEOMETRY]
60911966 | 51098671 | EXISTING | GRAYDON | 7520 | ANITA | 5105 | D | NO | SCE | THREE | UNKNOWN | 16KV | LOW 3 | UNKNOWN | MB | UNKNOWN | UNKNOWN |  |  | SYSTEM | 2014-12-17 | bodduvh |  | CONSOLIDATED | MESA | METRO EAST | 2175761 | 1 | 2216680 | S | N | Y | 140 | -1 | I | 1950-01-01 |  | D |  | 51098681 | 51173218 |  |  |  | :07520 | 07520:07520 | main_exi_3_route_oh | CIRCUIT_BREAKER |  |  |  |  | -1.78 | 3 |  | 504449 |  | [MDSYS.SDO_GEOMETRY]
60911967 | 51104239 | EXISTING | GIBSON | 7200 | BULLIS | 5756 | D | NO | SCE | THREE | UNKNOWN | 16KV | LOW 7 | UNKNOWN | MB | UNKNOWN | UNKNOWN |  |  | SYSTEM | 2015-03-02 | merugusn |  | CONSOLIDATED | LIGHTHIPE | METRO WEST | 2156931 | 1 | 2213136 | S | N | N |  | -1 | I | 1950-01-01 |  | D |  | 51104249 | 51152688 |  |  |  | :07200 | 07200:07200 | main_exi_3_route_oh | CIRCUIT_BREAKER |  |  |  |  | -1.77 | 3 |  | 504449 |  | [MDSYS.SDO_GEOMETRY]
60911968 | 51122470 | EXISTING | DOBER | 5136 | MOULTON | 5845 | D | NO | SCE | THREE | UNKNOWN | 12KV | LOW 5 | UNKNOWN | MB | UNKNOWN | UNKNOWN |  |  | SYSTEM | 2017-11-14 | thompsma |  | CONSOLIDATED | ELLIS | ORANGE | 2166856 | 1 | 2215582 | A | Y | N |  | -1 | I | 1967-10-01 |  | D |  | 51122477 | 51212070 |  |  |  | :05136 | 05136:05136 | main_exi_3_route_oh | CIRCUIT_BREAKER |  |  |  |  | -1.79 | 3 |  | 504449 |  | [MDSYS.SDO_GEOMETRY]
60911969 | 51135706 | EXISTING | SURFRIDER | 17353 | SANTA MONICA | 5231 | D | NO | SCE | THREE | UNKNOWN | 16KV | LOW 6 | UNKNOWN | MB | UNKNOWN | UNKNOWN |  |  | SYSTEM | 2015-04-03 | manthak |  | CONSOLIDATED | EL NIDO | METRO WEST | 2190940 |  | 2212322 | A | N | Y | 216 | -1 | I | 1950-01-01 |  | D |  | 51135716 | 51163944 |  |  |  | :17353 | 17353:17353 | main_exi_3_route_oh | CIRCUIT_BREAKER |  |  |  |  | -1.75 | 3 |  | 504449 |  | [MDSYS.SDO_GEOMETRY]
60911970 | 51164260 | EXISTING | SURREY | 17372 | SURREY U.G.S. | 7788 | A | NO | SCE | THREE | UNKNOWN | 4KV | LOW 1 | UNKNOWN | MB | UNKNOWN | UNKNOWN |  |  | SYSTEM | 2015-04-03 | kallurr |  | CONSOLIDATED | EL NIDO | METRO WEST | 2189997 |  | 2125842 | N | N | N |  | -1 | I | 1968-05-01 |  | D |  | 51164267 | 51166723 |  |  |  | :17372 | 17372:17372 | main_exi_3_route_oh | CIRCUIT_BREAKER |  |  |  |  | -1.76 | 3 |  | 504449 |  | [MDSYS.SDO_GEOMETRY]
60911975 | 51166916 | EXISTING | SUTRO | 17380 | LAWNDALE | 5238 | D | NO | SCE | THREE | UNKNOWN | 4KV | LOW 2 | UNKNOWN | MB | UNKNOWN | UNKNOWN |  |  | SYSTEM | 2015-03-31 | manthak |  | CONSOLIDATED | EL NIDO | METRO WEST | 2186957 |  | 2219292 | A | Y | N |  | -1 | I | 1950-01-01 |  | D |  | 51166926 | 51315311;166416504 |  |  |  | :17380 | 17380:17380 | main_exi_3_route_oh | CIRCUIT_BREAKER |  |  |  |  | -1.76 | 3 |  | 504449 |  | [MDSYS.SDO_GEOMETRY]
60911978 | 51180585 | EXISTING | GRAVEL | 7540 | DALTON | 5188 | D | NO | SCE | THREE | UNKNOWN | 12KV | LOW 6 | UNKNOWN | MB | UNKNOWN | UNKNOWN |  |  | SYSTEM | 2014-11-05 | simhadk |  | CONSOLIDATED | MESA | METRO EAST | 2175763 |  | 2216828 | M | N | Y | 108 | -1 | I | 1950-01-01 |  | D |  | 51180595 | 51226718 |  |  |  | :07540 | 07540:07540 | main_exi_3_route_oh | CIRCUIT_BREAKER |  |  |  |  | -1.78 | 3 |  | 504449 |  | [MDSYS.SDO_GEOMETRY]
60911979 | 51199646 | EXISTING | SEYMOUR | 16222 | SANTA ANA RIVER 1 | 2315 | H | NO | SCE | THREE | UNKNOWN | 33KV | LOW 2 | UNKNOWN | MB | UNKNOWN | UNKNOWN |  |  | SYSTEM | 2014-03-19 | kallurr |  | CONSOLIDATED | VISTA | DESERT | 2190797 |  | 2274025 | A | N | N |  | -1 | I | 1950-01-01 |  | D |  | 51199653 | 51200178;51200179 |  |  |  | :16222 | 16222:16222 | main_exi_3_route_oh | CIRCUIT_BREAKER |  |  |  |  | -1.82 | 2 |  | 504449 |  | [MDSYS.SDO_GEOMETRY]
60911980 | 51208860 | EXISTING | GILMORE | 7260 | FAIRFAX | 5208 | D | NO | SCE | THREE | UNKNOWN | 4KV | LOW 11 | UNKNOWN | MB | UNKNOWN | UNKNOWN |  |  | SYSTEM | 2017-11-16 | maxwelbw |  | CONSOLIDATED | MESA | METRO WEST | 2175539 | 3 | 2214542 | S | N | Y | 138 | -1 | I | 1950-01-01 |  | D |  | 51208870 | 51250165 |  |  |  | :07260 | 07260:07260 | main_exi_3_route_oh | CIRCUIT_BREAKER |  |  |  |  | -1.76 | 3 |  | 504449 |  | [MDSYS.SDO_GEOMETRY]
60911981 | 51213185 | EXISTING | DOOLITTLE | 5209 | MACARTHUR | 5874 | D | NO | SCE | THREE | UNKNOWN | 12KV | LOW 4 | UNKNOWN | MB | UNKNOWN | UNKNOWN |  |  | SYSTEM | 2014-11-11 | rajendrs |  | CONSOLIDATED | ELLIS | ORANGE | 2167034 |  | 2215638 | A | Y | N |  | -1 | I | 1969-12-01 |  | D |  | 51213195 | 51419657;51419658 |  |  |  | :05209 | 05209:05209 | main_exi_3_route_oh | CIRCUIT_BREAKER |  |  |  |  | 178.22 | 3 |  | 504449 |  | [MDSYS.SDO_GEOMETRY]
60911982 | 51219105 | EXISTING | SHAFFER | 16240 | CHINO | 5062 | D | NO | SCE | THREE | UNKNOWN | 12KV | LOW 26 | UNKNOWN | MB | UNKNOWN | UNKNOWN |  |  | SYSTEM | 2014-07-17 | punukos |  | CONSOLIDATED | MIRA LOMA | METRO EAST | 2190799 | 4 | 2214174 | M | Y | N |  | -1 | I | 1950-01-01 |  | D |  | 51219112 | 51239907;51239908 |  |  |  | :16240 | 16240:16240 | main_exi_3_route_oh | CIRCUIT_BREAKER |  |  |  |  | 179.79 | 2 |  | 504449 |  | [MDSYS.SDO_GEOMETRY]
60911983 | 51229411 | EXISTING | GRAVES | 7550 | ALHAMBRA | 5101 | D | NO | SCE | THREE | UNKNOWN | 4KV | LOW 11 | UNKNOWN | MB | UNKNOWN | UNKNOWN |  |  | SYSTEM | 2014-12-09 | rajendrs |  | CONSOLIDATED | MESA | METRO EAST | 2152938 | 3 | 2216666 | A | N | Y | 244 | -1 | I | 1950-01-01 |  | D |  | 51229421 | 51246882;51246883 |  |  |  | :07550 | 07550:07550 | main_exi_3_route_oh | CIRCUIT_BREAKER |  |  |  |  | -1.77 | 3 |  | 504449 |  | [MDSYS.SDO_GEOMETRY]
60911984 | 51234705 | EXISTING | RED | 14751 | ORANGE | 5843 | D | NO | SCE | THREE | UNKNOWN | 12KV | LOW 11 | UNKNOWN | MB | UNKNOWN | UNKNOWN |  |  | SYSTEM | 2014-10-28 | manthak |  | CONSOLIDATED | VILLA PARK | ORANGE | 2180273 | 2 | 2220224 | A | N | Y | 250 | -1 | I | 1981-06-01 |  | D |  | 51234712 | 51280887;51280888 |  |  |  | :14751 | 14751:14751 | main_exi_3_route_oh | CIRCUIT_BREAKER |  |  |  |  | 0.38 | 2 |  | 504449 |  | [MDSYS.SDO_GEOMETRY]
60912275 | 53599295 | EXISTING | TRANSIT | 18110 | FRUITLAND | 5718 | D | NO | SCE | THREE | UNKNOWN | 16KV | LOW 7 | UNKNOWN | MB | UNKNOWN | UNKNOWN |  |  | SYSTEM | 2018-01-04 | maxwelbw |  |  | LIGHTHIPE | METRO WEST | 2190597 |  | 2215290 | S | N | N |  | -1 | I | 1950-01-01 |  | D |  | 53599302 | 53626428 |  |  |  | :18110 | 18110:18110 | main_exi_3_route_oh | CIRCUIT_BREAKER |  |  |  |  | 44.16 | 3 |  | 504449 |  | [MDSYS.SDO_GEOMETRY]
60912277 | 53605718 | EXISTING | HOLBROOK | 8530 | WESTGATE | 5888 | D | NO | SCE | THREE | UNKNOWN | 4KV | LOW 4 | UNKNOWN | MB | UNKNOWN | UNKNOWN |  |  | SYSTEM | 2014-10-29 | rajendrs |  | CONSOLIDATED | MESA | METRO EAST | 2155851 |  | 2215666 | A | N | N |  | -1 | I | 1950-01-01 |  | D |  | 53605725 | 53618061 |  |  |  | :08530 | 08530:08530 | main_exi_3_route_oh | CIRCUIT_BREAKER |  |  |  |  | -1.77 | 3 |  | 504449 |  | [MDSYS.SDO_GEOMETRY]
60912278 | 53607172 | EXISTING | SAN JUAN | 15800 | BRYAN | 5808 | D | NO | SCE | THREE | UNKNOWN | 12KV | LOW 3 | UNKNOWN | MB | UNKNOWN | UNKNOWN |  |  | SYSTEM | 2014-10-15 | simhadk |  | CONSOLIDATED | VILLA PARK | ORANGE | 2190758 | 1 | 2215480 | A | N | Y | 225 | -1 | I | 1979-06-01 |  | D |  | 53607182 | 53684354;53684355 |  |  |  | :15800 | 15800:15800 | main_exi_3_route_oh | CIRCUIT_BREAKER |  |  |  |  | 177.43 | 2.5 |  | 504449 |  | [MDSYS.SDO_GEOMETRY]
60912279 | 53612229 | EXISTING | SOLEDAD | 16630 | REPETTO | 5164 | D | NO | SCE | THREE | UNKNOWN | 16KV | LOW 5 | UNKNOWN | MB | UNKNOWN | UNKNOWN |  |  | SYSTEM | 2015-01-09 | simhadk |  | CONSOLIDATED | MESA | METRO EAST | 2189486 | 1 | 2219114 | S | N | N |  | -1 | I | 1950-12-01 |  | D |  | 53612239 | 53658789;53658790 |  |  |  | :16630 | 16630:16630 | main_exi_3_route_oh | CIRCUIT_BREAKER |  |  |  |  | -1.77 | 3 |  | 504449 |  | [MDSYS.SDO_GEOMETRY]
60912281 | 53622795 | EXISTING | ERIN | 6014 | MAYBERRY | 8089 | D | NO | SCE | THREE | UNKNOWN | 12KV | LOW 4 | UNKNOWN | MB | UNKNOWN | UNKNOWN |  |  | SYSTEM | 2017-12-12 | thompsma |  | 720A / 180A | VALLEY | SAN JACINTO | 2169081 | 2 | 2215898 | A | N | N |  | -1 | I | 1993-04-30 |  | D |  | 53622802 | 53747721 |  |  |  | :06014 | 06014:06014 | main_exi_3_route_oh | CIRCUIT_BREAKER |  |  |  |  | -1.83 | 3 |  | 504449 |  | [MDSYS.SDO_GEOMETRY]
60912282 | 53637750 | EXISTING | HOLLY | 8590 | ANITA | 5105 | D | NO | SCE | THREE | UNKNOWN | 4KV | LOW 14 | UNKNOWN | MB | UNKNOWN | UNKNOWN |  |  | SYSTEM | 2014-11-14 | kallurr |  | CONSOLIDATED | MESA | METRO EAST | 2178188 | 3 | 2218988 | S | N | Y | 135 | -1 | I | 1950-01-01 |  | D |  | 53637760 | 53647693 |  |  |  | :08590 | 08590:08590 | main_exi_3_route_oh | CIRCUIT_BREAKER |  |  |  |  | -1.78 | 3 |  | 504449 |  | [MDSYS.SDO_GEOMETRY]
60912283 | 53649038 | EXISTING | HOLLY VISTA | 8601 | DEL ROSA | 5670 | D | NO | SCE | THREE | UNKNOWN | 12KV | LOW 1 | UNKNOWN | MB | UNKNOWN | UNKNOWN |  |  | SYSTEM | 2017-09-20 | murilljl |  | CONSOLIDATED | VISTA | DESERT | 2178250 | 1 | 2219894 | A | N | Y | 219 | -1 | I | 1962-06-01 |  | D |  | 53649045 | 53709500 |  |  |  | :08601 | 08601:08601 | main_exi_3_route_oh | CIRCUIT_BREAKER |  |  |  |  | -1.81 | 3 |  | 504449 |  | [MDSYS.SDO_GEOMETRY]
60912284 | 53661362 | EXISTING | SOMBRERO | 16651 | CONCHO | 8017 | D | NO | SCE | THREE | UNKNOWN | 12KV | LOW 2 | UNKNOWN | MB | UNKNOWN | UNKNOWN |  |  | SYSTEM | 2014-04-21 | manthak |  | CONSOLIDATED | DEVERS | DESERT | 2184322 |  | 2215730 | A | N | N |  | -1 | I | 1985-05-01 |  | D |  | 53661369 | 53761212;53761213 |  |  |  | :16651 | 16651:16651 | main_exi_3_route_oh | CIRCUIT_BREAKER |  |  |  |  | -1.86 | 2 |  | 504449 |  | [MDSYS.SDO_GEOMETRY]
60912285 | 53662818 | EXISTING | TRENTON | 18120 | BEDFORD | 5245 | D | NO | SCE | THREE | UNKNOWN | 4KV | LOW 6 | UNKNOWN | MB | UNKNOWN | UNKNOWN |  |  | SYSTEM | 2015-04-28 | kallurr |  | CONSOLIDATED | EL NIDO | METRO WEST | 2190980 |  | 2214652 | A | N | Y |  | -1 | I | 1950-01-01 |  | D |  | 53662828 | 53688557 |  |  |  | :18120 | 18120:18120 | main_exi_3_route_oh | CIRCUIT_BREAKER |  |  |  |  | -1.76 | 3 |  | 504449 |  | [MDSYS.SDO_GEOMETRY]
60912286 | 53685406 | EXISTING | SAUNDERS | 15922 | IDYLLWILD | 8168 | D | NO | SCE | THREE | UNKNOWN | 12KV | LOW 4 | UNKNOWN | MB | UNKNOWN | UNKNOWN |  |  | SYSTEM | 2014-09-12 | punukos |  | CONSOLIDATED | VALLEY | SAN JACINTO | 2183311 |  | 2220652 | A | N | N |  | -1 | I | 1968-01-01 |  | D |  | 53685413 | 53775041;53775042 |  | 53752811 |  | :15922 | 15922:15922 | main_exi_3_route_oh | CIRCUIT_BREAKER |  |  |  |  | -1.84 | 3 |  | 504449 |  | [MDSYS.SDO_GEOMETRY]
60912287 | 53689059 | EXISTING | TREY | 18125 | GALLATIN | 5823 | D | NO | SCE | THREE | UNKNOWN | 12KV | LOW 6 | UNKNOWN | MB | UNKNOWN | UNKNOWN |  |  | SYSTEM | 2015-01-28 | simhadk |  | CONSOLIDATED | LIGHTHIPE | METRO WEST | 2188535 |  | 2213268 | A | N | Y | 248 | -1 | I | 1946-10-01 |  | D |  | 53689069 | 53798089;166560805;166560806 |  |  |  | :18125 | 18125:18125 | main_exi_3_route_oh | CIRCUIT_BREAKER |  |  |  |  | -1.77 | 3 |  | 504449 |  | [MDSYS.SDO_GEOMETRY]
60912293 | 53711895 | EXISTING | HOLSTEIN | 8610 | TIPPECANOE | 5637 | D | NO | SCE | THREE | UNKNOWN | 4KV | LOW 4 | UNKNOWN | MB | UNKNOWN | UNKNOWN |  |  | SYSTEM | 2014-03-20 | kallurr |  | CONSOLIDATED | VISTA | DESERT | 2178252 |  | 2215174 | A | N | Y |  | -1 | I | 1950-01-01 |  | D |  | 53711902 | 53723563;53723564 |  |  |  | :08610 | 08610:08610 | main_exi_3_route_oh | CIRCUIT_BREAKER |  |  |  |  | -1.81 | 3 |  | 504449 |  | [MDSYS.SDO_GEOMETRY]
60912294 | 53724291 | EXISTING | HOMBRE | 8617 | CONCHO | 8017 | D | NO | SCE | THREE | UNKNOWN | 12KV | LOW 4 | UNKNOWN | MB | UNKNOWN | UNKNOWN |  |  | SYSTEM | 2014-05-29 | bessar |  | CONSOLIDATED | DEVERS | DESERT | 2155853 |  | 2215730 | A | N | N |  | -1 | I | 1985-05-01 |  | D |  | 53724298 | 53789217 |  |  |  | :08617 | 08617:08617 | main_exi_3_route_oh | CIRCUIT_BREAKER |  |  |  |  | -1.86 | 2 |  | 504449 |  | [MDSYS.SDO_GEOMETRY]
60912598 | 56378959 | EXISTING | WALRUS | 18974 | SIGNAL HILL | 5753 | D | NO | SCE | THREE | UNKNOWN | 12KV | LOW 3 | UNKNOWN | MB | UNKNOWN | UNKNOWN |  |  | SYSTEM | 2014-12-17 | bodduvh |  | CONSOLIDATED | LIGHTHIPE | METRO WEST | 2190675 |  | 2215350 | S | N | Y | 106 | -1 | I | 1961-01-01 |  | D |  | 56378963 | 56432101;56432102 |  |  |  | :18974 | 18974:18974 | main_exi_3_route_oh | CIRCUIT_BREAKER |  |  |  |  | -1.77 | 3 |  | 504449 |  | [MDSYS.SDO_GEOMETRY]
60912599 | 56395627 | EXISTING | SUN | 17240 | STODDARD | 5632 | D | NO | SCE | THREE | UNKNOWN | 4KV | LOW 6 | UNKNOWN | MB | UNKNOWN | UNKNOWN |  |  | SYSTEM | 2014-03-18 | kallurr |  | CONSOLIDATED | VISTA | DESERT | 2189992 | 1 | 2215156 | S | N | Y | 116 | -1 | I | 1950-01-01 |  | D |  | 56395634 | 56396502 |  |  |  | :17240 | 17240:17240 | main_exi_3_route_oh | CIRCUIT_BREAKER |  |  |  |  | -1.81 | 3 |  | 504449 |  | [MDSYS.SDO_GEOMETRY]
60912600 | 56396659 | EXISTING | LANDERS | 17258 | NUGGET | 8156 | D | NO | SCE | THREE | UNKNOWN | 25KV | LOW 1 | UNKNOWN | MB | UNKNOWN | UNKNOWN |  |  | SYSTEM | 2014-03-25 | bodduvh |  | CONSOLIDATED | DEVERS | RURALS | 2186949 |  | 2215980 | A | N | Y |  | -1 | I | 1973-02-01 |  | D |  | 56396666 | 56623588;56623589 |  |  |  | :17258 | 17258:17258 | main_exi_3_route_oh | CIRCUIT_BREAKER |  |  |  |  | -1.85 | 5.5 |  | 504449 |  | [MDSYS.SDO_GEOMETRY]
60912601 | 56407908 | EXISTING | HELIUM | 8301 | NOLA | 5751 | D | NO | SCE | THREE | UNKNOWN | 16KV | LOW 2 | UNKNOWN | MB | UNKNOWN | UNKNOWN |  |  | SYSTEM | 2015-01-22 | bessar |  | CONSOLIDATED | LIGHTHIPE | METRO WEST | 2177498 |  | 2213126 | A | N | Y | 244 | -1 | I | 1984-06-01 |  | D |  | 56407918 | 56500741 |  |  |  | :08301 | 08301:08301 | main_exi_3_route_oh | CIRCUIT_BREAKER |  |  |  |  | -1.76 | 3 |  | 504449 |  | [MDSYS.SDO_GEOMETRY]
60912602 | 56413255 | EXISTING | KAUFFMAN | 9480 | ANITA | 5105 | D | NO | SCE | THREE | UNKNOWN | 4KV | LOW 12 | UNKNOWN | MB | UNKNOWN | UNKNOWN |  |  | SYSTEM | 2014-10-31 | attadas |  | CONSOLIDATED | MESA | METRO EAST | 2162962 | 3 | 2218988 | S | N | Y | 135 | -1 | I | 1950-01-01 |  | D |  | 56413265 | 56419484 |  |  |  | :09480 | 09480:09480 | main_exi_3_route_oh | CIRCUIT_BREAKER |  |  |  |  | -1.78 | 3 |  | 504449 |  | [MDSYS.SDO_GEOMETRY]
60912603 | 56417515 | EXISTING | SKYPARK | 16482 | FAIRVIEW | 5821 | D | NO | SCE | THREE | UNKNOWN | 12KV | LOW 8 | UNKNOWN | MB | UNKNOWN | UNKNOWN |  |  | SYSTEM | 2014-10-27 | aminencn |  | CONSOLIDATED | ELLIS | ORANGE | 2184229 | 2 | 2220170 | A | N | N |  | -1 | I | 1980-04-01 |  | D |  | 56417525 | 56485758;56485759 |  |  |  | :16482 | 16482:16482 | main_exi_3_route_oh | CIRCUIT_BREAKER |  |  |  |  | -1.78 | 3 |  | 504449 |  | [MDSYS.SDO_GEOMETRY]
60912604 | 56419716 | EXISTING | KAY | 9490 | ALHAMBRA | 5101 | D | NO | SCE | THREE | UNKNOWN | 16KV | LOW 7 | UNKNOWN | MB | UNKNOWN | UNKNOWN |  |  | SYSTEM | 2014-12-15 | rajendrs |  | CONSOLIDATED | MESA | METRO EAST | 2162963 | 1 | 2218972 | M | Y | Y | 246 | -1 | I | 1950-01-01 |  | D |  | 56419726 | 56453787;56453788 |  |  |  | :09490 | 09490:09490 | main_exi_3_route_oh | CIRCUIT_BREAKER |  |  |  |  | -1.77 | 3 |  | 504449 |  | [MDSYS.SDO_GEOMETRY]
60912605 | 56426209 | EXISTING | GARZA | 7000 | LA PALMA | 5873 | D | NO | SCE | THREE | UNKNOWN | 12KV | LOW 7 | UNKNOWN | MB | UNKNOWN | UNKNOWN |  |  | SYSTEM | 2014-08-16 | aminencn |  | CONSOLIDATED | VILLA PARK | ORANGE | 2152734 |  | 2215636 | A | N | N |  | -1 | I | 1950-01-01 |  | D |  | 56426219 | 56477393;56477394 |  |  |  | :07000 | 07000:07000 | main_exi_3_route_oh | CIRCUIT_BREAKER |  |  |  |  | 0.39 | 3 |  | 504449 |  | [MDSYS.SDO_GEOMETRY]
60912606 | 56433369 | EXISTING | WALTER | 18976 | STEWART | 5852 | D | NO | SCE | THREE | UNKNOWN | 12KV | LOW 6 | UNKNOWN | MB | UNKNOWN | UNKNOWN |  |  | SYSTEM | 2018-01-11 | beealdb |  | CONSOLIDATED | LIGHTHIPE | METRO WEST | 2190676 |  | 2217904 | A | N | Y | 224 | -1 | I | 1950-01-01 |  | D |  | 56433379 | 56547825 |  |  |  | :18976 | 18976:18976 | main_exi_3_route_oh | CIRCUIT_BREAKER |  |  |  |  | 179.55 | 3 |  | 504449 |  | [MDSYS.SDO_GEOMETRY]
60912607 | 56456225 | EXISTING | KEIM | 9539 | GARVEY | 5122 | D | NO | SCE | THREE | UNKNOWN | 4KV | LOW 4 | UNKNOWN | MB | UNKNOWN | UNKNOWN |  |  | SYSTEM | 2014-10-29 | attadas |  | CONSOLIDATED | MESA | METRO EAST | 2166315 | 2 | 2219024 | A | N | Y | 232 | -1 | I | 1950-01-01 |  | D |  | 56456235 | 56472532;56472533 |  |  |  | :09539 | 09539:09539 | main_exi_3_route_oh | CIRCUIT_BREAKER |  |  |  |  | -1.77 | 3 |  | 504449 |  | [MDSYS.SDO_GEOMETRY]
60912609 | 56473392 | EXISTING | KEITH | 9540 | WESTGATE | 5888 | D | NO | SCE | THREE | UNKNOWN | 4KV | LOW 1 | UNKNOWN | MB | UNKNOWN | UNKNOWN |  |  | SYSTEM | 2015-01-07 | kallurr |  | CONSOLIDATED | MESA | METRO EAST | 2169652 |  | 2215666 | A | N | N |  | -1 | I | 1950-01-01 |  | D |  | 56473402 | 56496976 |  |  |  | :09540 | 09540:09540 | main_exi_3_route_oh | CIRCUIT_BREAKER |  |  |  |  | -1.77 | 3 |  | 504449 |  | [MDSYS.SDO_GEOMETRY]
60912613 | 56478142 | EXISTING | GAMMA | 7020 | TELEGRAPH | 5892 | D | NO | SCE | THREE | UNKNOWN | 12KV | LOW 4 | UNKNOWN | MB | UNKNOWN | UNKNOWN |  |  | SYSTEM | 2018-01-08 | thompsma |  | CONSOLIDATED | VILLA PARK | ORANGE | 2161192 | 2 | 2213396 | S | N | N |  | -1 | I | 1960-06-01 |  | D |  | 56478149 | 56610306 |  |  |  | :07020 | 07020:07020 | main_exi_3_route_oh | CIRCUIT_BREAKER |  |  |  |  | -1.78 | 3 |  | 504449 |  | [MDSYS.SDO_GEOMETRY]
60912614 | 56486576 | EXISTING | SKIFF | 16485 | BOLSA | 5807 | D | NO | SCE | THREE | UNKNOWN | 12KV | LOW 6 | UNKNOWN | MB | UNKNOWN | UNKNOWN |  |  | SYSTEM | 2016-04-14 | bradlem |  | CONSOLIDATED | VILLA PARK | ORANGE | 2184230 |  | 2213224 | A | N | Y | 201 | -1 | I | 1963-12-01 |  | D |  | 56486583 | 56590331;56590332 |  |  |  | :16485 | 16485:16485 | main_exi_3_route_oh | CIRCUIT_BREAKER |  |  |  |  | -1.77 | 3 |  | 504449 |  | [MDSYS.SDO_GEOMETRY]
60912615 | 56498415 | EXISTING | KENBO | 9570 | REPETTO | 5164 | D | NO | SCE | THREE | UNKNOWN | 4KV | LOW 12 | UNKNOWN | MB | UNKNOWN | UNKNOWN |  |  | SYSTEM | 2014-11-05 | bodduvh |  | CONSOLIDATED | MESA | METRO EAST | 2166480 |  | 2216782 | S | N | Y | 115 | -1 | I | 1957-12-01 |  | D |  | 56498425 | 56519504;56519505 |  |  |  | :09570 | 09570:09570 | main_exi_3_route_oh | CIRCUIT_BREAKER |  |  |  |  | -1.77 | 3 |  | 504449 |  | [MDSYS.SDO_GEOMETRY]
60911671 | 48528978 | EXISTING | CORTESE | 4117 | MORRO | 5836 | D | NO | SCE | THREE | UNKNOWN | 12KV | LOW 4 | UNKNOWN | MB | UNKNOWN | UNKNOWN |  |  | SYSTEM | 2014-08-18 | simhadk |  | CONSOLIDATED | ELLIS | ORANGE | 2148846 |  | 2213296 | A | Y | N |  | -1 | I | 1963-12-01 |  | D |  | 48528988 | 48557043;48557044 |  |  |  | :04117 | 04117:04117 | main_exi_3_route_oh | CIRCUIT_BREAKER |  |  |  |  | 18.62 | 3 |  | 504449 |  | [MDSYS.SDO_GEOMETRY]
60911672 | 48531962 | EXISTING | SANDERS | 15740 | UPLAND | 5635 | D | NO | SCE | THREE | UNKNOWN | 4KV | LOW 12 | UNKNOWN | MB | UNKNOWN | UNKNOWN |  |  | SYSTEM | 2014-06-11 | simhadk |  | CONSOLIDATED | MIRA LOMA | METRO EAST | 2183243 | 2 | 2215168 | S | N | Y | 140 | -1 | I | 1950-01-01 |  | D |  | 48531972 | 48548651 |  |  |  | :15740 | 15740:15740 | main_exi_3_route_oh | CIRCUIT_BREAKER |  |  |  |  | -1.79 | 3 |  | 504449 |  | [MDSYS.SDO_GEOMETRY]
60911673 | 48544690 | EXISTING | FLAME | 6501 | FIREHOUSE | 5618 | D | NO | SCE | THREE | UNKNOWN | 12KV | LOW 4 | UNKNOWN | MB | UNKNOWN | UNKNOWN |  |  | SYSTEM | 2014-06-11 | bodduvh |  | CONSOLIDATED | MIRA LOMA | METRO EAST | 2158261 |  | 2215118 | A | Y | N |  | -1 | I | 2001-06-12 |  | D |  | 48544697 | 48569311 |  |  |  | :06501 | 06501:06501 | main_exi_3_route_oh | CIRCUIT_BREAKER |  |  |  |  | -1.79 | 2 |  | 504449 |  | [MDSYS.SDO_GEOMETRY]
60911674 | 48549138 | EXISTING | SANDY | 15760 | BASSETT | 5184 | D | NO | SCE | THREE | UNKNOWN | 12KV | LOW 10 | UNKNOWN | MB | UNKNOWN | UNKNOWN |  |  | SYSTEM | 2014-05-31 | manthak |  | CONSOLIDATED | MIRA LOMA | METRO EAST | 2190753 | 1 | 2216816 | S | N | Y | 130 | -1 | I | 1959-05-01 |  | D |  | 48549145 | 48691506;48691507 |  |  |  | :15760 | 15760:15760 | main_exi_3_route_oh | CIRCUIT_BREAKER |  |  |  |  | -1.78 | 3 |  | 504449 |  | [MDSYS.SDO_GEOMETRY]
60911675 | 48557120 | EXISTING | COUGAR | 4166 | LAMPSON | 5870 | D | NO | SCE | THREE | UNKNOWN | 12KV | LOW 2 | UNKNOWN | MB | UNKNOWN | UNKNOWN |  |  | SYSTEM | 2014-10-06 | simhadk |  | CONSOLIDATED | VILLA PARK | ORANGE | 2149020 |  | 2213356 | A | N | Y | 203 | -1 | I | 1984-06-01 |  | D |  | 48557130 | 48586807 |  |  |  | :04166 | 04166:04166 | main_exi_3_route_oh | CIRCUIT_BREAKER |  |  |  |  | 0.39 | 2 |  | 504449 |  | [MDSYS.SDO_GEOMETRY]
60911676 | 48560890 | EXISTING | FIDLER | 6365 | HEDDA | 5784 | D | NO | SCE | THREE | UNKNOWN | 4KV | LOW 1 | UNKNOWN | MB | UNKNOWN | UNKNOWN |  |  | SYSTEM | 2017-12-22 | maxwelbw |  | CONSOLIDATED | LIGHTHIPE | METRO WEST | 2158062 |  | 2213184 | A | N | Y | 214 | -1 | I | 1962-07-01 |  | D |  | 48560897 | 48597976 |  |  |  | :06365 | 06365:06365 | main_exi_3_route_oh | CIRCUIT_BREAKER |  |  |  |  | -1.77 | 2 |  | 504449 |  | [MDSYS.SDO_GEOMETRY]
60911677 | 48574870 | EXISTING | FLATCAR | 6509 | BLOOMINGTON | 5620 | D | NO | SCE | THREE | UNKNOWN | 12KV | LOW 2 | UNKNOWN | MB | UNKNOWN | UNKNOWN |  |  | SYSTEM | 2014-04-27 | punukos |  | CONSOLIDATED | VISTA | DESERT | 2152045 |  | 2217458 | S | N | Y | 207 | -1 | I | 1974-07-01 |  | D |  | 48574880 | 48636855;48636856 |  |  |  | :06509 | 06509:06509 | main_exi_3_route_oh | CIRCUIT_BREAKER |  |  |  |  | -1.8 | 3 |  | 504449 |  | [MDSYS.SDO_GEOMETRY]
60911678 | 48586967 | EXISTING | COURSE | 4205 | PLACENTIA | 5889 | D | NO | SCE | THREE | UNKNOWN | 12KV | LOW 6 | UNKNOWN | MB | UNKNOWN | UNKNOWN |  |  | SYSTEM | 2014-08-11 | kallurr |  | CONSOLIDATED | VILLA PARK | ORANGE | 2143778 | 2 | 2220310 | A | N | Y | 228 | -1 | I | 1981-05-01 |  | D |  | 48586977 | 48624546;48624547 |  |  |  | :04205 | 04205:04205 | main_exi_3_route_oh | CIRCUIT_BREAKER |  |  |  |  | 0.38 | 2 |  | 504449 |  | [MDSYS.SDO_GEOMETRY]
60911679 | 48625229 | EXISTING | CRIBBAGE | 4376 | JOHANNA | 5085 | D | NO | SCE | THREE | UNKNOWN | 12KV | LOW 14 | UNKNOWN | MB | UNKNOWN | UNKNOWN |  |  | SYSTEM | 2014-10-07 | bodduvh |  | CONSOLIDATED | ELLIS | ORANGE | 2143926 |  | 2216608 | A | N | N |  | -1 | I | 1986-07-01 |  | D |  | 48625239 | 48677358;48677359 |  |  |  | :04376 | 04376:04376 | main_exi_3_route_oh | CIRCUIT_BREAKER |  |  |  |  | 0.38 | 2 |  | 504449 |  | [MDSYS.SDO_GEOMETRY]
60911680 | 48632820 | EXISTING | FILLY | 6427 | INGLEWOOD | 5211 | D | NO | SCE | THREE | UNKNOWN | 16KV | LOW 2 | UNKNOWN | MB | UNKNOWN | UNKNOWN |  |  | SYSTEM | 2017-09-21 | beealdb |  |  | EL NIDO | METRO WEST | 2158066 |  | 2214556 | S | Y | N |  | -1 | I | 1965-01-01 |  | D |  | 48632830 | 48697931 |  |  |  | :06427 | 06427:06427 | main_exi_3_route_oh | CIRCUIT_BREAKER |  |  |  |  | -1.76 | 3 |  | 504449 |  | [MDSYS.SDO_GEOMETRY]
60911686 | 48645753 | EXISTING | POLLARD | 14290 | FAIRVIEW | 5821 | D | NO | SCE | THREE | UNKNOWN | 12KV | LOW 7 | UNKNOWN | MB | UNKNOWN | UNKNOWN |  |  | SYSTEM | 2014-11-24 | attadas |  | CONSOLIDATED | ELLIS | ORANGE | 2190412 | 1 | 2220170 | A | N | N |  | -1 | I | 1950-01-01 |  | D |  | 48645763 | 48688966;48688967 |  |  |  | :14290 | 14290:14290 | main_exi_3_route_oh | CIRCUIT_BREAKER |  |  |  |  | 0.39 | 2 |  | 504449 |  | [MDSYS.SDO_GEOMETRY]
60911687 | 48647359 | EXISTING | FLEETWOOD | 6517 | WEST RIVERSIDE | 8265 | D | NO | SCE | THREE | UNKNOWN | 12KV | LOW 1 | UNKNOWN | MB | UNKNOWN | UNKNOWN |  |  | SYSTEM | 2014-05-06 | manthak |  | CONSOLIDATED | VISTA | DESERT | 2158262 |  | 2213806 | A | N | N |  | -1 | I | 2003-05-16 |  | D |  | 48647366 | 48681334;48681335 |  |  |  | :06517 | 06517:06517 | main_exi_3_route_oh | CIRCUIT_BREAKER |  |  |  |  | -1.81 | 2 |  | 504449 |  | [MDSYS.SDO_GEOMETRY]
60911688 | 48677507 | EXISTING | CRONIN | 4400 | HAMILTON | 5825 | D | NO | SCE | THREE | UNKNOWN | 12KV | LOW 1 | UNKNOWN | MB | UNKNOWN | UNKNOWN |  |  | SYSTEM | 2015-01-08 | bessar |  | CONSOLIDATED | ELLIS | ORANGE | 2144090 | 1 | 2217848 | S | N | Y | 140 | -1 | I | 1950-01-01 |  | D |  |  | 48833002;48833003 |  |  |  | :04400 | 04400:04400 | main_exi_3_route_oh | CIRCUIT_BREAKER |  |  |  |  | -1.77 | 3 |  | 504449 |  | [MDSYS.SDO_GEOMETRY]
60911689 | 48683121 | EXISTING | FLIGHT | 6537 | EISENHOWER | 8098 | D | NO | SCE | THREE | UNKNOWN | 12KV | LOW 5 | UNKNOWN | MB | UNKNOWN | UNKNOWN |  |  | SYSTEM | 2014-04-26 | aminencn |  | CONSOLIDATED | DEVERS | DESERT | 2171494 |  | 2213648 | A | N | Y | 250 | -1 | I | 1975-07-01 |  | D |  | 48683128 | 48720123 |  |  |  | :06537 | 06537:06537 | main_exi_3_route_oh | CIRCUIT_BREAKER |  |  |  |  | -1.85 | 3 |  | 504449 |  | [MDSYS.SDO_GEOMETRY]
60911985 | 51248036 | EXISTING | GRAZIDE | 7565 | WALNUT | 5014 | D | NO | SCE | THREE | UNKNOWN | 12KV | LOW 18 | UNKNOWN | MB | UNKNOWN | UNKNOWN |  |  | SYSTEM | 2014-06-12 | bodduvh |  | CONSOLIDATED | MIRA LOMA | METRO EAST | 2153100 | 5 | 2218564 | M | N | Y | 121 | -1 | I | 1966-08-01 |  | D |  | 51248046 | 51305820 |  |  |  | :07565 | 07565:07565 | main_exi_3_route_oh | CIRCUIT_BREAKER |  |  |  |  | -1.78 | 3 |  | 504449 |  | [MDSYS.SDO_GEOMETRY]
60911986 | 51266807 | EXISTING | SHAKE | 16244 | ARROWHEAD | 8094 | D | NO | SCE | THREE | UNKNOWN | 33KV | LOW 2 | UNKNOWN | MB | UNKNOWN | UNKNOWN |  |  | SYSTEM | 2015-02-19 | murilljl |  | CONSOLIDATED | VISTA | RURALS | 2183694 |  | 2215906 | A | N | N |  | -1 | I | 1973-03-01 |  | D |  | 51266817 | 51267030;51267031 |  |  |  | :16244 | 16244:16244 | main_exi_3_route_oh | CIRCUIT_BREAKER |  |  |  |  | -1.81 | 2 |  | 504449 |  | [MDSYS.SDO_GEOMETRY]
60911987 | 51268907 | EXISTING | SHAMROCK | 16250 | MONROVIA | 5134 | D | NO | SCE | THREE | UNKNOWN | 4KV | LOW 4 | UNKNOWN | MB | UNKNOWN | UNKNOWN |  |  | SYSTEM | 2014-12-15 | bessar |  | CONSOLIDATED | MESA | METRO EAST | 2183695 | 2 | 2216734 | A | N | Y |  | -1 | I | 1950-01-01 |  | D |  | 51268917 | 51299693;51299694 |  | 51298183 |  | :16250 | 16250:16250 | main_exi_3_route_oh | CIRCUIT_BREAKER |  |  |  |  | -1.78 | 3 |  | 504449 |  | [MDSYS.SDO_GEOMETRY]
60911988 | 51270441 | EXISTING | GIRDER | 7268 | BRIDGE | 5257 | D | NO | SCE | THREE | UNKNOWN | 4KV | LOW 2 | UNKNOWN | MB | UNKNOWN | UNKNOWN |  |  | SYSTEM | 2017-12-22 | maxwelbw |  | CONSOLIDATED | EL NIDO | METRO WEST | 2156938 | 2 | 2212394 | A | N | Y | 229 | -1 | I | 1960-11-01 |  | D |  | 51270451 | 52262903 |  |  |  | :07268 | 07268:07268 | main_exi_3_route_oh | CIRCUIT_BREAKER |  |  |  |  | -1.76 | 3 |  | 504449 |  | [MDSYS.SDO_GEOMETRY]
60911994 | 51281153 | EXISTING | RECHE | 14752 | MAXWELL | 8019 | D | NO | SCE | THREE | UNKNOWN | 12KV | LOW 10 | UNKNOWN | MB | UNKNOWN | UNKNOWN |  |  | SYSTEM | 2014-09-01 | simhadk |  | CONSOLIDATED | VALLEY | SAN JACINTO | 2190541 | 1 | 2218074 | A | N | Y | 246 | -1 | I | 1981-07-01 |  | D |  | 51281163 | 51304136;94530630 |  |  |  | :14752 | 14752:14752 | main_exi_3_route_oh | CIRCUIT_BREAKER |  |  |  |  | -1.81 | 3 |  | 504449 |  | [MDSYS.SDO_GEOMETRY]
60911995 | 51304458 | EXISTING | REDHILL | 14790 | FAIRVIEW | 5821 | D | NO | SCE | THREE | UNKNOWN | 12KV | LOW 13 | UNKNOWN | MB | UNKNOWN | UNKNOWN |  |  | SYSTEM | 2015-02-18 | lantzmk |  | CONSOLIDATED | ELLIS | ORANGE | 2180275 | 2 | 2220170 | S | N | N |  | -1 | I | 1950-01-01 |  | D |  | 51304465 | 51363046;51363047 |  |  |  | :14790 | 14790:14790 | main_exi_3_route_oh | CIRCUIT_BREAKER |  |  |  |  | 0.39 | 2 |  | 504449 |  | [MDSYS.SDO_GEOMETRY]
60911996 | 51307945 | EXISTING | GREEN BEAR | 7580 | GREEN BEAR P.T. | 7311 | A | NO | SCE | THREE | UNKNOWN | 2.4KV | LOW 1 | UNKNOWN | MB | UNKNOWN | UNKNOWN |  |  | SYSTEM | 2014-03-14 | kallurr |  | CONSOLIDATED | VISTA | RURALS | 2175764 |  | 2124560 | A | N | Y | 230 | -1 | I | 1950-01-01 |  | D |  | 51307949 | 51320123;51320124 |  | 51318921 |  | :07580 | 07580:07580 | main_exi_3_route_oh | CIRCUIT_BREAKER |  |  |  |  | -1.82 | 3 |  | 504449 |  | [MDSYS.SDO_GEOMETRY]
60911997 | 51315531 | EXISTING | SWEETZER | 17410 | FAIRFAX | 5208 | D | NO | SCE | THREE | UNKNOWN | 4KV | LOW 13 | UNKNOWN | MB | UNKNOWN | UNKNOWN |  |  | SYSTEM | 2015-03-31 | amathis |  | CONSOLIDATED | MESA | METRO WEST | 2190948 | 3 | 2214542 | S | N | Y | 138 | -1 | I | 1950-01-01 |  | D |  | 51315541 | 51317245 |  |  |  | :17410 | 17410:17410 | main_exi_3_route_oh | CIRCUIT_BREAKER |  |  |  |  | -1.76 | 3 |  | 504449 |  | [MDSYS.SDO_GEOMETRY]
60911998 | 51317381 | EXISTING | TAFT | 17471 | COLORADO | 5242 | D | NO | SCE | THREE | UNKNOWN | 16KV | LOW 2 | UNKNOWN | MB | UNKNOWN | UNKNOWN |  |  | SYSTEM | 2015-05-04 | kallurr |  | CONSOLIDATED | EL NIDO | METRO WEST | 2184886 |  | 2214646 | S | N | Y | 131 | -1 | I | 1962-09-01 |  | D |  | 51317391 | 51391118 |  |  |  | :17471 | 17471:17471 | main_exi_3_route_oh | CIRCUIT_BREAKER |  |  |  |  | -1.76 | 3 |  | 504449 |  | [MDSYS.SDO_GEOMETRY]
60911999 | 51321388 | EXISTING | GREGG | 7630 | ANITA | 5105 | D | NO | SCE | THREE | UNKNOWN | 16KV | LOW 4 | UNKNOWN | MB | UNKNOWN | UNKNOWN |  |  | SYSTEM | 2018-01-02 | murilljl |  | CONSOLIDATED | MESA | METRO EAST | 2175767 | 1 | 2216680 | S | N | Y | 103 | -1 | I | 1950-01-01 |  | D |  | 51321398 | 51373797 |  |  |  | :07630 | 07630:07630 | main_exi_3_route_oh | CIRCUIT_BREAKER |  |  |  |  | -1.78 | 3 |  | 504449 |  | [MDSYS.SDO_GEOMETRY]
60912000 | 51322467 | EXISTING | SHASTA | 16281 | TENNESSEE | 5628 | D | NO | SCE | THREE | UNKNOWN | 12KV | LOW 2 | UNKNOWN | MB | UNKNOWN | UNKNOWN |  |  | SYSTEM | 2014-04-10 | attiliv |  | CONSOLIDATED | VISTA | DESERT | 2190802 |  | 2219824 | A | N | Y | 232 | -1 | I | 1967-05-01 |  | D |  | 51322474 | 51399220;51399221 |  | 51378465 |  | :16281 | 16281:16281 | main_exi_3_route_oh | CIRCUIT_BREAKER |  |  |  |  | -1.82 | 3 |  | 504449 |  | [MDSYS.SDO_GEOMETRY]
60912001 | 51363939 | EXISTING | REFEREE | 14836 | STADLER | 8005 | D | NO | SCE | THREE | UNKNOWN | 12KV | LOW 11 | UNKNOWN | MB | UNKNOWN | UNKNOWN |  |  | SYSTEM | 2014-09-02 | punukos |  | CONSOLIDATED | VALLEY | SAN JACINTO | 2183013 | 1 | 2215704 | A | N | N |  | -1 | I | 1990-04-14 |  | D |  | 51363949 | 51477274;51477275 |  |  |  | :14836 | 14836:14836 | main_exi_3_route_oh | CIRCUIT_BREAKER |  |  |  |  | -1.81 | 2 |  | 504449 |  | [MDSYS.SDO_GEOMETRY]
60912002 | 51375035 | EXISTING | GRENADE | 7637 | EISENHOWER | 8098 | D | NO | SCE | THREE | UNKNOWN | 12KV | LOW 8 | UNKNOWN | MB | UNKNOWN | UNKNOWN |  |  | SYSTEM | 2014-05-08 | manthak |  | CONSOLIDATED | DEVERS | DESERT | 2175969 |  | 2213648 | A | N | Y | 250 | -1 | I | 1986-04-01 |  | D |  | 51375042 | 51421380 |  |  |  | :07637 | 07637:07637 | main_exi_3_route_oh | CIRCUIT_BREAKER |  |  |  |  | -1.85 | 3 |  | 504449 |  | [MDSYS.SDO_GEOMETRY]
60912003 | 51391419 | EXISTING | TALENT | 17492 | PERRY | 5225 | D | NO | SCE | THREE | UNKNOWN | 4KV | LOW 5 | UNKNOWN | MB | UNKNOWN | UNKNOWN |  |  | SYSTEM | 2015-03-31 | attadas |  | CONSOLIDATED | EL NIDO | METRO WEST | 2190075 |  | 2216918 | A | Y | N |  | -1 | I | 1971-01-01 |  | D |  | 51391429 | 51430256;51430257 |  |  |  | :17492 | 17492:17492 | main_exi_3_route_oh | CIRCUIT_BREAKER |  |  |  |  | -1.76 | 3 |  | 504449 |  | [MDSYS.SDO_GEOMETRY]
60912295 | 53762618 | EXISTING | SOUTHRIDGE | 16705 | SOUTHRIDGE P.T. | 7762 | A | NO | SCE | THREE | UNKNOWN | 4KV | LOW 1 | UNKNOWN | MB | UNKNOWN | UNKNOWN |  |  | SYSTEM | 2014-04-16 | kallurr |  | CONSOLIDATED | DEVERS | DESERT | 2185979 |  | 2126056 | A | N | N |  | -1 | I | 1950-01-01 |  | D |  | 53762625 | 53778584;53778585 |  |  |  | :16705 | 16705:16705 | main_exi_3_route_oh | CIRCUIT_BREAKER |  |  |  |  | -1.85 | 2 |  | 504449 |  | [MDSYS.SDO_GEOMETRY]
60912296 | 53770423 | EXISTING | ESSEX | 6055 | VERA | 5801 | D | NO | SCE | THREE | UNKNOWN | 12KV | LOW 7 | UNKNOWN | MB | UNKNOWN | UNKNOWN |  |  | SYSTEM | 2014-11-19 | simhadk |  | CONSOLIDATED | ELLIS | ORANGE | 2157668 |  | 2217782 | A | Y | N |  | -1 | I | 1963-10-01 |  | D |  | 53770430 | 53852978;53852979;53852980 |  |  |  | :06055 | 06055:06055 | main_exi_3_route_oh | CIRCUIT_BREAKER |  |  |  |  | 0.39 | 2 |  | 504449 |  | [MDSYS.SDO_GEOMETRY]
60912297 | 53777518 | EXISTING | SAVI | 15940 | CANYON | 5890 | D | NO | SCE | THREE | UNKNOWN | 12KV | LOW 3 | UNKNOWN | MB | UNKNOWN | UNKNOWN |  |  | SYSTEM | 2014-09-12 | merugusn |  | CONSOLIDATED | VILLA PARK | ORANGE | 2190767 |  | 2220314 | A | N | N |  | -1 | I | 1996-06-06 |  | D |  | 53777528 | 53849423;53849424 |  |  |  | :15940 | 15940:15940 | main_exi_3_route_oh | CIRCUIT_BREAKER |  |  |  |  | -1.79 | 2 |  | 504449 |  | [MDSYS.SDO_GEOMETRY]
60912298 | 53779609 | EXISTING | SPA | 16716 | THORNHILL | 8004 | D | NO | SCE | THREE | UNKNOWN | 12KV | LOW 1 | UNKNOWN | MB | UNKNOWN | UNKNOWN |  |  | SYSTEM | 2017-10-30 | krumwimg |  | CONSOLIDATED | DEVERS | DESERT | 2185980 |  | 2220356 | A | N | N |  | -1 | I | 1970-05-01 |  | D |  | 53779616 | 53865128 |  |  |  | :16716 | 16716:16716 | main_exi_3_route_oh | CIRCUIT_BREAKER |  |  |  |  | -1.85 | 3 |  | 504449 |  | [MDSYS.SDO_GEOMETRY]
60912304 | 53790922 | EXISTING | HONEYWELL | 8662 | BRADBURY | 5171 | D | NO | SCE | THREE | UNKNOWN | 16KV | LOW 4 | UNKNOWN | MB | UNKNOWN | UNKNOWN |  |  | SYSTEM | 2014-11-11 | bessar |  | CONSOLIDATED | MESA | METRO EAST | 2167611 | 1 | 2219128 | A | N | N |  | -1 | I | 1960-04-01 |  | D |  | 53790929 | 53875873 |  |  |  | :08662 | 08662:08662 | main_exi_3_route_oh | CIRCUIT_BREAKER |  |  |  |  | -1.78 | 3 |  | 504449 |  | [MDSYS.SDO_GEOMETRY]
60912305 | 53832513 | EXISTING | TRIANGLE | 18128 | BEVERLY | 5201 | D | NO | SCE | THREE | UNKNOWN | 4KV | LOW 23 | UNKNOWN | MB | UNKNOWN | UNKNOWN |  |  | SYSTEM | 2015-04-03 | kallurr |  | CONSOLIDATED | MESA | METRO WEST | 2189249 | 2 | 2219196 | A | N | Y | 228 | -1 | I | 1967-12-01 |  | D |  | 53832523 | 53833805 |  |  |  | :18128 | 18128:18128 | main_exi_3_route_oh | CIRCUIT_BREAKER |  |  |  |  | -1.76 | 3 |  | 504449 |  | [MDSYS.SDO_GEOMETRY]
60912306 | 53854099 | EXISTING | EURO | 6112 | SANTIAGO | 5088 | D | NO | SCE | THREE | UNKNOWN | 12KV | LOW 28 | UNKNOWN | MB | UNKNOWN | UNKNOWN |  |  | SYSTEM | 2014-09-29 | bessar |  | CONSOLIDATED | ELLIS | ORANGE | 2150953 | 8 | 2211986 | S | N | N |  | -1 | I | 2003-05-09 |  | D |  | 53854106 | 53933577;53933578 |  |  |  | :06112 | 06112:06112 | main_exi_3_route_oh | CIRCUIT_BREAKER |  |  |  |  | -1.78 | 2 |  | 504449 |  | [MDSYS.SDO_GEOMETRY]
60912307 | 53861109 | EXISTING | SAXOPHONE | 15971 | NIGUEL | 5896 | D | NO | SCE | THREE | UNKNOWN | 12KV | LOW 8 | UNKNOWN | MB | UNKNOWN | UNKNOWN |  |  | SYSTEM | 2018-01-02 | thompsma |  | CONSOLIDATED | ELLIS | ORANGE | 2183313 |  | 2215686 | A | N | N |  | -1 | I | 2001-09-14 |  | D |  | 53861116 | 53900792 |  |  |  | :15971 | 15971:15971 | main_exi_3_route_oh | CIRCUIT_BREAKER |  |  |  |  | -1.79 | 2 |  | 504449 |  | [MDSYS.SDO_GEOMETRY]
60912313 | 53866426 | EXISTING | SPADRA | 16720 | GANESHA | 5617 | D | NO | SCE | THREE | UNKNOWN | 12KV | LOW 7 | UNKNOWN | MB | UNKNOWN | UNKNOWN |  |  | SYSTEM | 2014-07-30 | merugusn |  | CONSOLIDATED | MIRA LOMA | METRO EAST | 2184324 | 2 | 2212890 | S | Y | N |  | -1 | I | 1950-01-01 |  | D |  | 53866436 | 53925360 |  |  |  | :16720 | 16720:16720 | main_exi_3_route_oh | CIRCUIT_BREAKER |  |  |  |  | -1.79 | 3 |  | 504449 |  | [MDSYS.SDO_GEOMETRY]
60912314 | 53868395 | EXISTING | TRIBUNE | 18130 | STATE STREET | 5755 | D | NO | SCE | THREE | UNKNOWN | 12KV | LOW 3 | UNKNOWN | MB | UNKNOWN | UNKNOWN |  |  | SYSTEM | 2015-03-12 | punukos |  | CONSOLIDATED | LIGHTHIPE | METRO WEST | 2189250 |  | 2220040 | M | Y | N |  | -1 | I | 1950-01-01 |  | D |  | 53868405 | 53872275;53872276 |  |  |  | :18130 | 18130:18130 | main_exi_3_route_oh | CIRCUIT_BREAKER |  |  |  |  | -1.76 | 3 |  | 504449 |  | [MDSYS.SDO_GEOMETRY]
60912315 | 53883427 | EXISTING | HONOR | 8664 | ROSEMEAD | 5141 | D | NO | SCE | THREE | UNKNOWN | 16KV | LOW 3 | UNKNOWN | MB | UNKNOWN | UNKNOWN |  |  | SYSTEM | 2015-02-20 | bondigc |  | CONSOLIDATED | MESA | METRO EAST | 2167612 | 2 | 2214424 | A | N | Y | 249 | -1 | I | 1990-02-01 |  | D |  | 53883437 | 53931019 |  |  |  | :08664 | 08664:08664 | main_exi_3_route_oh | CIRCUIT_BREAKER |  |  |  |  | -1.77 | 3 |  | 504449 |  | [MDSYS.SDO_GEOMETRY]
60912316 | 53901445 | EXISTING | SCARLET | 15973 | ORANGE | 5843 | D | NO | SCE | THREE | UNKNOWN | 12KV | LOW 1 | UNKNOWN | MB | UNKNOWN | UNKNOWN |  |  | SYSTEM | 2014-12-05 | merugusn |  | CONSOLIDATED | VILLA PARK | ORANGE | 2183314 | 2 | 2220224 | A | N | Y | 250 | -1 | I | 1966-11-01 |  | D |  | 53901452 | 53923517;157902311 |  |  |  | :15973 | 15973:15973 | main_exi_3_route_oh | CIRCUIT_BREAKER |  |  |  |  | 0.38 | 2 |  | 504449 |  | [MDSYS.SDO_GEOMETRY]
60912317 | 53923701 | EXISTING | SCALP | 15975 | GAVILAN | 8219 | D | NO | SCE | THREE | UNKNOWN | 12KV | LOW 4 | UNKNOWN | MB | UNKNOWN | UNKNOWN |  |  | SYSTEM | 2014-07-11 | bessar |  | CONSOLIDATED | VALLEY | SAN JACINTO | 2187703 |  | 2213754 | A | Y | N |  | -1 | I | 1986-08-01 |  | D |  | 53923708 | 54017133;54017134 |  |  |  | :15975 | 15975:15975 | main_exi_3_route_oh | CIRCUIT_BREAKER |  |  |  |  | -1.81 | 3 |  | 504449 |  | [MDSYS.SDO_GEOMETRY]
60912318 | 53927207 | EXISTING | SPANADA | 16726 | CITRUS | 5185 | D | NO | SCE | THREE | UNKNOWN | 12KV | LOW 5 | UNKNOWN | MB | UNKNOWN | UNKNOWN |  |  | SYSTEM | 2014-06-24 | simhadk |  | CONSOLIDATED | MESA | METRO EAST | 2190830 | 1 | 2212194 | A | Y | N |  | -1 | I | 1973-06-01 |  | D |  | 53927217 | 54095818;54095819 |  |  |  | :16726 | 16726:16726 | main_exi_3_route_oh | CIRCUIT_BREAKER |  |  |  |  | -1.78 | 3 |  | 504449 |  | [MDSYS.SDO_GEOMETRY]
60912616 | 56503148 | EXISTING | HEREFORD | 8344 | BOVINE | 5788 | D | NO | SCE | THREE | UNKNOWN | 12KV | LOW 7 | UNKNOWN | MB | UNKNOWN | UNKNOWN |  |  | SYSTEM | 2017-11-20 | maxwelbw |  |  | LIGHTHIPE | METRO WEST | 2160254 |  | 2213188 | A | N | Y |  | -1 | I | 1967-12-01 |  | D |  | 56503158 | 56591151 |  |  |  | :08344 | 08344:08344 | main_exi_3_route_oh | CIRCUIT_BREAKER |  |  |  |  | -1.77 | 3 |  | 504449 |  | [MDSYS.SDO_GEOMETRY]
60912617 | 56520994 | EXISTING | KENDELL | 9590 | STODDARD | 5632 | D | NO | SCE | THREE | UNKNOWN | 4KV | LOW 9 | UNKNOWN | MB | UNKNOWN | UNKNOWN |  |  | SYSTEM | 2017-09-19 | krumwimg |  | CONSOLIDATED | VISTA | DESERT | 2166482 | 1 | 2215156 | S | N | Y | 116 | -1 | I | 1950-01-01 |  | D |  | 56521001 | 56537867 |  |  |  | :09590 | 09590:09590 | main_exi_3_route_oh | CIRCUIT_BREAKER |  |  |  |  | -1.81 | 3 |  | 504449 |  | [MDSYS.SDO_GEOMETRY]
60912618 | 56549569 | EXISTING | WANDA | 18980 | SUNNYSIDE | 5785 | D | NO | SCE | THREE | UNKNOWN | 12KV | LOW 10 | UNKNOWN | MB | UNKNOWN | UNKNOWN |  |  | SYSTEM | 2017-10-19 | maxwelbw |  | CONSOLIDATED | LIGHTHIPE | METRO WEST | 2190216 | 2 | 2217758 | S | N | Y | 127 | -1 | I | 1950-09-01 |  | D |  | 56549579 | 56550178 |  |  |  | :18980 | 18980:18980 | main_exi_3_route_oh | CIRCUIT_BREAKER |  |  |  |  | -1.77 | 3 |  | 504449 |  | [MDSYS.SDO_GEOMETRY]
60912619 | 56550422 | EXISTING | WARD | 19000 | LONGDON | 5774 | D | NO | SCE | THREE | UNKNOWN | 4KV | LOW 1 | UNKNOWN | MB | UNKNOWN | UNKNOWN |  |  | SYSTEM | 2015-02-16 | kallurr |  |  | LIGHTHIPE | METRO WEST | 2191024 |  | 2217730 | A | N | N |  | -1 | I | 1950-01-01 |  | D |  | 56550432 | 56597247;56597248 |  |  |  | :19000 | 19000:19000 | main_exi_3_route_oh | CIRCUIT_BREAKER |  |  |  |  | -1.77 | 4 |  | 504449 |  | [MDSYS.SDO_GEOMETRY]
60912620 | 56552154 | EXISTING | KENMORE | 9610 | NEWMARK | 5136 | D | NO | SCE | THREE | UNKNOWN | 4KV | LOW 6 | UNKNOWN | MB | UNKNOWN | UNKNOWN |  |  | SYSTEM | 2014-11-08 | manthak |  | CONSOLIDATED | MESA | METRO EAST | 2163151 | 3 | 2212100 | S | N | Y | 132 | -1 | I | 1950-01-01 |  | D |  | 56552164 | 56570529;56570530 |  |  |  | :09610 | 09610:09610 | main_exi_3_route_oh | CIRCUIT_BREAKER |  |  |  |  | -1.77 | 3 |  | 504449 |  | [MDSYS.SDO_GEOMETRY]
60912621 | 56572469 | EXISTING | KENOAK | 9630 | POMONA | 5627 | D | NO | SCE | THREE | UNKNOWN | 4KV | LOW 4 | UNKNOWN | MB | UNKNOWN | UNKNOWN |  |  | SYSTEM | 2014-07-08 | merugusn |  | CONSOLIDATED | MIRA LOMA | METRO EAST | 2181376 |  | 2217476 | A | N | Y | 236 | -1 | I | 1950-01-01 |  | D |  | 56572479 | 56586136;56586137 |  |  |  | :09630 | 09630:09630 | main_exi_3_route_oh | CIRCUIT_BREAKER |  |  |  |  | -1.79 | 3 |  | 504449 |  | [MDSYS.SDO_GEOMETRY]
60912622 | 56594167 | EXISTING | HERMOSA | 8350 | REDONDO | 5227 | D | NO | SCE | THREE | UNKNOWN | 4KV | LOW 1 | UNKNOWN | MB | UNKNOWN | UNKNOWN |  |  | SYSTEM | 2017-10-05 | maxwelbw |  |  | EL NIDO | METRO WEST | 2160255 |  | 2214594 | A | N | Y | 214 | -1 | I | 1950-01-01 |  | D |  | 56594177 | 56615163 |  |  |  | :08350 | 08350:08350 | main_exi_3_route_oh | CIRCUIT_BREAKER |  |  |  |  | -1.76 | 3 |  | 504449 |  | [MDSYS.SDO_GEOMETRY]
60912623 | 56604034 | EXISTING | KESSLER | 9632 | MILLIKEN | 5663 | D | NO | SCE | THREE | UNKNOWN | 12KV | LOW 5 | UNKNOWN | MB | UNKNOWN | UNKNOWN |  |  | SYSTEM | 2014-07-16 | attadas |  | CONSOLIDATED | MIRA LOMA | METRO EAST | 2169656 |  | 2215218 | A | N | N |  | -1 | I | 1993-06-02 |  | D |  | 56604041 | 56646452 |  |  |  | :09632 | 09632:09632 | main_exi_3_route_oh | CIRCUIT_BREAKER |  |  |  |  | -1.8 | 3 |  | 504449 |  | [MDSYS.SDO_GEOMETRY]
60912624 | 56625718 | EXISTING | GARBONI | 7036 | AULD | 8018 | D | NO | SCE | THREE | UNKNOWN | 12KV | LOW 6 | UNKNOWN | MB | UNKNOWN | UNKNOWN |  |  | SYSTEM | 2014-11-12 | attadas |  | CONSOLIDATED | VALLEY | SAN JACINTO | 2175355 |  | 2213470 | A | N | N |  | -1 | I | 1991-05-16 |  | D |  | 56625725 | 56767868;56767869 |  | 56722601 |  | :07036 | 07036:07036 | main_exi_3_route_oh | CIRCUIT_BREAKER |  |  |  |  | -1.82 | 3.5 |  | 504449 |  | [MDSYS.SDO_GEOMETRY]
60912625 | 56630490 | EXISTING | WARDLOW | 19010 | LOS CERRITOS | 5738 | D | NO | SCE | THREE | UNKNOWN | 4KV | LOW 9 | UNKNOWN | MB | UNKNOWN | UNKNOWN |  |  | SYSTEM | 2015-01-05 | attadas |  |  | LIGHTHIPE | METRO WEST | 2191025 |  | 2217658 | A | N | Y | 216 | -1 | I | 2023-11-01 |  | D |  | 56630500 | 56681673;56681674 |  |  |  | :19010 | 19010:19010 | main_exi_3_route_oh | CIRCUIT_BREAKER |  |  |  |  | -1.76 | 3 |  | 504449 |  | [MDSYS.SDO_GEOMETRY]
60912626 | 56633903 | EXISTING | SKINNER | 16492 | AULD | 8018 | D | NO | SCE | THREE | UNKNOWN | 33KV | LOW 2 | UNKNOWN | MB | UNKNOWN | UNKNOWN |  |  | SYSTEM | 2014-07-10 | bessar |  | CONSOLIDATED | VALLEY | SAN JACINTO | 2189184 |  | 2215738 | A | N | N |  | -1 | I | 1981-05-01 |  | D |  | 56633910 | 56634703;56634704 |  | 56634333 |  | :16492 | 16492:16492 | main_exi_3_route_oh | CIRCUIT_BREAKER |  |  |  |  | -1.82 | 3 |  | 504449 |  | [MDSYS.SDO_GEOMETRY]
60912627 | 56645545 | EXISTING | SUNKIST | 17275 | CITRUS | 5185 | D | NO | SCE | THREE | UNKNOWN | 12KV | LOW 3 | UNKNOWN | MB | UNKNOWN | UNKNOWN |  |  | SYSTEM | 2014-06-20 | attadas |  | CONSOLIDATED | MESA | METRO EAST | 2184879 | 1 | 2212194 | A | N | Y | 213 | -1 | I | 1965-07-01 |  | D |  | 56645555 | 56715199 |  | 56691155 |  | :17275 | 17275:17275 | main_exi_3_route_oh | CIRCUIT_BREAKER |  |  |  |  | -1.78 | 3 |  | 504449 |  | [MDSYS.SDO_GEOMETRY]
60912631 | 56648556 | EXISTING | KENYON | 9645 | ARCHLINE | 5667 | D | NO | SCE | THREE | UNKNOWN | 12KV | LOW 2 | UNKNOWN | MB | UNKNOWN | UNKNOWN |  |  | SYSTEM | 2014-08-06 | bessar |  | CONSOLIDATED | VISTA | DESERT | 2169657 | 2 | 2212994 | A | N | N |  | -1 | I | 2000-05-01 |  | D |  | 56648563 | 56697745 |  |  |  | :09645 | 09645:09645 | main_exi_3_route_oh | CIRCUIT_BREAKER |  |  |  |  | -1.8 | 3 |  | 504449 |  | [MDSYS.SDO_GEOMETRY]
60911690 | 48689664 | EXISTING | PONTIAC | 14323 | VERA | 5801 | D | NO | SCE | THREE | UNKNOWN | 12KV | LOW 3 | UNKNOWN | MB | UNKNOWN | UNKNOWN |  |  | SYSTEM | 2014-10-30 | manthak |  | CONSOLIDATED | ELLIS | ORANGE | 2185237 |  | 2217782 | A | N | N |  | -1 | I | 1963-10-01 |  | D |  | 48736905 | 48828999;48829000 |  |  |  | :14323 | 14323:14323 | main_exi_3_route_oh | CIRCUIT_BREAKER |  |  |  |  | 0.39 | 2 |  | 504449 |  | [MDSYS.SDO_GEOMETRY]
60911691 | 48692885 | EXISTING | SANITARIUM | 15790 | DUARTE | 5150 | D | NO | SCE | THREE | UNKNOWN | 4KV | LOW 1 | UNKNOWN | MB | UNKNOWN | UNKNOWN |  |  | SYSTEM | 2015-01-07 | merugusn |  | CONSOLIDATED | MESA | METRO EAST | 2190755 |  | 2212128 | A | N | Y | 211 | -1 | I | 1950-01-01 |  | D |  | 48692892 | 48714323;48714324 |  | 48712823 |  | :15790 | 15790:15790 | main_exi_3_route_oh | CIRCUIT_BREAKER |  |  |  |  | -1.78 | 2.5 |  | 504449 |  | [MDSYS.SDO_GEOMETRY]
60911692 | 48721985 | EXISTING | FLINTRIDGE | 6540 | LA CANADA | 5130 | D | NO | SCE | THREE | UNKNOWN | 4KV | LOW 9 | UNKNOWN | MB | UNKNOWN | UNKNOWN |  |  | SYSTEM | 2014-12-30 | merugusn |  | CONSOLIDATED | MESA | METRO EAST | 2171496 |  | 2219036 | A | N | Y | 243 | -1 | I | 1950-01-01 |  | D |  | 48721992 | 48746376 |  | 48731430 |  | :06540 | 06540:06540 | main_exi_3_route_oh | CIRCUIT_BREAKER |  |  |  |  | -1.77 | 3 |  | 504449 |  | [MDSYS.SDO_GEOMETRY]
60911693 | 48725155 | EXISTING | FINDLEY | 6430 | VAIL | 5175 | D | NO | SCE | THREE | UNKNOWN | 16KV | LOW 5 | UNKNOWN | MB | UNKNOWN | UNKNOWN |  |  | SYSTEM | 2015-03-20 | aminencn |  | CONSOLIDATED | LIGHTHIPE | METRO WEST | 2158067 | 1 | 2216804 | S | Y | N |  | -1 | I | 1957-06-01 |  | D |  | 48725165 | 48757419 |  |  |  | :06430 | 06430:06430 | main_exi_3_route_oh | CIRCUIT_BREAKER |  |  |  |  | -1.77 | 3 |  | 504449 |  | [MDSYS.SDO_GEOMETRY]
60911694 | 48742381 | EXISTING | SANKA | 15792 | BARTOLO | 5863 | D | NO | SCE | THREE | UNKNOWN | 4KV | LOW 1 | UNKNOWN | MB | UNKNOWN | UNKNOWN |  |  | SYSTEM | 2014-11-19 | rajendrs |  | CONSOLIDATED | MESA | METRO EAST | 2190756 |  | 2217932 | A | N | Y | 215 | -1 | I | 1967-02-01 |  | D |  | 48742391 | 48744780 |  |  |  | :15792 | 15792:15792 | main_exi_3_route_oh | CIRCUIT_BREAKER |  |  |  |  | -1.77 | 3.5 |  | 504449 |  | [MDSYS.SDO_GEOMETRY]
60911695 | 48745045 | EXISTING | SAN JOSE | 15795 | SAN ANTONIO | 5631 | D | NO | SCE | THREE | UNKNOWN | 12KV | LOW 10 | UNKNOWN | MB | UNKNOWN | UNKNOWN |  |  | SYSTEM | 2014-06-18 | attadas |  | CONSOLIDATED | MIRA LOMA | METRO EAST | 2190757 |  | 2219828 | S | N | Y | 138 | -1 | I | 1968-03-01 |  | D |  | 48745052 | 48770513 |  |  |  | :15795 | 15795:15795 | main_exi_3_route_oh | CIRCUIT_BREAKER |  |  |  |  | -1.79 | 3 |  | 504449 |  | [MDSYS.SDO_GEOMETRY]
60911696 | 48748066 | EXISTING | FLORAL | 6546 | REPETTO | 5164 | D | NO | SCE | THREE | UNKNOWN | 16KV | LOW 4 | UNKNOWN | MB | UNKNOWN | UNKNOWN |  |  | SYSTEM | 2017-09-19 | murilljl |  | CONSOLIDATED | MESA | METRO EAST | 2152047 | 1 | 2219114 | S | Y | N |  | -1 | I | 1960-04-01 |  | D |  | 48748073 | 128467893 |  |  |  | :06546 | 06546:06546 | main_exi_3_route_oh | CIRCUIT_BREAKER |  |  |  |  | -1.77 | 3 |  | 504449 |  | [MDSYS.SDO_GEOMETRY]
60911697 | 48770916 | EXISTING | SAN PASQUAL | 15830 | SAN MARINO | 5143 | D | NO | SCE | THREE | UNKNOWN | 4KV | LOW 1 | UNKNOWN | MB | UNKNOWN | UNKNOWN |  |  | SYSTEM | 2014-12-15 | manthak |  | CONSOLIDATED | MESA | METRO EAST | 2190760 |  | 2216750 | A | N | Y | 228 | -1 | I | 1950-01-01 |  | D |  | 48770926 | 48795935 |  |  |  | :15830 | 15830:15830 | main_exi_3_route_oh | CIRCUIT_BREAKER |  |  |  |  | -1.77 | 3 |  | 504449 |  | [MDSYS.SDO_GEOMETRY]
60911698 | 48785114 | EXISTING | FIRMONA | 6450 | LA FRESA | 5021 | D | NO | SCE | THREE | UNKNOWN | 16KV | LOW 30 | UNKNOWN | MB | UNKNOWN | UNKNOWN |  |  | SYSTEM | 2015-06-18 | lantzmk |  |  | EL NIDO | METRO WEST | 2171489 | 6 | 2211620 | M | N | N |  | -1 | I | 1950-01-01 |  | D |  | 48785124 | 48809152;48809153 |  |  |  | :06450 | 06450:06450 | main_exi_3_route_oh | CIRCUIT_BREAKER |  |  |  |  | -1.76 | 3 |  | 504449 |  | [MDSYS.SDO_GEOMETRY]
60911699 | 48796290 | EXISTING | SAN RAFAEL | 15835 | GARNET | 8044 | D | NO | SCE | THREE | UNKNOWN | 12KV | LOW 8 | UNKNOWN | MB | UNKNOWN | UNKNOWN |  |  | SYSTEM | 2014-05-09 | manthak |  | CONSOLIDATED | DEVERS | DESERT | 2187699 |  | 2213558 | S | N | Y | 126 | -1 | I | 1950-01-01 |  | D |  | 48796300 | 48903815;48903816 |  |  |  | :15835 | 15835:15835 | main_exi_3_route_oh | CIRCUIT_BREAKER |  |  |  |  | -1.85 | 3 |  | 504449 |  | [MDSYS.SDO_GEOMETRY]
60911705 | 48804852 | EXISTING | FOLGER | 6600 | BASSETT | 5184 | D | NO | SCE | THREE | UNKNOWN | 12KV | LOW 2 | UNKNOWN | MB | UNKNOWN | UNKNOWN |  |  | SYSTEM | 2014-06-05 | kallurr |  | CONSOLIDATED | MIRA LOMA | METRO EAST | 2159510 | 2 | 2216816 | S | N | Y | 139 | -1 | I | 1959-05-01 |  | D |  | 48804859 | 48840077 |  |  |  | :06600 | 06600:06600 | main_exi_3_route_oh | CIRCUIT_BREAKER |  |  |  |  | -1.78 | 3 |  | 504449 |  | [MDSYS.SDO_GEOMETRY]
60911706 | 48829799 | EXISTING | PONY | 14324 | MORAGA33 | 6520 | D | NO | SCE | THREE | UNKNOWN | 33KV | LOW 1 | UNKNOWN | MB | UNKNOWN | UNKNOWN |  |  | SYSTEM | 2014-08-14 | punukos |  | MORAGA33 SUB | VALLEY | SAN JACINTO | 2181207 |  | 2273839 | A | N | N |  | -1 | I | 1972-02-01 |  | D |  | 48829809 | 48830571;48830572 |  |  |  | :14324 | 14324:14324 | main_exi_3_route_oh | CIRCUIT_BREAKER |  |  |  |  | -1.82 | 3 |  | 504449 |  | [MDSYS.SDO_GEOMETRY]
60911707 | 48841078 | EXISTING | FONRI | 6607 | CALECTRIC | 8042 | D | NO | SCE | THREE | UNKNOWN | 33KV | LOW 1 | UNKNOWN | MB | UNKNOWN | UNKNOWN |  |  | SYSTEM | 2017-07-31 | lantzmk |  | CONSOLIDATED | VISTA | DESERT | 2159511 |  | 2218150 | M | Y | N |  | -1 | I | 1950-01-01 |  | D |  | 48841085 | 48842065;48842066 |  |  |  | :06607 | 06607:06607 | main_exi_3_route_oh | CIRCUIT_BREAKER |  |  |  |  | -1.02 | 2 |  | 504449 |  | [MDSYS.SDO_GEOMETRY]
60911708 | 48845288 | EXISTING | CROSSTOWN | 4426 | CABRILLO | 5879 | D | NO | SCE | THREE | UNKNOWN | 12KV | LOW 10 | UNKNOWN | MB | UNKNOWN | UNKNOWN |  |  | SYSTEM | 2014-08-21 | yallasv |  | CONSOLIDATED | ELLIS | ORANGE | 2149214 | 1 | 2220290 | A | Y | N |  | -1 | I | 1968-01-01 |  | D |  | 48845295 | 48845543;48845544 |  |  |  | :04426 | 04426:04426 | main_exi_3_route_oh | CIRCUIT_BREAKER |  |  |  |  | -1.78 | 3 |  | 504449 |  | [MDSYS.SDO_GEOMETRY]
60912008 | 51401796 | EXISTING | SHEEPHOLE | 16308 | HI DESERT | 8029 | D | NO | SCE | THREE | UNKNOWN | 33KV | LOW 3 | UNKNOWN | MB | UNKNOWN | UNKNOWN |  |  | SYSTEM | 2014-03-24 | simhadk |  | CONSOLIDATED | DEVERS | RURALS | 2183698 |  | 2215778 | S | N | N |  | -1 | I | 1968-03-01 |  | D |  | 51401803 | 51403250;51403251 |  |  |  | :16308 | 16308:16308 | main_exi_3_route_oh | CIRCUIT_BREAKER |  |  |  |  | -1.86 | 3 |  | 504449 |  | [MDSYS.SDO_GEOMETRY]
60912011 | 51423782 | EXISTING | GREVELIA | 7650 | GARFIELD | 5121 | D | NO | SCE | THREE | UNKNOWN | 4KV | LOW 6 | UNKNOWN | MB | UNKNOWN | UNKNOWN |  |  | SYSTEM | 2014-11-22 | kallurr |  | CONSOLIDATED | MESA | METRO EAST | 2153105 |  | 2219022 | S | N | Y | 246 | -1 | I | 1950-01-01 |  | D |  | 51423792 | 51441139;51441140 |  |  |  | :07650 | 07650:07650 | main_exi_3_route_oh | CIRCUIT_BREAKER |  |  |  |  | -1.77 | 3 |  | 504449 |  | [MDSYS.SDO_GEOMETRY]
60912012 | 51432430 | EXISTING | TANDEM | 17524 | WALTERIA | 5233 | D | NO | SCE | THREE | UNKNOWN | 16KV | LOW 3 | UNKNOWN | MB | UNKNOWN | UNKNOWN |  |  | SYSTEM | 2015-05-14 | bondigc |  | CONSOLIDATED | EL NIDO | METRO WEST | 2187862 |  | 2219284 | A | Y | N |  | -1 | I | 1965-10-01 |  | D |  | 51432440 | 51528930;51528931 |  |  |  | :17524 | 17524:17524 | main_exi_3_route_oh | CIRCUIT_BREAKER |  |  |  |  | -1.76 | 3 |  | 504449 |  | [MDSYS.SDO_GEOMETRY]
60912013 | 51454039 | EXISTING | SHERATON | 16333 | THORNHILL | 8004 | D | NO | SCE | THREE | UNKNOWN | 12KV | LOW 5 | UNKNOWN | MB | UNKNOWN | UNKNOWN |  |  | SYSTEM | 2017-10-05 | murilljl |  | CONSOLIDATED | DEVERS | DESERT | 2190807 |  | 2220356 | A | N | N |  | -1 | I | 1981-02-01 |  | D |  | 51454043 | 51592877 |  |  |  | :16333 | 16333:16333 | main_exi_3_route_oh | CIRCUIT_BREAKER |  |  |  |  | -1.85 | 3 |  | 504449 |  | [MDSYS.SDO_GEOMETRY]
60912014 | 51457482 | EXISTING | DORCHESTER | 5213 | VILLA PARK | 5082 | D | NO | SCE | THREE | UNKNOWN | 12KV | LOW 18 | UNKNOWN | MB | UNKNOWN | UNKNOWN |  |  | SYSTEM | 2014-09-15 | punukos |  | CONSOLIDATED | VILLA PARK | ORANGE | 2154622 | 7 | 2216586 | M | N | Y | 112 | -1 | I | 1974-06-01 |  | D |  | 51457492 | 51507873;51507874;51507875 |  |  |  | :05213 | 05213:05213 | main_exi_3_route_oh | CIRCUIT_BREAKER |  |  |  |  | 0.38 | 3 |  | 504449 |  | [MDSYS.SDO_GEOMETRY]
60912015 | 51459973 | EXISTING | GREY | 7654 | ARCHLINE | 5667 | D | NO | SCE | THREE | UNKNOWN | 12KV | LOW 9 | UNKNOWN | MB | UNKNOWN | UNKNOWN |  |  | SYSTEM | 2017-09-20 | krumwimg |  | CONSOLIDATED | VISTA | DESERT | 2164648 | 1 | 2212994 | A | N | Y | 247 | -1 | I | 1961-06-01 |  | D |  | 51459983 | 51513286 |  |  |  | :07654 | 07654:07654 | main_exi_3_route_oh | CIRCUIT_BREAKER |  |  |  |  | -1.8 | 3 |  | 504449 |  | [MDSYS.SDO_GEOMETRY]
60912017 | 51494980 | EXISTING | RESORT | 14923 | NELSON | 8038 | D | NO | SCE | THREE | UNKNOWN | 33KV | LOW 2 | UNKNOWN | MB | UNKNOWN | UNKNOWN |  |  | SYSTEM | 2014-08-05 | punukos |  | CONSOLIDATED | VALLEY | SAN JACINTO | 2183080 |  | 2213548 | A | N | N |  | -1 | I | 1950-01-01 |  | D |  | 51494987 | 51495788;51495789 |  |  |  | :14923 | 14923:14923 | main_exi_3_route_oh | CIRCUIT_BREAKER |  |  |  |  | -1.82 | 3 |  | 504449 |  | [MDSYS.SDO_GEOMETRY]
60912018 | 51508530 | EXISTING | DORIS | 5215 | LA VETA | 5835 | D | NO | SCE | THREE | UNKNOWN | 12KV | LOW 4 | UNKNOWN | MB | UNKNOWN | UNKNOWN |  |  | SYSTEM | 2017-11-27 | thompsma |  | CONSOLIDATED | VILLA PARK | ORANGE | 2154623 | 2 | 2215558 | A | Y | N | 215 | -1 | I | 1950-01-01 |  | D |  | 51508537 | 51559251 |  |  |  | :05215 | 05215:05215 | main_exi_3_route_oh | CIRCUIT_BREAKER |  |  |  |  | 0.38 | 2 |  | 504449 |  | [MDSYS.SDO_GEOMETRY]
60912019 | 51516443 | EXISTING | GRINDER | 7658 | INDUSTRY | 5191 | D | NO | SCE | THREE | UNKNOWN | 12KV | LOW 2 | UNKNOWN | MB | UNKNOWN | UNKNOWN |  |  | SYSTEM | 2017-10-24 | krumwimg |  | CONSOLIDATED | MIRA LOMA | METRO EAST | 2175971 | 1 | 2216832 | A | N | Y | 219 | -1 | I | 1964-08-01 |  | D |  | 51516450 | 51564707 |  |  |  | :07658 | 07658:07658 | main_exi_3_route_oh | CIRCUIT_BREAKER |  |  |  |  | -1.78 | 3 |  | 504449 |  | [MDSYS.SDO_GEOMETRY]
60912021 | 51530678 | EXISTING | TAPER | 17530 | FREMONT | 5720 | D | NO | SCE | THREE | UNKNOWN | 4KV | LOW 11 | UNKNOWN | MB | UNKNOWN | UNKNOWN |  |  | SYSTEM | 2015-02-12 | aminencn |  | CONSOLIDATED | LIGHTHIPE | METRO WEST | 2190130 | 1 | 2217610 | A | N | Y | 220 | -1 | I | 1952-12-01 |  | D |  | 51530688 | 51552748 |  |  |  | :17530 | 17530:17530 | main_exi_3_route_oh | CIRCUIT_BREAKER |  |  |  |  | -1.76 | 3 |  | 504449 |  | [MDSYS.SDO_GEOMETRY]
60912027 | 51545889 | EXISTING | RHODE ISLAND | 14962 | CAROLINA | 5813 | D | NO | SCE | THREE | UNKNOWN | 12KV | LOW 3 | UNKNOWN | MB | UNKNOWN | UNKNOWN |  |  | SYSTEM | 2017-09-19 | thompsma |  | CONSOLIDATED | VILLA PARK | ORANGE | 2190555 | 1 | 2217814 | A | N | Y | 226 | -1 | I | 1979-08-01 |  | D |  | 51545896 | 51590223 |  |  |  | :14962 | 14962:14962 | main_exi_3_route_oh | CIRCUIT_BREAKER |  |  |  |  | 0.38 | 2 |  | 504449 |  | [MDSYS.SDO_GEOMETRY]
60912028 | 51560075 | EXISTING | DORMAN | 5216 | ELSINORE | 8343 | D | NO | SCE | THREE | UNKNOWN | 12KV | LOW 7 | UNKNOWN | MB | UNKNOWN | UNKNOWN |  |  | SYSTEM | 2014-08-08 | bodduvh |  | CONSOLIDATED | VALLEY | SAN JACINTO | 2154624 |  | 2213864 | A | N | Y |  | -1 | I | 1980-06-01 |  | D |  | 51560082 | 51648968;51648969 |  |  |  | :05216 | 05216:05216 | main_exi_3_route_oh | CIRCUIT_BREAKER |  |  |  |  | -1.81 | 3 |  | 504449 |  | [MDSYS.SDO_GEOMETRY]
60912029 | 51565773 | EXISTING | GRIFFIN | 7661 | CHASE | 5679 | D | NO | SCE | THREE | UNKNOWN | 12KV | LOW 9 | UNKNOWN | MB | UNKNOWN | UNKNOWN |  |  | SYSTEM | 2017-11-01 | murilljl |  | CONSOLIDATED | MIRA LOMA | METRO EAST | 2164822 | 2 | 2213010 | A | N | N |  | -1 | I | 1998-05-01 |  | D |  | 51565780 | 51620785 |  |  |  | :07661 | 07661:07661 | main_exi_3_route_oh | CIRCUIT_BREAKER |  |  |  |  | -1.8 | 2 |  | 504449 |  | [MDSYS.SDO_GEOMETRY]
60912319 | 53934920 | EXISTING | EXPLORER | 6171 | GISLER | 5851 | D | NO | SCE | THREE | UNKNOWN | 12KV | LOW 5 | UNKNOWN | MB | UNKNOWN | UNKNOWN |  |  | SYSTEM | 2014-10-21 | simhadk |  | CONSOLIDATED | ELLIS | ORANGE | 2151486 | 1 | 2220234 | A | Y | N |  | -1 | I | 1981-07-01 |  | D |  | 53934930 | 53964983;72995838 |  |  |  | :06171 | 06171:06171 | main_exi_3_route_oh | CIRCUIT_BREAKER |  |  |  |  | -1.78 | 3 |  | 504449 |  | [MDSYS.SDO_GEOMETRY]
60912320 | 53942795 | EXISTING | TRIMBLE | 18150 | BROADWAY | 5768 | D | NO | SCE | THREE | UNKNOWN | 4KV | LOW 7 | UNKNOWN | MB | UNKNOWN | UNKNOWN |  |  | SYSTEM | 2014-12-17 | simhadk |  | CONSOLIDATED | LIGHTHIPE | METRO WEST | 2189252 |  | 2220054 | A | N | Y | 224 | -1 | I | 1965-08-01 |  | D |  | 53942805 | 53977497 |  |  |  | :18150 | 18150:18150 | main_exi_3_route_oh | CIRCUIT_BREAKER |  |  |  |  | -1.77 | 3 |  | 504449 |  | [MDSYS.SDO_GEOMETRY]
60912326 | 53946671 | EXISTING | HOOK CREEK | 8670 | HOOK CREEK P.T. | 7364 | A | NO | SCE | THREE | UNKNOWN | 2.4KV | LOW 1 | UNKNOWN | MB | UNKNOWN | UNKNOWN |  |  | SYSTEM | 2014-03-13 | simhadk |  | CONSOLIDATED | VISTA | RURALS | 2167613 |  | 2124061 | A | N | Y | 211 | -1 | I | 1950-01-01 |  | D |  | 53946675 | 53960741;53960742 |  | 53959042 |  | :08670 | 08670:08670 | main_exi_3_route_oh | CIRCUIT_BREAKER |  |  |  |  | -168.99 | 1.5 |  | 504449 |  | [MDSYS.SDO_GEOMETRY]
60912327 | 53962396 | EXISTING | HOPPER | 8689 | BLOOMINGTON | 5620 | D | NO | SCE | THREE | UNKNOWN | 12KV | LOW 6 | UNKNOWN | MB | UNKNOWN | UNKNOWN |  |  | SYSTEM | 2014-06-04 | bodduvh |  | CONSOLIDATED | VISTA | DESERT | 2167615 |  | 2217458 | S | N | N |  | -1 | I | 2002-05-15 |  | D |  | 53962403 | 54020737;54020738 |  |  |  | :08689 | 08689:08689 | main_exi_3_route_oh | CIRCUIT_BREAKER |  |  |  |  | -1.8 | 2.5 |  | 504449 |  | [MDSYS.SDO_GEOMETRY]
60912328 | 53965206 | EXISTING | FACEMASK | 6173 | STADLER | 8005 | D | NO | SCE | THREE | UNKNOWN | 12KV | LOW 8 | UNKNOWN | MB | UNKNOWN | UNKNOWN |  |  | SYSTEM | 2014-09-10 | kallurr |  | CONSOLIDATED | VALLEY | SAN JACINTO | 2151487 | 2 | 2215704 | A | N | N |  | -1 | I | 2001-09-13 |  | D |  | 53965213 | 54102000;54102001 |  |  |  | :06173 | 06173:06173 | main_exi_3_route_oh | CIRCUIT_BREAKER |  |  |  |  | -1.81 | 2 |  | 504449 |  | [MDSYS.SDO_GEOMETRY]
60912329 | 53977975 | EXISTING | TROCHU | 18170 | BULLIS | 5756 | D | NO | SCE | THREE | UNKNOWN | 16KV | LOW 6 | UNKNOWN | MB | UNKNOWN | UNKNOWN |  |  | SYSTEM | 2015-03-25 | punukos |  |  | LIGHTHIPE | METRO WEST | 2189255 | 2 | 2213136 | S | N | Y | 116 | -1 | I | 1950-01-01 |  | D |  | 53977985 | 54122354;54122355 |  |  |  | :18170 | 18170:18170 | main_exi_3_route_oh | CIRCUIT_BREAKER |  |  |  |  | -1.77 | 2 |  | 504449 |  | [MDSYS.SDO_GEOMETRY]
60912330 | 54028120 | EXISTING | HOOVER | 8690 | ALHAMBRA | 5101 | D | NO | SCE | THREE | UNKNOWN | 4KV | LOW 14 | UNKNOWN | MB | UNKNOWN | UNKNOWN |  |  | SYSTEM | 2014-11-15 | punukos |  | CONSOLIDATED | MESA | METRO EAST | 2178255 | 3 | 2216666 | A | N | Y | 246 | -1 | I | 1950-01-01 |  | D |  | 54028130 | 54049083 |  |  |  | :08690 | 08690:08690 | main_exi_3_route_oh | CIRCUIT_BREAKER |  |  |  |  | -1.77 | 3 |  | 504449 |  | [MDSYS.SDO_GEOMETRY]
60912331 | 54032198 | EXISTING | SCHILLING | 15985 | SANTIAGO | 5088 | D | NO | SCE | THREE | UNKNOWN | 12KV | LOW 13 | UNKNOWN | MB | UNKNOWN | UNKNOWN |  |  | SYSTEM | 2017-10-30 | thompsma |  | CONSOLIDATED | ELLIS | ORANGE | 2187704 | 5 | 2211986 | S | N | N |  | -1 | I | 1998-05-01 |  | D |  | 54032205 | 54060057 |  |  |  | :15985 | 15985:15985 | main_exi_3_route_oh | CIRCUIT_BREAKER |  |  |  |  | -1.78 | 2 |  | 504449 |  | [MDSYS.SDO_GEOMETRY]
60912332 | 54050827 | EXISTING | HORN | 8699 | SILVER SPUR | 8238 | D | NO | SCE | THREE | UNKNOWN | 12KV | LOW 3 | UNKNOWN | MB | UNKNOWN | UNKNOWN |  |  | SYSTEM | 2017-10-03 | murilljl |  | CONSOLIDATED | DEVERS | DESERT | 2156029 |  | 2220726 | A | N | N |  | -1 | I | 1975-08-01 |  | D |  | 54050837 | 54106720 |  |  |  | :08699 | 08699:08699 | main_exi_3_route_oh | CIRCUIT_BREAKER |  |  |  |  | -1.85 | 3 |  | 504449 |  | [MDSYS.SDO_GEOMETRY]
60912333 | 54060799 | EXISTING | SCIENCE | 16004 | PLACENTIA | 5889 | D | NO | SCE | THREE | UNKNOWN | 12KV | LOW 7 | UNKNOWN | MB | UNKNOWN | UNKNOWN |  |  | SYSTEM | 2014-08-18 | rajendrs |  | CONSOLIDATED | VILLA PARK | ORANGE | 2183614 | 1 | 2220310 | A | N | N |  | -1 | I | 1969-12-01 |  | D |  | 54060809 | 54085930;54085931 |  |  |  | :16004 | 16004:16004 | main_exi_3_route_oh | CIRCUIT_BREAKER |  |  |  |  | 0.38 | 2 |  | 504449 |  | [MDSYS.SDO_GEOMETRY]
60912334 | 54086370 | EXISTING | SCORE | 16006 | HAMILTON | 5825 | D | NO | SCE | THREE | UNKNOWN | 12KV | LOW 8 | UNKNOWN | MB | UNKNOWN | UNKNOWN |  |  | SYSTEM | 2014-10-07 | manthak |  | CONSOLIDATED | ELLIS | ORANGE | 2183615 | 2 | 2217848 | S | N | Y | 140 | -1 | I | 1950-01-01 |  | D |  | 54086380 | 54215856;54215857 |  |  |  | :16006 | 16006:16006 | main_exi_3_route_oh | CIRCUIT_BREAKER |  |  |  |  | -1.77 | 3 |  | 504449 |  | [MDSYS.SDO_GEOMETRY]
60912335 | 54098037 | EXISTING | SPARKS | 16730 | HIGHLAND | 5619 | D | NO | SCE | THREE | UNKNOWN | 12KV | LOW 7 | UNKNOWN | MB | UNKNOWN | UNKNOWN |  |  | SYSTEM | 2014-05-29 | kallurr |  | CONSOLIDATED | VISTA | DESERT | 2184325 |  | 2219808 | S | N | Y | 104 | -1 | I | 1950-01-01 |  | D |  | 54098047 | 54224959;54224960 |  |  |  | :16730 | 16730:16730 | main_exi_3_route_oh | CIRCUIT_BREAKER |  |  |  |  | -1.81 | 3 |  | 504449 |  | [MDSYS.SDO_GEOMETRY]
60912343 | 54108845 | EXISTING | HOSPAT | 8701 | DEL ROSA | 5670 | D | NO | SCE | THREE | UNKNOWN | 12KV | LOW 3 | UNKNOWN | MB | UNKNOWN | UNKNOWN |  |  | SYSTEM | 2014-04-09 | attadas |  | CONSOLIDATED | VISTA | DESERT | 2156031 | 1 | 2219894 | A | N | Y | 247 | -1 | I | 1962-06-01 |  | D |  | 54108855 | 54175061;54175062 |  |  |  | :08701 | 08701:08701 | main_exi_3_route_oh | CIRCUIT_BREAKER |  |  |  |  | -1.81 | 3 |  | 504449 |  | [MDSYS.SDO_GEOMETRY]
60912635 | 56675878 | EXISTING | HICKORY | 8390 | MADRID | 5215 | D | NO | SCE | THREE | UNKNOWN | 4KV | LOW 1 | UNKNOWN | MB | UNKNOWN | UNKNOWN |  |  | SYSTEM | 2015-03-20 | kallurr |  | CONSOLIDATED | EL NIDO | METRO WEST | 2166309 |  | 2212274 | A | N | Y |  | -1 | I | 1950-01-01 |  | D |  | 56675888 | 56704337 |  |  |  | :08390 | 08390:08390 | main_exi_3_route_oh | CIRCUIT_BREAKER |  |  |  |  | -1.76 | 3 |  | 504449 |  | [MDSYS.SDO_GEOMETRY]
60912636 | 56683109 | EXISTING | WARMAN | 19020 | RANDOLPH | 5739 | D | NO | SCE | THREE | UNKNOWN | 16KV | LOW 3 | UNKNOWN | MB | UNKNOWN | UNKNOWN |  |  | SYSTEM | 2015-02-19 | bessar |  | CONSOLIDATED | LIGHTHIPE | METRO WEST | 2188618 | 1 | 2217662 | S | N | Y | 113 | -1 | I | 1950-01-01 |  | D |  | 56683119 | 56734476 |  |  |  | :19020 | 19020:19020 | main_exi_3_route_oh | CIRCUIT_BREAKER |  |  |  |  | -1.77 | 3 |  | 504449 |  | [MDSYS.SDO_GEOMETRY]
60912637 | 56707462 | EXISTING | SKYLAB | 16498 | GISLER | 5851 | D | NO | SCE | THREE | UNKNOWN | 12KV | LOW 11 | UNKNOWN | MB | UNKNOWN | UNKNOWN |  |  | SYSTEM | 2014-09-25 | bessar |  | CONSOLIDATED | ELLIS | ORANGE | 2189186 | 3 | 2220234 | A | N | Y | 242 | -1 | I | 1981-07-01 |  | D |  | 56707472 | 56759741;56759742 |  |  |  | :16498 | 16498:16498 | main_exi_3_route_oh | CIRCUIT_BREAKER |  |  |  |  | -90.12 | 3 |  | 504449 |  | [MDSYS.SDO_GEOMETRY]
60912638 | 56712258 | EXISTING | KERMIT | 9647 | NOGALES | 5655 | D | NO | SCE | THREE | UNKNOWN | 12KV | LOW 4 | UNKNOWN | MB | UNKNOWN | UNKNOWN |  |  | SYSTEM | 2014-06-18 | yallasv |  | CONSOLIDATED | MIRA LOMA | METRO EAST | 2166484 |  | 2215204 | A | N | Y |  | -1 | I | 2000-09-01 |  | D |  | 56712265 | 56754844;56754845 |  | 56743776 |  | :09647 | 09647:09647 | main_exi_3_route_oh | CIRCUIT_BREAKER |  |  |  |  | -1.78 | 2 |  | 504449 |  | [MDSYS.SDO_GEOMETRY]
60912644 | 56719346 | EXISTING | SUNNY LANE | 17278 | CATHEDRAL CITY | 8123 | D | NO | SCE | THREE | UNKNOWN | 4.8KV | LOW 4 | UNKNOWN | MB | UNKNOWN | UNKNOWN |  |  | SYSTEM | 2014-05-23 | yallasv |  | CONSOLIDATED | DEVERS | DESERT | 2190935 |  | 2220614 | A | N | N |  | -1 | I | 1950-01-01 |  | D |  | 56719353 | 56730038;56730039 |  |  |  | :17278 | 17278:17278 | main_exi_3_route_oh | CIRCUIT_BREAKER |  |  |  |  | -1.85 | 3 |  | 504449 |  | [MDSYS.SDO_GEOMETRY]
60912645 | 56731495 | EXISTING | SUNNYSLOPE | 17280 | SAN GABRIEL | 5142 | D | NO | SCE | THREE | UNKNOWN | 4KV | LOW 5 | UNKNOWN | MB | UNKNOWN | UNKNOWN |  |  | SYSTEM | 2014-11-05 | aminencn |  | CONSOLIDATED | MESA | METRO EAST | 2184880 | 2 | 2214430 | A | N | Y | 212 | -1 | I | 1950-01-01 |  | D |  | 56731502 | 56765873 |  |  |  | :17280 | 17280:17280 | main_exi_3_route_oh | CIRCUIT_BREAKER |  |  |  |  | -1.77 | 3 |  | 504449 |  | [MDSYS.SDO_GEOMETRY]
60912646 | 56734813 | EXISTING | WARNER | 19035 | BEDFORD | 5245 | D | NO | SCE | THREE | UNKNOWN | 4KV | LOW 4 | UNKNOWN | MB | UNKNOWN | UNKNOWN |  |  | SYSTEM | 2015-08-21 | nguyenm1 |  | CONSOLIDATED | EL NIDO | METRO WEST | 2191028 |  | 2214652 | A | N | Y |  | -1 | I | 1963-10-01 |  | D |  | 56734823 | 56780902 |  |  |  | :19035 | 19035:19035 | main_exi_3_route_oh | CIRCUIT_BREAKER |  |  |  |  | -1.76 | 3 |  | 504449 |  | [MDSYS.SDO_GEOMETRY]
60912647 | 56745582 | EXISTING | HILL | 8430 | MANHATTAN | 5216 | D | NO | SCE | THREE | UNKNOWN | 4KV | LOW 3 | UNKNOWN | MB | UNKNOWN | UNKNOWN |  |  | SYSTEM | 2017-12-12 | maxwelbw |  | CONSOLIDATED | EL NIDO | METRO WEST | 2155681 |  | 2214564 | A | N | Y | 211 | -1 | I | 1950-01-01 |  | D |  | 56745592 | 56792525 |  |  |  | :08430 | 08430:08430 | main_exi_3_route_oh | CIRCUIT_BREAKER |  |  |  |  | -1.76 | 3 |  | 504449 |  | [MDSYS.SDO_GEOMETRY]
60912648 | 56755653 | EXISTING | KEWEN | 9660 | SAN MARINO | 5143 | D | NO | SCE | THREE | UNKNOWN | 4KV | LOW 2 | UNKNOWN | MB | UNKNOWN | UNKNOWN |  |  | SYSTEM | 2014-11-21 | kallurr |  | CONSOLIDATED | MESA | METRO EAST | 2166488 |  | 2216750 | A | N | Y | 228 | -1 | I | 1950-01-01 |  | D |  | 56755663 | 56757917 |  |  |  | :09660 | 09660:09660 | main_exi_3_route_oh | CIRCUIT_BREAKER |  |  |  |  | -1.77 | 3 |  | 504449 |  | [MDSYS.SDO_GEOMETRY]
60912649 | 56760253 | EXISTING | SLATE | 16520 | LIMESTONE | 8804 | D | NO | SCE | THREE | UNKNOWN | 12KV | LOW 18 | UNKNOWN | MB | UNKNOWN | UNKNOWN |  |  | SYSTEM | 2014-08-16 | simhadk |  | CONSOLIDATED | ELLIS | ORANGE | 2190818 | 2 | 2220828 |  | N | N |  | -1 | I | 1987-06-01 |  | D |  | 56760263 | 56835496;56835497 |  |  |  | :16520 | 16520:16520 | main_exi_3_route_oh | CIRCUIT_BREAKER |  |  |  |  | -1.79 | 3 |  | 504449 |  | [MDSYS.SDO_GEOMETRY]
60912650 | 56770387 | EXISTING | GARY - 568 JA | 7082 | JAPANESE MESA | 4332 | F | NO | SCE | THREE | UNKNOWN | 12KV | LOW 1 | UNKNOWN | MB | UNKNOWN | UNKNOWN |  |  | SYSTEM | 2015-07-15 | lantzmk |  | CONSOLIDATED | ELLIS | ORANGE | 2156568 |  | 2274101 | A | Y | N |  | -1 | I | 1986-06-01 |  | D |  | 56770394 | 56785650 |  |  |  | :07082 | 07082:07082 | main_exi_3_route_oh | CIRCUIT_BREAKER |  |  |  |  | -1.79 | 3 |  | 504449 |  | [MDSYS.SDO_GEOMETRY]
60912656 | 56771133 | EXISTING | KICKAPOO TRAIL | 9673 | YUCCA | 8022 | D | NO | SCE | THREE | UNKNOWN | 12KV | LOW 4 | UNKNOWN | MB | UNKNOWN | UNKNOWN |  |  | SYSTEM | 2014-03-12 | simhadk |  | CONSOLIDATED | DEVERS | RURALS | 2173285 |  | 2213486 | A | N | Y | 204 | -1 | I | 1950-01-01 |  | D |  | 56771140 | 56857431;56857432 |  |  |  | :09673 | 09673:09673 | main_exi_3_route_oh | CIRCUIT_BREAKER |  |  |  |  | -1.85 | 2 |  | 504449 |  | [MDSYS.SDO_GEOMETRY]
60912657 | 56775650 | EXISTING | SUNSWEET | 17310 | SAN ANTONIO | 5631 | D | NO | SCE | THREE | UNKNOWN | 12KV | LOW 2 | UNKNOWN | MB | UNKNOWN | UNKNOWN |  |  | SYSTEM | 2017-09-28 | krumwimg |  | CONSOLIDATED | MIRA LOMA | METRO EAST | 2189994 |  | 2219828 | S | N | Y | 138 | -1 | I | 1950-01-01 |  | D |  | 56775660 | 56856247 |  |  |  | :17310 | 17310:17310 | main_exi_3_route_oh | CIRCUIT_BREAKER |  |  |  |  | -1.79 | 3 |  | 504449 |  | [MDSYS.SDO_GEOMETRY]
60912658 | 56781122 | EXISTING | WATTS | 19060 | GRAHAM | 5725 | D | NO | SCE | THREE | UNKNOWN | 4KV | LOW 4 | UNKNOWN | MB | UNKNOWN | UNKNOWN |  |  | SYSTEM | 2015-01-23 | bodduvh |  | CONSOLIDATED | LIGHTHIPE | METRO WEST | 2190679 |  | 2215300 | A | N | N |  | -1 | I | 1950-01-01 |  | D |  | 56781132 | 56861194;56861195 |  |  |  | :19060 | 19060:19060 | main_exi_3_route_oh | CIRCUIT_BREAKER |  |  |  |  | -1.76 | 3 |  | 504449 |  | [MDSYS.SDO_GEOMETRY]
60911709 | 48845632 | EXISTING | CROWNHILL | 4438 | PECHANGA | 8347 | D | NO | SCE | THREE | UNKNOWN | 12KV | LOW 8 | UNKNOWN | MB | UNKNOWN | UNKNOWN |  |  | SYSTEM | 2014-09-16 | kallurr |  | CONSOLIDATED | VALLEY | SAN JACINTO | 2149216 |  | 2216174 | A | N | N |  | -1 | I | 2000-05-01 |  | D |  | 48845639 | 48927829;48927830 |  |  |  | :04438 | 04438:04438 | main_exi_3_route_oh | CIRCUIT_BREAKER |  |  |  |  | -1.82 | 2 |  | 504449 |  | [MDSYS.SDO_GEOMETRY]
60911710 | 48850902 | EXISTING | FIRETHORN | 6455 | TORRANCE | 5269 | D | NO | SCE | THREE | UNKNOWN | 16KV | LOW 9 | UNKNOWN | MB | UNKNOWN | UNKNOWN |  |  | SYSTEM | 2015-05-08 | yallasv |  |  | EL NIDO | METRO WEST | 2171490 | 1 | 2212418 | S | N | Y | 121 | -1 | I | 1983-06-01 |  | D |  | 48850912 | 48987395 |  |  |  | :06455 | 06455:06455 | main_exi_3_route_oh | CIRCUIT_BREAKER |  |  |  |  | -1.76 | 3 |  | 504449 |  | [MDSYS.SDO_GEOMETRY]
60911711 | 48859167 | EXISTING | FOOTHILL | 6620 | SAN DIMAS | 5633 | D | NO | SCE | THREE | UNKNOWN | 12KV | LOW 10 | UNKNOWN | MB | UNKNOWN | UNKNOWN |  |  | SYSTEM | 2014-06-03 | kallurr |  | CONSOLIDATED | MIRA LOMA | METRO EAST | 2159513 | 2 | 2212932 | S | N | Y | 116 | -1 | I | 1950-01-01 |  | D |  | 48859177 | 48917777 |  |  |  | :06620 | 06620:06620 | main_exi_3_route_oh | CIRCUIT_BREAKER |  |  |  |  | -1.79 | 3 |  | 504449 |  | [MDSYS.SDO_GEOMETRY]
60911718 | 48894307 | EXISTING | POODLE | 14325 | MOULTON | 5845 | D | NO | SCE | THREE | UNKNOWN | 12KV | LOW 4 | UNKNOWN | MB | UNKNOWN | UNKNOWN |  |  | SYSTEM | 2014-09-13 | punukos |  | CONSOLIDATED | ELLIS | ORANGE | 2185238 | 2 | 2215582 | A | N | N |  | -1 | I | 1965-12-01 |  | D |  | 48894314 | 48935165;48935166;48935167 |  |  |  | :14325 | 14325:14325 | main_exi_3_route_oh | CIRCUIT_BREAKER |  |  |  |  | -1.79 | 3 |  | 504449 |  | [MDSYS.SDO_GEOMETRY]
60911719 | 48919795 | EXISTING | FORBES | 6634 | LIVE OAK | 5611 | D | NO | SCE | THREE | UNKNOWN | 12KV | LOW 3 | UNKNOWN | MB | UNKNOWN | UNKNOWN |  |  | SYSTEM | 2017-09-20 | krumwimg |  | CONSOLIDATED | MIRA LOMA | METRO EAST | 2159514 |  | 2217432 | A | N | Y | 203 | -1 | I | 1965-08-01 |  | D |  | 48919805 | 48951093 |  | 48948366 |  | :06634 | 06634:06634 | main_exi_3_route_oh | CIRCUIT_BREAKER |  |  |  |  | -1.79 | 3 |  | 504449 |  | [MDSYS.SDO_GEOMETRY]
60911720 | 48922622 | EXISTING | SANTANA | 15865 | HI DESERT | 8029 | D | NO | SCE | THREE | UNKNOWN | 33KV | LOW 4 | UNKNOWN | MB | UNKNOWN | UNKNOWN |  |  | SYSTEM | 2014-08-29 | rezag |  | CONSOLIDATED | DEVERS | RURALS | 2187700 |  | 2215778 | S | Y | N |  | -1 | I | 1950-01-01 |  | D |  | 48922629 | 48924740;48924741 |  |  |  | :15865 | 15865:15865 | main_exi_3_route_oh | CIRCUIT_BREAKER |  |  |  |  | -1.86 | 3 |  | 504449 |  | [MDSYS.SDO_GEOMETRY]
60911721 | 48929514 | EXISTING | CROWTHER | 4440 | ATWOOD | 5804 | D | NO | SCE | THREE | UNKNOWN | 12KV | LOW 1 | UNKNOWN | MB | UNKNOWN | UNKNOWN |  |  | SYSTEM | 2017-10-05 | thompsma |  | CONSOLIDATED | VILLA PARK | ORANGE | 2144092 |  | 2215470 | A | Y | N |  | -1 | I | 1950-01-01 |  | D |  | 48929524 | 49009453 |  |  |  | :04440 | 04440:04440 | main_exi_3_route_oh | CIRCUIT_BREAKER |  |  |  |  | 0.38 | 2 |  | 504449 |  | [MDSYS.SDO_GEOMETRY]
60911722 | 48936857 | EXISTING | POTTERY | 14378 | ELSINORE | 8343 | D | NO | SCE | THREE | UNKNOWN | 12KV | LOW 9 | UNKNOWN | MB | UNKNOWN | UNKNOWN |  |  | SYSTEM | 2017-11-27 | thompsma |  | CONSOLIDATED | VALLEY | SAN JACINTO | 2181288 |  | 2213864 | A | N | Y |  | -1 | I | 1970-05-01 |  | D |  | 48936864 | 49046934 |  |  |  | :14378 | 14378:14378 | main_exi_3_route_oh | CIRCUIT_BREAKER |  |  |  |  | 88.17 | 2.5 |  | 504449 |  | [MDSYS.SDO_GEOMETRY]
60911723 | 48960307 | EXISTING | SANTEE 1 | 15870 | SANTEE | 5103 | C | NO | SCE | THREE | UNKNOWN | 12KV | LOW 1 | UNKNOWN | MB | UNKNOWN | UNKNOWN |  |  | SYSTEM | 2014-07-03 | bessar |  | CONSOLIDATED | MIRA LOMA | METRO EAST | 2183247 |  | 2216670 | A | N | N |  | -1 | I | 1997-08-01 |  | D |  | 48960314 | 48960948 |  |  |  | :15870 | 15870:15870 | main_exi_3_route_oh | CIRCUIT_BREAKER |  |  |  |  | -1.78 | 2.5 |  | 504449 |  | [MDSYS.SDO_GEOMETRY]
60911724 | 48961030 | EXISTING | SAPPHIRE | 15880 | UPLAND | 5635 | D | NO | SCE | THREE | UNKNOWN | 12KV | LOW 10 | UNKNOWN | MB | UNKNOWN | UNKNOWN |  |  | SYSTEM | 2017-10-06 | murilljl |  | CONSOLIDATED | MIRA LOMA | METRO EAST | 2190762 | 4 | 2217504 | S | N | Y | 140 | -1 | I | 1950-01-01 |  | D |  | 48961037 | 49089114 |  |  |  | :15880 | 15880:15880 | main_exi_3_route_oh | CIRCUIT_BREAKER |  |  |  |  | -1.79 | 3 |  | 504449 |  | [MDSYS.SDO_GEOMETRY]
60911725 | 48965248 | EXISTING | FORBID | 6636 | RUSH | 5116 | D | NO | SCE | THREE | UNKNOWN | 16KV | LOW 5 | UNKNOWN | MB | UNKNOWN | UNKNOWN |  |  | SYSTEM | 2015-01-08 | merugusn |  | CONSOLIDATED | MESA | METRO EAST | 2152214 | 2 | 2212060 | A | N | Y | 235 | -1 | I | 1950-01-01 |  | D |  | 48965258 | 49023830 |  |  |  | :06636 | 06636:06636 | main_exi_3_route_oh | CIRCUIT_BREAKER |  |  |  |  | -1.77 | 3 |  | 504449 |  | [MDSYS.SDO_GEOMETRY]
60911726 | 48989269 | EXISTING | FIRTH | 6465 | LOS CERRITOS | 5738 | D | NO | SCE | THREE | UNKNOWN | 12KV | LOW 2 | UNKNOWN | MB | UNKNOWN | UNKNOWN |  |  | SYSTEM | 2015-01-13 | manthak |  | CONSOLIDATED | LIGHTHIPE | METRO WEST | 2171491 |  | 2217660 | A | Y | N |  | -1 | I | 1984-05-01 |  | D |  | 48989276 | 48989902 |  |  |  | :06465 | 06465:06465 | main_exi_3_route_oh | CIRCUIT_BREAKER |  |  |  |  | -1.76 | 2 |  | 504449 |  | [MDSYS.SDO_GEOMETRY]
60911727 | 49010181 | EXISTING | CRUZ | 4457 | MORAGA | 8348 | D | NO | SCE | THREE | UNKNOWN | 12KV | LOW 13 | UNKNOWN | MB | UNKNOWN | UNKNOWN |  |  | SYSTEM | 2014-09-04 | yallasv |  | CONSOLIDATED | VALLEY | SAN JACINTO | 2149217 |  | 2213880 | A | N | N |  | -1 | I | 1992-06-12 |  | D |  | 49010188 | 49115616;49115617 |  |  |  | :04457 | 04457:04457 | main_exi_3_route_oh | CIRCUIT_BREAKER |  |  |  |  | -1.82 | 3 |  | 504449 |  | [MDSYS.SDO_GEOMETRY]
60912030 | 51580716 | EXISTING | TANK FARM 1 | 17531 | MOBILOIL | 5229 | C | NO | SCE | THREE | UNKNOWN | 12KV | LOW 5 | UNKNOWN | MB | UNKNOWN | UNKNOWN |  |  | SYSTEM | 2015-04-16 | kallurr |  | CONSOLIDATED | EL NIDO | METRO WEST | 2187864 | 1 | 2212312 | A | N | N |  | -1 | I | 1966-06-01 |  | D |  | 51580723 | 51580895 |  |  |  | :17531 | 17531:17531 | main_exi_3_route_oh | CIRCUIT_BREAKER |  |  |  |  | -1.76 | 2 |  | 504449 |  | [MDSYS.SDO_GEOMETRY]
60912031 | 51581208 | EXISTING | TANK FARM 2 | 17532 | MOBILOIL | 5229 | C | NO | SCE | THREE | UNKNOWN | 12KV | LOW 6 | UNKNOWN | MB | UNKNOWN | UNKNOWN |  |  | SYSTEM | 2015-04-16 | amathis |  | CONSOLIDATED | EL NIDO | METRO WEST | 2187865 | 4 | 2212312 | A | N | N |  | -1 | I | 1966-06-01 |  | D |  | 51581212 | 51581402 |  |  |  | :17532 | 17532:17532 | main_exi_3_route_oh | CIRCUIT_BREAKER |  |  |  |  | -1.76 | 2 |  | 504449 |  | [MDSYS.SDO_GEOMETRY]
60912032 | 51581700 | EXISTING | TANK FARM 3 | 17533 | MOBILOIL | 5229 | C | NO | SCE | THREE | UNKNOWN | 12KV | LOW 36 | UNKNOWN | MB | UNKNOWN | UNKNOWN |  |  | SYSTEM | 2015-04-16 | bessar |  | CONSOLIDATED | EL NIDO | METRO WEST | 2187866 | 1 | 2212312 | A | N | N |  | -1 | I | 1966-06-01 |  | D |  | 51581707 | 51581873 |  |  |  | :17533 | 17533:17533 | main_exi_3_route_oh | CIRCUIT_BREAKER |  |  |  |  | -1.76 | 2 |  | 504449 |  | [MDSYS.SDO_GEOMETRY]
60912033 | 51582201 | EXISTING | TANK FARM 4 | 17534 | MOBILOIL | 5229 | C | NO | SCE | THREE | UNKNOWN | 12KV | LOW 9 | UNKNOWN | MB | UNKNOWN | UNKNOWN |  |  | SYSTEM | 2015-04-18 | maxwelbw |  | CONSOLIDATED | EL NIDO | METRO WEST | 2187867 | 4 | 2212312 | A | Y | N |  | -1 | I | 1985-06-01 |  | D |  | 51582208 | 51582375 |  |  |  | :17534 | 17534:17534 | main_exi_3_route_oh | CIRCUIT_BREAKER |  |  |  |  | -1.76 | 2 |  | 504449 |  | [MDSYS.SDO_GEOMETRY]
60912034 | 51582688 | EXISTING | TARTAR | 17558 | BEVERLY | 5201 | D | NO | SCE | THREE | UNKNOWN | 16KV | LOW 15 | UNKNOWN | MB | UNKNOWN | UNKNOWN |  |  | SYSTEM | 2017-10-13 | maxwelbw |  | CONSOLIDATED | EL NIDO | METRO WEST | 2187041 | 7 | 2216848 | S | N | Y | 133 | -1 | I | 1964-11-01 |  | D |  | 51582698 | 51687073 |  |  |  | :17558 | 17558:17558 | main_exi_3_route_oh | CIRCUIT_BREAKER |  |  |  |  | -1.76 | 3 |  | 504449 |  | [MDSYS.SDO_GEOMETRY]
60912035 | 51591044 | EXISTING | RICHARDS | 14990 | COSTA MESA | 5817 | D | NO | SCE | THREE | UNKNOWN | 4KV | LOW 5 | UNKNOWN | MB | UNKNOWN | UNKNOWN |  |  | SYSTEM | 2014-10-06 | attadas |  | CONSOLIDATED | ELLIS | ORANGE | 2186148 |  | 2220158 | A | N | Y | 249 | -1 | I | 1950-01-01 |  | D |  | 51591051 | 51636088;51636089;51636090 |  |  |  | :14990 | 14990:14990 | main_exi_3_route_oh | CIRCUIT_BREAKER |  |  |  |  | -1.78 | 3 |  | 504449 |  | [MDSYS.SDO_GEOMETRY]
60912036 | 51595951 | EXISTING | SHERIDAN | 16336 | CORONA | 8279 | D | NO | SCE | THREE | UNKNOWN | 12KV | LOW 8 | UNKNOWN | MB | UNKNOWN | UNKNOWN |  |  | SYSTEM | 2014-08-01 | attadas |  | CONSOLIDATED | MIRA LOMA | METRO EAST | 2190809 | 7 | 2220750 | A | N | N |  | -1 | I | 1999-06-01 |  | D |  | 51595958 | 51682501;51682502 |  |  |  | :16336 | 16336:16336 | main_exi_3_route_oh | CIRCUIT_BREAKER |  |  |  |  | -1.8 | 2 |  | 504449 |  | [MDSYS.SDO_GEOMETRY]
60912042 | 51631972 | EXISTING | GUASTI | 7700 | UPLAND | 5635 | D | NO | SCE | THREE | UNKNOWN | 12KV | LOW 4 | UNKNOWN | MB | UNKNOWN | UNKNOWN |  |  | SYSTEM | 2014-06-03 | attadas |  | CONSOLIDATED | MIRA LOMA | METRO EAST | 2158614 | 2 | 2217504 | S | N | Y | 140 | -1 | I | 1971-05-01 |  | D |  | 51631982 | 51673974;51673975 |  |  |  | :07700 | 07700:07700 | main_exi_3_route_oh | CIRCUIT_BREAKER |  |  |  |  | -1.79 | 3 |  | 504449 |  | [MDSYS.SDO_GEOMETRY]
60912043 | 51636862 | EXISTING | RICHMAN | 15020 | FULLERTON | 5822 | D | NO | SCE | THREE | UNKNOWN | 4KV | LOW 12 | UNKNOWN | MB | UNKNOWN | UNKNOWN |  |  | SYSTEM | 2017-11-01 | thompsma |  | CONSOLIDATED | VILLA PARK | ORANGE | 2186219 |  | 2215532 | S | N | Y | 117 | -1 | I | 1950-01-01 |  | D |  | 51636869 | 51675852 |  |  |  | :15020 | 15020:15020 | main_exi_3_route_oh | CIRCUIT_BREAKER |  |  |  |  | -1.78 | 3 |  | 504449 |  | [MDSYS.SDO_GEOMETRY]
60912044 | 51649939 | EXISTING | DOVER | 5270 | SULLIVAN | 5862 | D | NO | SCE | THREE | UNKNOWN | 4KV | LOW 13 | UNKNOWN | MB | UNKNOWN | UNKNOWN |  |  | SYSTEM | 2014-09-22 | bodduvh |  | CONSOLIDATED | ELLIS | ORANGE | 2146662 |  | 2220256 | S | N | Y | 136 | -1 | I | 1950-01-01 |  | D |  | 51649946 | 51667938;51667939 |  |  |  | :05270 | 05270:05270 | main_exi_3_route_oh | CIRCUIT_BREAKER |  |  |  |  | -1.78 | 2 |  | 504449 |  | [MDSYS.SDO_GEOMETRY]
60912045 | 51676586 | EXISTING | RIDGEMOOR | 15051 | NEWCOMB | 8342 | D | NO | SCE | THREE | UNKNOWN | 12KV | LOW 10 | UNKNOWN | MB | UNKNOWN | UNKNOWN |  |  | SYSTEM | 2014-08-28 | bodduvh |  | 720A / 180A | VALLEY | SAN JACINTO | 2183083 | 2 | 2218460 |  | N | N |  | -1 | I | 1990-05-08 |  | D |  | 51676593 | 51783490;51783491 |  |  |  | :15051 | 15051:15051 | main_exi_3_route_oh | CIRCUIT_BREAKER |  |  |  |  | -1.81 | 3 |  | 504449 |  | [MDSYS.SDO_GEOMETRY]
60912046 | 51684175 | EXISTING | GUEST | 7720 | RAMONA | 5138 | D | NO | SCE | THREE | UNKNOWN | 4KV | LOW 6 | UNKNOWN | MB | UNKNOWN | UNKNOWN |  |  | SYSTEM | 2014-11-18 | aminencn |  | CONSOLIDATED | MESA | METRO EAST | 2158617 | 1 | 2219070 | A | Y | N |  | -1 | I | 1950-01-01 |  | D |  | 51684185 | 51698906 |  |  |  | :07720 | 07720:07720 | main_exi_3_route_oh | CIRCUIT_BREAKER |  |  |  |  | -1.77 | 3 |  | 504449 |  | [MDSYS.SDO_GEOMETRY]
60912047 | 51688373 | EXISTING | TATTOO | 17570 | CENTER | 5084 | D | NO | SCE | THREE | UNKNOWN | 12KV | LOW 15 | UNKNOWN | MB | UNKNOWN | UNKNOWN |  |  | SYSTEM | 2015-03-02 | bodduvh |  | CONSOLIDATED | LIGHTHIPE | METRO WEST | 2187043 | 5 | 2211948 | M | N | Y | 123 | -1 | I | 1956-10-01 |  | D |  | 51688383 | 51730000 |  |  |  | :17570 | 17570:17570 | main_exi_3_route_oh | CIRCUIT_BREAKER |  |  |  |  | -1.77 | 3 |  | 504449 |  | [MDSYS.SDO_GEOMETRY]
60912048 | 51700921 | EXISTING | DRIFTWOOD | 5317 | WAVE | 5828 | D | NO | SCE | THREE | UNKNOWN | 12KV | LOW 1 | UNKNOWN | MB | UNKNOWN | UNKNOWN |  |  | SYSTEM | 2017-10-26 | thompsma |  | CONSOLIDATED | ELLIS | ORANGE | 2146668 |  | 2213280 | A | Y | N |  | -1 | I | 1964-11-01 |  | D |  | 51700925 | 51848186 |  |  |  | :05317 | 05317:05317 | main_exi_3_route_oh | CIRCUIT_BREAKER |  |  |  |  | -1.77 | 3 |  | 504449 |  | [MDSYS.SDO_GEOMETRY]
60912344 | 54124579 | EXISTING | TROUSDALE | 18210 | DOHENY | 5209 | D | NO | SCE | THREE | UNKNOWN | 4KV | LOW 3 | UNKNOWN | MB | UNKNOWN | UNKNOWN |  |  | SYSTEM | 2015-04-10 | amathis |  |  | EL NIDO | METRO WEST | 2190607 |  | 2219220 | A | N | Y |  | -1 | I | 1961-10-01 |  | D |  | 54124589 | 54163035;54163036 |  |  |  | :18210 | 18210:18210 | main_exi_3_route_oh | CIRCUIT_BREAKER |  |  |  |  | -1.76 | 3 |  | 504449 |  | [MDSYS.SDO_GEOMETRY]
60912345 | 54125928 | EXISTING | FAIRWAY | 6250 | VILLA PARK | 5082 | D | NO | SCE | THREE | UNKNOWN | 12KV | LOW 20 | UNKNOWN | MB | UNKNOWN | UNKNOWN |  |  | SYSTEM | 2014-09-16 | rajendrs |  | CONSOLIDATED | VILLA PARK | ORANGE | 2151119 | 6 | 2216586 | M | N | Y | 131 | -1 | I | 1950-01-01 |  | D |  | 54125935 | 54155599 |  |  |  | :06250 | 06250:06250 | main_exi_3_route_oh | CIRCUIT_BREAKER |  |  |  |  | 0.38 | 4 |  | 504449 |  | [MDSYS.SDO_GEOMETRY]
60912346 | 54177070 | EXISTING | HOSE | 8703 | FIREHOUSE | 5618 | D | NO | SCE | THREE | UNKNOWN | 12KV | LOW 6 | UNKNOWN | MB | UNKNOWN | UNKNOWN |  |  | SYSTEM | 2014-07-25 | merugusn |  | CONSOLIDATED | MIRA LOMA | METRO EAST | 2178319 |  | 2215118 | A | N | N |  | -1 | I | 1987-06-01 |  | D |  | 54177080 | 54246525;54246526 |  |  |  | :08703 | 08703:08703 | main_exi_3_route_oh | CIRCUIT_BREAKER |  |  |  |  | -1.79 | 3 |  | 504449 |  | [MDSYS.SDO_GEOMETRY]
60912347 | 54186253 | EXISTING | FARALLON | 6283 | CROWN | 5818 | D | NO | SCE | THREE | UNKNOWN | 12KV | LOW 7 | UNKNOWN | MB | UNKNOWN | UNKNOWN |  |  | SYSTEM | 2014-12-10 | punukos |  | CONSOLIDATED | ELLIS | ORANGE | 2151662 | 2 | 2217826 | A | N | Y | 126 | -1 | I | 1986-12-01 |  | D |  | 54186260 | 54218041;54218042;54218043 |  |  |  | :06283 | 06283:06283 | main_exi_3_route_oh | CIRCUIT_BREAKER |  |  |  |  | -1.78 | 3 |  | 504449 |  | [MDSYS.SDO_GEOMETRY]
60912348 | 54190595 | EXISTING | GRAVEYARD | 7560 | LA FRESA | 5021 | D | NO | SCE | THREE | UNKNOWN | 16KV | LOW 26 | UNKNOWN | MB | UNKNOWN | UNKNOWN |  |  | SYSTEM | 2015-04-28 | bessar |  |  | EL NIDO | METRO WEST | 2153099 | 5 | 2211620 | M | N | Y | 119 | -1 | I | 1950-01-01 |  | D |  | 54190605 | 54256153 |  |  |  | :07560 | 07560:07560 | main_exi_3_route_oh | CIRCUIT_BREAKER |  |  |  |  | -1.76 | 3 |  | 504449 |  | [MDSYS.SDO_GEOMETRY]
60912349 | 54209370 | EXISTING | TRUBLU | 18220 | FLORADAY | 5898 | D | NO | SCE | THREE | UNKNOWN | 4KV | LOW 4 | UNKNOWN | MB | UNKNOWN | UNKNOWN |  |  | SYSTEM | 2015-01-16 | gallog |  | CONSOLIDATED | LIGHTHIPE | METRO WEST | 2189330 | 1 | 2218012 | A | N | Y |  | -1 | I | 1950-01-01 |  | D |  | 54209377 | 54234780 |  |  |  | :18220 | 18220:18220 | main_exi_3_route_oh | CIRCUIT_BREAKER |  |  |  |  | -1.77 | 3 |  | 504449 |  | [MDSYS.SDO_GEOMETRY]
60912350 | 54218860 | EXISTING | FARO | 6285 | JOHANNA | 5085 | D | NO | SCE | THREE | UNKNOWN | 12KV | LOW 18 | UNKNOWN | MB | UNKNOWN | UNKNOWN |  |  | SYSTEM | 2014-09-12 | bessar |  | CONSOLIDATED | ELLIS | ORANGE | 2171293 |  | 2216608 | A | Y | N |  | -1 | I | 1983-05-01 |  | D |  | 54218867 | 54259380 |  |  |  | :06285 | 06285:06285 | main_exi_3_route_oh | CIRCUIT_BREAKER |  |  |  |  | -1.78 | 2 |  | 504449 |  | [MDSYS.SDO_GEOMETRY]
60912351 | 54226806 | EXISTING | SPARLING | 16736 | TENNESSEE | 5628 | D | NO | SCE | THREE | UNKNOWN | 12KV | LOW 3 | UNKNOWN | MB | UNKNOWN | UNKNOWN |  |  | SYSTEM | 2014-06-20 | punukos |  | CONSOLIDATED | VISTA | DESERT | 2190832 |  | 2219824 | A | N | Y | 232 | -1 | I | 1967-05-01 |  | D |  | 54226816 | 54285935;54285936 |  | 54265442 |  | :16736 | 16736:16736 | main_exi_3_route_oh | CIRCUIT_BREAKER |  |  |  |  | -1.82 | 3 |  | 504449 |  | [MDSYS.SDO_GEOMETRY]
60912353 | 54242870 | EXISTING | SCORPIO | 16007 | ESTRELLA | 5865 | D | NO | SCE | THREE | UNKNOWN | 12KV | LOW 5 | UNKNOWN | MB | UNKNOWN | UNKNOWN |  |  | SYSTEM | 2014-08-27 | simhadk |  | CONSOLIDATED | ELLIS | ORANGE | 2187707 | 4 | 2213342 | A | Y | N |  | -1 | I | 1973-08-01 |  | D |  | 54242877 | 54268874;54268875 |  |  |  | :16007 | 16007:16007 | main_exi_3_route_oh | CIRCUIT_BREAKER |  |  |  |  | 0.38 | 3 |  | 504449 |  | [MDSYS.SDO_GEOMETRY]
60912357 | 54250708 | EXISTING | HOTPOINT | 8720 | UPLAND | 5635 | D | NO | SCE | THREE | UNKNOWN | 12KV | LOW 7 | UNKNOWN | MB | UNKNOWN | UNKNOWN |  |  | SYSTEM | 2014-05-28 | merugusn |  | CONSOLIDATED | MIRA LOMA | METRO EAST | 2160621 | 4 | 2217504 | S | Y | N |  | -1 | I | 1950-01-01 |  | D |  | 54250715 | 54276840 |  |  |  | :08720 | 08720:08720 | main_exi_3_route_oh | CIRCUIT_BREAKER |  |  |  |  | -1.79 | 3 |  | 504449 |  | [MDSYS.SDO_GEOMETRY]
60912359 | 54259522 | EXISTING | FARTHING | 6293 | SANTIAGO | 5088 | D | NO | SCE | THREE | UNKNOWN | 12KV | LOW 24 | UNKNOWN | MB | UNKNOWN | UNKNOWN |  |  | SYSTEM | 2014-09-03 | kallurr |  | CONSOLIDATED | ELLIS | ORANGE | 2157867 | 8 | 2211986 | S | N | N |  | -1 | I | 1981-06-01 |  | D |  | 54259529 | 54262785;107769480 |  |  |  | :06293 | 06293:06293 | main_exi_3_route_oh | CIRCUIT_BREAKER |  |  |  |  | 3.82 | 3 |  | 504449 |  | [MDSYS.SDO_GEOMETRY]
60912360 | 54262897 | EXISTING | FELLER | 6310 | HAMILTON | 5825 | D | NO | SCE | THREE | UNKNOWN | 12KV | LOW 7 | UNKNOWN | MB | UNKNOWN | UNKNOWN |  |  | SYSTEM | 2017-11-01 | thompsma |  | CONSOLIDATED | ELLIS | ORANGE | 2151665 | 1 | 2217848 | S | Y | N |  | -1 | I | 1950-01-01 |  | D |  | 54262904 | 54331385 |  |  |  | :06310 | 06310:06310 | main_exi_3_route_oh | CIRCUIT_BREAKER |  |  |  |  | -1.77 | 3 |  | 504449 |  | [MDSYS.SDO_GEOMETRY]
60912361 | 54268987 | EXISTING | SCOTCH | 16009 | CHIQUITA | 5811 | D | NO | SCE | THREE | UNKNOWN | 12KV | LOW 1 | UNKNOWN | MB | UNKNOWN | UNKNOWN |  |  | SYSTEM | 2017-09-11 | thompsma |  | CONSOLIDATED | ELLIS | ORANGE | 2187779 | 2 | 2215488 | A | N | N |  | -1 | I | 1991-05-28 |  | D |  | 54268997 | 54394523;54394524;54394525 |  |  |  | :16009 | 16009:16009 | main_exi_3_route_oh | CIRCUIT_BREAKER |  |  |  |  | -1.79 | 3 |  | 504449 |  | [MDSYS.SDO_GEOMETRY]
60912659 | 56785696 | EXISTING | GASTON | 7100 | LA HABRA | 5832 | D | NO | SCE | THREE | UNKNOWN | 12KV | LOW 6 | UNKNOWN | MB | UNKNOWN | UNKNOWN |  |  | SYSTEM | 2017-11-02 | thompsma |  | CONSOLIDATED | VILLA PARK | ORANGE | 2156741 | 1 | 2215550 | S | N | Y | 128 | -1 | I | 1950-01-01 |  | D |  | 56785700 | 56876847 |  |  |  | :07100 | 07100:07100 | main_exi_3_route_oh | CIRCUIT_BREAKER |  |  |  |  | -1.78 | 2 |  | 504449 |  | [MDSYS.SDO_GEOMETRY]
60912660 | 56795394 | EXISTING | HINDRY | 8460 | FELTON | 5244 | D | NO | SCE | THREE | UNKNOWN | 4KV | LOW 8 | UNKNOWN | MB | UNKNOWN | UNKNOWN |  |  | SYSTEM | 2015-04-02 | merugusn |  | CONSOLIDATED | EL NIDO | METRO WEST | 2177586 |  | 2219312 | A | Y | N |  | -1 | I | 1950-01-01 |  | D |  | 56795404 | 56819680 |  |  |  | :08460 | 08460:08460 | main_exi_3_route_oh | CIRCUIT_BREAKER |  |  |  |  | -1.76 | 3 |  | 504449 |  | [MDSYS.SDO_GEOMETRY]
60912661 | 56819942 | EXISTING | HILLSIDE | 8480 | VICTORIA | 5232 | D | NO | SCE | THREE | UNKNOWN | 16KV | LOW 9 | UNKNOWN | MB | UNKNOWN | UNKNOWN |  |  | SYSTEM | 2015-03-24 | bodduvh |  | CONSOLIDATED | EL NIDO | METRO WEST | 2155683 | 3 | 2214608 | S | Y | N |  | -1 | I | 1950-01-01 |  | D |  | 56819952 | 56822135 |  |  |  | :08480 | 08480:08480 | main_exi_3_route_oh | CIRCUIT_BREAKER |  |  |  |  | -1.76 | 3 |  | 504449 |  | [MDSYS.SDO_GEOMETRY]
60912668 | 56836179 | EXISTING | SLICE | 16535 | GILBERT | 5833 | D | NO | SCE | THREE | UNKNOWN | 12KV | LOW 10 | UNKNOWN | MB | UNKNOWN | UNKNOWN |  |  | SYSTEM | 2014-09-19 | rajendrs |  | CONSOLIDATED | VILLA PARK | ORANGE | 2184232 | 2 | 2220202 | A | N | N |  | -1 | I | 1961-07-01 |  | D |  | 56836189 | 56925239;56925240 |  |  |  | :16535 | 16535:16535 | main_exi_3_route_oh | CIRCUIT_BREAKER |  |  |  |  | 0.39 | 2 |  | 504449 |  | [MDSYS.SDO_GEOMETRY]
60912669 | 56860970 | EXISTING | KIEWAY | 9685 | ARCADIA | 5106 | D | NO | SCE | THREE | UNKNOWN | 16KV | LOW 4 | UNKNOWN | MB | UNKNOWN | UNKNOWN |  |  | SYSTEM | 2017-10-20 | krumwimg |  | CONSOLIDATED | MESA | METRO EAST | 2181459 | 4 | 2218994 | A | N | Y | 216 | -1 | I | 1961-07-01 |  | D |  | 56860980 | 56913499 |  | 56889988 |  | :09685 | 09685:09685 | main_exi_3_route_oh | CIRCUIT_BREAKER |  |  |  |  | -1.78 | 3 |  | 504449 |  | [MDSYS.SDO_GEOMETRY]
60912670 | 56863329 | EXISTING | WAYSIDE | 19073 | FREMONT | 5720 | D | NO | SCE | THREE | UNKNOWN | 16KV | LOW 5 | UNKNOWN | MB | UNKNOWN | UNKNOWN |  |  | SYSTEM | 2015-02-12 | attadas |  | CONSOLIDATED | LIGHTHIPE | METRO WEST | 2190283 | 2 | 2217612 | A | N | Y | 220 | -1 | I | 1965-11-01 |  | D |  | 56863339 | 56917607;56917608 |  |  |  | :19073 | 19073:19073 | main_exi_3_route_oh | CIRCUIT_BREAKER |  |  |  |  | -1.76 | 4 |  | 504449 |  | [MDSYS.SDO_GEOMETRY]
60912671 | 56877698 | EXISTING | GAZELLE | 7131 | LAMPSON | 5870 | D | NO | SCE | THREE | UNKNOWN | 12KV | LOW 6 | UNKNOWN | MB | UNKNOWN | UNKNOWN |  |  | SYSTEM | 2014-10-20 | kallurr |  | CONSOLIDATED | VILLA PARK | ORANGE | 2161381 |  | 2213356 | A | Y | N |  | -1 | I | 1970-06-01 |  | D |  | 56877705 | 56910539;56910540 |  |  |  | :07131 | 07131:07131 | main_exi_3_route_oh | CIRCUIT_BREAKER |  |  |  |  | 0.39 | 2 |  | 504449 |  | [MDSYS.SDO_GEOMETRY]
60912677 | 56880052 | EXISTING | SUNTAN | 17314 | BELDING | 8204 | D | NO | SCE | THREE | UNKNOWN | 4KV | LOW 3 | UNKNOWN | MB | UNKNOWN | UNKNOWN |  |  | SYSTEM | 2014-05-13 | yallasv |  | CONSOLIDATED | DEVERS | DESERT | 2186953 |  | 2218346 | A | N | N |  | -1 | I | 1966-08-01 |  | D |  | 56880059 | 56904115 |  |  |  | :17314 | 17314:17314 | main_exi_3_route_oh | CIRCUIT_BREAKER |  |  |  |  | -1.85 | 2 |  | 504449 |  | [MDSYS.SDO_GEOMETRY]
60912678 | 56895560 | EXISTING | HILTON | 8495 | BEVERLY | 5201 | D | NO | SCE | THREE | UNKNOWN | 16KV | LOW 12 | UNKNOWN | MB | UNKNOWN | UNKNOWN |  |  | SYSTEM | 2017-12-05 | maxwelbw |  | CONSOLIDATED | EL NIDO | METRO WEST | 2177588 | 7 | 2216848 | S | N | Y | 124 | -1 | I | 1961-07-01 |  | D |  |  | 57030181 |  |  |  | :08495 | 08495:08495 | main_exi_3_route_oh | CIRCUIT_BREAKER |  |  |  |  | -1.76 | 3 |  | 504449 |  | [MDSYS.SDO_GEOMETRY]
60912679 | 56904368 | EXISTING | SUPREME | 17340 | GANESHA | 5617 | D | NO | SCE | THREE | UNKNOWN | 12KV | LOW 6 | UNKNOWN | MB | UNKNOWN | UNKNOWN |  |  | SYSTEM | 2014-06-13 | bessar |  | CONSOLIDATED | MIRA LOMA | METRO EAST | 2190938 | 1 | 2212890 | S | Y | N |  | -1 | I | 1950-01-01 |  | D |  | 56904378 | 57010911;57010912 |  |  |  | :17340 | 17340:17340 | main_exi_3_route_oh | CIRCUIT_BREAKER |  |  |  |  | -1.79 | 2 |  | 504449 |  | [MDSYS.SDO_GEOMETRY]
60912680 | 56910703 | EXISTING | GEHRIG | 7140 | HAMILTON | 5825 | D | NO | SCE | THREE | UNKNOWN | 12KV | LOW 5 | UNKNOWN | MB | UNKNOWN | UNKNOWN |  |  | SYSTEM | 2014-11-17 | bessar |  | CONSOLIDATED | ELLIS | ORANGE | 2152735 | 2 | 2217848 | S | Y | N |  | -1 | I | 1950-01-01 |  | D |  | 56910713 | 57153507;57153508 |  |  |  | :07140 | 07140:07140 | main_exi_3_route_oh | CIRCUIT_BREAKER |  |  |  |  | -1.77 | 3 |  | 504449 |  | [MDSYS.SDO_GEOMETRY]
60912681 | 56915541 | EXISTING | KILTS | 9703 | HIGHLAND | 5619 | D | NO | SCE | THREE | UNKNOWN | 12KV | LOW 9 | UNKNOWN | MB | UNKNOWN | UNKNOWN |  |  | SYSTEM | 2014-06-05 | attadas |  | CONSOLIDATED | VISTA | DESERT | 2163349 |  | 2219808 | S | N | Y | 133 | -1 | I | 1972-08-01 |  | D |  | 56915548 | 56981035;56981036 |  |  |  | :09703 | 09703:09703 | main_exi_3_route_oh | CIRCUIT_BREAKER |  |  |  |  | -1.81 | 3 |  | 504449 |  | [MDSYS.SDO_GEOMETRY]
60912682 | 56918902 | EXISTING | WEBBWOOD | 19110 | SOUTH GATE | 5787 | D | NO | SCE | THREE | UNKNOWN | 4KV | LOW 2 | UNKNOWN | MB | UNKNOWN | UNKNOWN |  |  | SYSTEM | 2015-02-28 | yallasv |  | CONSOLIDATED | LIGHTHIPE | METRO WEST | 2190287 |  | 2220094 | A | N | Y | 211 | -1 | I | 1948-04-01 |  | D |  | 56918912 | 56962084 |  |  |  | :19110 | 19110:19110 | main_exi_3_route_oh | CIRCUIT_BREAKER |  |  |  |  | -1.77 | 3 |  | 504449 |  | [MDSYS.SDO_GEOMETRY]
60912683 | 56947656 | EXISTING | SLING | 16538 | CHIQUITA | 5811 | D | NO | SCE | THREE | UNKNOWN | 12KV | LOW 4 | UNKNOWN | MB | UNKNOWN | UNKNOWN |  |  | SYSTEM | 2014-09-26 | simhadk |  | CONSOLIDATED | ELLIS | ORANGE | 2190819 | 3 | 2215488 | A | Y | N |  | -1 | I | 1983-08-01 |  | D |  | 56947666 | 57051183;57051184;57051185 |  |  |  | :16538 | 16538:16538 | main_exi_3_route_oh | CIRCUIT_BREAKER |  |  |  |  | -1.79 | 3 |  | 504449 |  | [MDSYS.SDO_GEOMETRY]
60911729 | 49040829 | EXISTING | FLAGG | 6505 | SUNNYSIDE | 5785 | D | NO | SCE | THREE | UNKNOWN | 12KV | LOW 9 | UNKNOWN | MB | UNKNOWN | UNKNOWN |  |  | SYSTEM | 2015-01-12 | bodduvh |  | CONSOLIDATED | LIGHTHIPE | METRO WEST | 2151482 | 1 | 2217758 | S | N | Y | 123 | -1 | I | 1967-01-01 |  | D |  | 49040839 | 49135741;49135742 |  |  |  | :06505 | 06505:06505 | main_exi_3_route_oh | CIRCUIT_BREAKER |  |  |  |  | -1.77 | 3 |  | 504449 |  | [MDSYS.SDO_GEOMETRY]
60911730 | 49043068 | EXISTING | FOYT | 6717 | CUCAMONGA | 5677 | D | NO | SCE | THREE | UNKNOWN | 12KV | LOW 15 | UNKNOWN | MB | UNKNOWN | UNKNOWN |  |  | SYSTEM | 2014-08-20 | rajendrs |  | CONSOLIDATED | MIRA LOMA | METRO EAST | 2159683 | 1 | 2219902 | A | N | Y | 237 | -1 | I | 1970-05-01 |  | D |  | 49043075 | 49065786 |  |  |  | :06717 | 06717:06717 | main_exi_3_route_oh | CIRCUIT_BREAKER |  |  |  |  | -1.8 | 3 |  | 504449 |  | [MDSYS.SDO_GEOMETRY]
60911731 | 49048165 | EXISTING | POURROY | 14382 | AULD | 8018 | D | NO | SCE | THREE | UNKNOWN | 12KV | LOW 10 | UNKNOWN | MB | UNKNOWN | UNKNOWN |  |  | SYSTEM | 2014-08-07 | yallasv |  | CONSOLIDATED | VALLEY | SAN JACINTO | 2180110 |  | 2213470 | A | N | N |  | -1 | I | 1991-05-24 |  | D |  | 49048175 | 49167276;49167278 |  |  |  | :14382 | 14382:14382 | main_exi_3_route_oh | CIRCUIT_BREAKER |  |  |  |  | -1.82 | 3 |  | 504449 |  | [MDSYS.SDO_GEOMETRY]
60911733 | 49078252 | EXISTING | FREMONT | 6790 | GARFIELD | 5121 | D | NO | SCE | THREE | UNKNOWN | 4KV | LOW 5 | UNKNOWN | MB | UNKNOWN | UNKNOWN |  |  | SYSTEM | 2014-10-29 | kallurr |  | CONSOLIDATED | MESA | METRO EAST | 2159687 |  | 2219022 | S | N | Y | 246 | -1 | I | 1950-01-01 |  | D |  | 49078262 | 49099920 |  |  |  | :06790 | 06790:06790 | main_exi_3_route_oh | CIRCUIT_BREAKER |  |  |  |  | -1.77 | 3 |  | 504449 |  | [MDSYS.SDO_GEOMETRY]
60911734 | 49091105 | EXISTING | SARAH | 15886 | RAMONA | 5138 | D | NO | SCE | THREE | UNKNOWN | 4KV | LOW 1 | UNKNOWN | MB | UNKNOWN | UNKNOWN |  |  | SYSTEM | 2014-11-15 | bodduvh |  | CONSOLIDATED | MESA | METRO EAST | 2190763 | 2 | 2219070 | A | N | Y | 216 | -1 | I | 1962-08-01 |  | D |  | 49091115 | 49113048;49113049 |  |  |  | :15886 | 15886:15886 | main_exi_3_route_oh | CIRCUIT_BREAKER |  |  |  |  | -1.77 | 3 |  | 504449 |  | [MDSYS.SDO_GEOMETRY]
60911735 | 49101782 | EXISTING | FRISBIE | 6833 | ALDER | 5672 | D | NO | SCE | THREE | UNKNOWN | 12KV | LOW 10 | UNKNOWN | MB | UNKNOWN | UNKNOWN |  |  | SYSTEM | 2014-05-21 | gallog |  | CONSOLIDATED | VISTA | DESERT | 2152044 | 2 | 2213000 | A | N | N |  | -1 | I | 1988-08-01 |  | D |  | 49101792 | 49161767;49161768 |  |  |  | :06833 | 06833:06833 | main_exi_3_route_oh | CIRCUIT_BREAKER |  |  |  |  | -1.81 | 3 |  | 504449 |  | [MDSYS.SDO_GEOMETRY]
60911742 | 49138018 | EXISTING | SATELLITE | 15908 | SAN ANTONIO | 5631 | D | NO | SCE | THREE | UNKNOWN | 12KV | LOW 8 | UNKNOWN | MB | UNKNOWN | UNKNOWN |  |  | SYSTEM | 2014-08-05 | manthak |  | CONSOLIDATED | MIRA LOMA | METRO EAST | 2183310 |  | 2219828 | S | N | N |  | -1 | I | 1968-03-01 |  | D |  | 49138025 | 49332478;49332479 |  |  |  | :15908 | 15908:15908 | main_exi_3_route_oh | CIRCUIT_BREAKER |  |  |  |  | -1.79 | 3 |  | 504449 |  | [MDSYS.SDO_GEOMETRY]
60911743 | 49141808 | EXISTING | CUBA | 4465 | ELY | 5819 | D | NO | SCE | THREE | UNKNOWN | 12KV | LOW 8 | UNKNOWN | MB | UNKNOWN | UNKNOWN |  |  | SYSTEM | 2014-08-22 | manthak |  | CONSOLIDATED | VILLA PARK | ORANGE | 2147575 | 2 | 2213258 | S | N | Y | 209 | -1 | I | 1965-11-01 |  | D |  | 49141818 | 49176492;49176493 |  |  |  | :04465 | 04465:04465 | main_exi_3_route_oh | CIRCUIT_BREAKER |  |  |  |  | -1.77 | 3 |  | 504449 |  | [MDSYS.SDO_GEOMETRY]
60911744 | 49165110 | EXISTING | FLASK | 6506 | LIGHTHIPE | 5073 | D | NO | SCE | THREE | UNKNOWN | 12KV | LOW 23 | UNKNOWN | MB | UNKNOWN | UNKNOWN |  |  | SYSTEM | 2017-10-18 | maxwelbw |  |  | LIGHTHIPE | METRO WEST | 2151483 |  | 2211882 | A | N | Y | 114 | -1 | I | 1972-07-01 |  | D |  | 49165120 | 49214835 |  |  |  | :06506 | 06506:06506 | main_exi_3_route_oh | CIRCUIT_BREAKER |  |  |  |  | -1.77 | 3 |  | 504449 |  | [MDSYS.SDO_GEOMETRY]
60911745 | 49169340 | EXISTING | PRESLEY | 14397 | NEWCOMB | 8342 | D | NO | SCE | THREE | UNKNOWN | 12KV | LOW 15 | UNKNOWN | MB | UNKNOWN | UNKNOWN |  |  | SYSTEM | 2014-08-20 | manthak |  | CONSOLIDATED | VALLEY | SAN JACINTO | 2185317 | 2 | 2218460 | A | N | Y |  | -1 | I | 1983-07-01 |  | D |  | 49169350 | 49277006;49277007 |  |  |  | :14397 | 14397:14397 | main_exi_3_route_oh | CIRCUIT_BREAKER |  |  |  |  | -1.81 | 3 |  | 504449 |  | [MDSYS.SDO_GEOMETRY]
60911746 | 49172838 | EXISTING | FROST | 6844 | REDLANDS | 5629 | D | NO | SCE | THREE | UNKNOWN | 12KV | LOW 1 | UNKNOWN | MB | UNKNOWN | UNKNOWN |  |  | SYSTEM | 2014-05-09 | bessar |  | CONSOLIDATED | VISTA | DESERT | 2159873 |  | 2215146 | S | N | Y | 115 | -1 | I | 1965-01-01 |  | D |  | 49172848 | 49221432 |  |  |  | :06844 | 06844:06844 | main_exi_3_route_oh | CIRCUIT_BREAKER |  |  |  |  | -1.82 | 3 |  | 504449 |  | [MDSYS.SDO_GEOMETRY]
60911747 | 49177208 | EXISTING | CUBBON | 4490 | EDINGER | 5875 | D | NO | SCE | THREE | UNKNOWN | 4KV | LOW 3 | UNKNOWN | MB | UNKNOWN | UNKNOWN |  |  | SYSTEM | 2014-09-22 | manthak |  | CONSOLIDATED | ELLIS | ORANGE | 2147577 |  | 2220288 | A | N | N |  | -1 | I | 1950-01-01 |  | D |  | 49177215 | 49202011 |  |  |  | :04490 | 04490:04490 | main_exi_3_route_oh | CIRCUIT_BREAKER |  |  |  |  | 0.39 | 2 |  | 504449 |  | [MDSYS.SDO_GEOMETRY]
60912049 | 51705757 | EXISTING | GUIDANCE | 7733 | GENAMIC | 5139 | D | NO | SCE | THREE | UNKNOWN | 12KV | LOW 2 | UNKNOWN | MB | UNKNOWN | UNKNOWN |  |  | SYSTEM | 2014-08-13 | attiliv |  | CONSOLIDATED | VISTA | DESERT | 2158779 |  | 2216742 | A | N | N |  | -1 | I | 1995-05-10 |  | D |  | 51705764 | 51718142;51718143 |  |  |  | :07733 | 07733:07733 | main_exi_3_route_oh | CIRCUIT_BREAKER |  |  |  |  | -1.8 | 2 |  | 504449 |  | [MDSYS.SDO_GEOMETRY]
60912050 | 51711417 | EXISTING | SHERRY | 16343 | PEPPER | 8021 | D | NO | SCE | THREE | UNKNOWN | 12KV | LOW 8 | UNKNOWN | MB | UNKNOWN | UNKNOWN |  |  | SYSTEM | 2017-10-12 | murilljl |  | CONSOLIDATED | VISTA | DESERT | 2184063 |  | 2215752 | A | N | Y | 241 | -1 | I | 1967-06-01 |  | D |  | 51711424 | 51790699 |  |  |  | :16343 | 16343:16343 | main_exi_3_route_oh | CIRCUIT_BREAKER |  |  |  |  | -1.81 | 3 |  | 504449 |  | [MDSYS.SDO_GEOMETRY]
60912052 | 51730688 | EXISTING | TEAK | 17601 | TORRANCE | 5269 | D | NO | SCE | THREE | UNKNOWN | 16KV | LOW 6 | UNKNOWN | MB | UNKNOWN | UNKNOWN |  |  | SYSTEM | 2015-04-21 | attadas |  | CONSOLIDATED | EL NIDO | METRO WEST | 2187940 | 2 | 2212418 | S | N | Y | 137 | -1 | I | 1967-01-01 |  | D |  | 51730698 | 51761150 |  |  |  | :17601 | 17601:17601 | main_exi_3_route_oh | CIRCUIT_BREAKER |  |  |  |  | -1.76 | 3 |  | 504449 |  | [MDSYS.SDO_GEOMETRY]
60912053 | 51734654 | EXISTING | GUNSITE | 7784 | GUNSITE P.T. | 7317 | A | NO | SCE | THREE | UNKNOWN | 2.4KV | LOW 1 | UNKNOWN | MB | UNKNOWN | UNKNOWN |  |  | SYSTEM | 2015-04-29 | murilljl |  | GUNSITE PT SUB | DEVERS | DESERT | 2158784 |  | 2123324 | A | N | N |  | -1 | I | 1965-12-01 |  | D |  | 51734664 | 51735196 |  | 51735073 |  | :07784 | 07784:07784 | main_exi_3_route_oh | CIRCUIT_BREAKER |  |  |  |  | 0 | 2 |  | 504449 |  | [MDSYS.SDO_GEOMETRY]
60912054 | 51735497 | EXISTING | GURNEY | 7795 | CUCAMONGA | 5677 | D | NO | SCE | THREE | UNKNOWN | 12KV | LOW 8 | UNKNOWN | MB | UNKNOWN | UNKNOWN |  |  | SYSTEM | 2014-07-10 | rajendrs |  | CONSOLIDATED | MIRA LOMA | METRO EAST | 2165019 | 2 | 2219902 | A | N | Y | 245 | -1 | I | 1970-07-01 |  | D |  | 51735501 | 51774822 |  |  |  | :07795 | 07795:07795 | main_exi_3_route_oh | CIRCUIT_BREAKER |  |  |  |  | -1.8 | 3 |  | 504449 |  | [MDSYS.SDO_GEOMETRY]
60912055 | 51761508 | EXISTING | TEMPLE | 17660 | BELMONT | 5706 | D | NO | SCE | THREE | UNKNOWN | 4KV | LOW 3 | UNKNOWN | MB | UNKNOWN | UNKNOWN |  |  | SYSTEM | 2015-02-11 | bessar |  | CONSOLIDATED | LIGHTHIPE | METRO WEST | 2190341 |  | 2219932 | A | N | Y |  | -1 | I | 1946-08-01 |  | D |  | 51761518 | 51763347 |  |  |  | :17660 | 17660:17660 | main_exi_3_route_oh | CIRCUIT_BREAKER |  |  |  |  | 88.22 | 3 |  | 504449 |  | [MDSYS.SDO_GEOMETRY]
60912056 | 51764029 | EXISTING | TENOR | 17664 | PERRY | 5225 | D | NO | SCE | THREE | UNKNOWN | 4KV | LOW 1 | UNKNOWN | MB | UNKNOWN | UNKNOWN |  |  | SYSTEM | 2017-10-30 | maxwelbw |  | CONSOLIDATED | EL NIDO | METRO WEST | 2187945 |  | 2216918 | A | N | Y |  | -1 | I | 1962-11-01 |  | D |  | 51764039 | 51863662 |  |  |  | :17664 | 17664:17664 | main_exi_3_route_oh | CIRCUIT_BREAKER |  |  |  |  | -1.76 | 3 |  | 504449 |  | [MDSYS.SDO_GEOMETRY]
60912062 | 51776488 | EXISTING | GUTHRIE | 7798 | DEL ROSA | 5670 | D | NO | SCE | THREE | UNKNOWN | 12KV | LOW 4 | UNKNOWN | MB | UNKNOWN | UNKNOWN |  |  | SYSTEM | 2017-10-09 | murilljl |  | CONSOLIDATED | VISTA | DESERT | 2165020 | 2 | 2219894 | A | N | Y | 247 | -1 | I | 1962-06-01 |  | D |  | 51776495 | 51837425 |  |  |  | :07798 | 07798:07798 | main_exi_3_route_oh | CIRCUIT_BREAKER |  |  |  |  | -1.81 | 3 |  | 504449 |  | [MDSYS.SDO_GEOMETRY]
60912063 | 51784581 | EXISTING | RIMROCK | 15103 | MORRO | 5836 | D | NO | SCE | THREE | UNKNOWN | 12KV | LOW 5 | UNKNOWN | MB | UNKNOWN | UNKNOWN |  |  | SYSTEM | 2014-09-17 | rajendrs |  | CONSOLIDATED | ELLIS | ORANGE | 2190558 |  | 2213296 | A | Y | N |  | -1 | I | 1950-01-01 |  | D |  | 51784591 | 51854580;51854581 |  |  |  | :15103 | 15103:15103 | main_exi_3_route_oh | CIRCUIT_BREAKER |  |  |  |  | -1.78 | 3 |  | 504449 |  | [MDSYS.SDO_GEOMETRY]
60912064 | 51793007 | EXISTING | SHERYL | 16347 | INDIAN WELLS | 8345 | D | NO | SCE | THREE | UNKNOWN | 12KV | LOW 4 | UNKNOWN | MB | UNKNOWN | UNKNOWN |  |  | SYSTEM | 2014-04-11 | bodduvh |  | CONSOLIDATED | DEVERS | DESERT | 2183783 |  | 2218478 | A | N | N |  | -1 | I | 1971-05-01 |  | D |  | 51793014 | 51868782 |  |  |  | :16347 | 16347:16347 | main_exi_3_route_oh | CIRCUIT_BREAKER |  |  |  |  | -1.86 | 2 |  | 504449 |  | [MDSYS.SDO_GEOMETRY]
60912065 | 51839268 | EXISTING | HAHN | 7828 | WALNUT | 5014 | D | NO | SCE | THREE | UNKNOWN | 12KV | LOW 22 | UNKNOWN | MB | UNKNOWN | UNKNOWN |  |  | SYSTEM | 2014-06-05 | rajendrs |  | CONSOLIDATED | MIRA LOMA | METRO EAST | 2175977 | 5 | 2218564 | M | Y | N |  | -1 | I | 1974-05-01 |  | D |  | 51839278 | 51880373;51880374;51880375 |  |  |  | :07828 | 07828:07828 | main_exi_3_route_oh | CIRCUIT_BREAKER |  |  |  |  | -1.78 | 3 |  | 504449 |  | [MDSYS.SDO_GEOMETRY]
60912066 | 51855548 | EXISTING | RINGO | 15112 | CABRILLO | 5879 | D | NO | SCE | THREE | UNKNOWN | 12KV | LOW 11 | UNKNOWN | MB | UNKNOWN | UNKNOWN |  |  | SYSTEM | 2017-10-04 | bradlem |  | CONSOLIDATED | ELLIS | ORANGE | 2183084 | 1 | 2220290 | A | Y | N |  | -1 | I | 1971-07-01 |  | D |  | 51855555 | 51971793 |  |  |  | :15112 | 15112:15112 | main_exi_3_route_oh | CIRCUIT_BREAKER |  |  |  |  | -1.78 | 3 |  | 504449 |  | [MDSYS.SDO_GEOMETRY]
60912067 | 51865733 | EXISTING | TEN PIN | 17665 | WOODRUFF | 5777 | D | NO | SCE | THREE | UNKNOWN | 4KV | LOW 1 | UNKNOWN | MB | UNKNOWN | UNKNOWN |  |  | SYSTEM | 2015-02-02 | kallurr |  | CONSOLIDATED | LIGHTHIPE | METRO WEST | 2187946 |  | 2215410 | A | N | Y | 230 | -1 | I | 1964-10-01 |  | D |  | 51865743 | 51899907 |  |  |  | :17665 | 17665:17665 | main_exi_3_route_oh | CIRCUIT_BREAKER |  |  |  |  | -1.77 | 3 |  | 504449 |  | [MDSYS.SDO_GEOMETRY]
60912362 | 54272828 | EXISTING | TRUSS | 18235 | BRIDGE | 5257 | D | NO | SCE | THREE | UNKNOWN | 4KV | LOW 6 | UNKNOWN | MB | UNKNOWN | UNKNOWN |  |  | SYSTEM | 2017-10-10 | maxwelbw |  | CONSOLIDATED | EL NIDO | METRO WEST | 2188109 | 2 | 2212394 | A | N | Y | 229 | -1 | I | 1960-11-01 |  | D |  | 54272838 | 54305630 |  |  |  | :18235 | 18235:18235 | main_exi_3_route_oh | CIRCUIT_BREAKER |  |  |  |  | -1.76 | 3 |  | 504449 |  | [MDSYS.SDO_GEOMETRY]
60912363 | 54278287 | EXISTING | HOVATTER | 8755 | DEL ROSA | 5670 | D | NO | SCE | THREE | UNKNOWN | 12KV | LOW 5 | UNKNOWN | MB | UNKNOWN | UNKNOWN |  |  | SYSTEM | 2014-05-14 | manthak |  | CONSOLIDATED | VISTA | DESERT | 2178322 | 1 | 2219894 | A | N | Y | 247 | -1 | I | 1974-07-01 |  | D |  | 54278297 | 54341422;54341424 |  |  |  | :08755 | 08755:08755 | main_exi_3_route_oh | CIRCUIT_BREAKER |  |  |  |  | -1.81 | 4 |  | 504449 |  | [MDSYS.SDO_GEOMETRY]
60912365 | 54297756 | EXISTING | SPECTRUM | 16763 | CHINO | 5062 | D | NO | SCE | THREE | UNKNOWN | 12KV | LOW 17 | UNKNOWN | MB | UNKNOWN | UNKNOWN |  |  | SYSTEM | 2014-07-25 | kallurr |  | CONSOLIDATED | MIRA LOMA | METRO EAST | 2189551 | 5 | 2214174 | A | N | N |  | -1 | I | 2003-07-01 |  | D |  | 54297763 | 54380350;54380351 |  |  |  | :16763 | 16763:16763 | main_exi_3_route_oh | CIRCUIT_BREAKER |  |  |  |  | -1.79 | 3 |  | 504449 |  | [MDSYS.SDO_GEOMETRY]
60912366 | 54326819 | EXISTING | GRIDLEY | 7656 | ERIC | 5783 | D | NO | SCE | THREE | UNKNOWN | 12KV | LOW 2 | UNKNOWN | MB | UNKNOWN | UNKNOWN |  |  | SYSTEM | 2014-12-15 | yallasv |  | CONSOLIDATED | LIGHTHIPE | METRO WEST | 2164820 | 2 | 2213182 | A | N | Y | 210 | -1 | I | 1972-07-01 |  | D |  | 54326829 | 54397202;54397203 |  |  |  | :07656 | 07656:07656 | main_exi_3_route_oh | CIRCUIT_BREAKER |  |  |  |  | -1.77 | 3 |  | 504449 |  | [MDSYS.SDO_GEOMETRY]
60912368 | 54343705 | EXISTING | HOWBUCK | 8768 | VERDANT | 8259 | D | NO | SCE | THREE | UNKNOWN | 12KV | LOW 2 | UNKNOWN | MB | UNKNOWN | UNKNOWN |  |  | SYSTEM | 2014-02-28 | simhadk |  | CONSOLIDATED | DEVERS | RURALS | 2167618 |  | 2218394 | A | N | N |  | -1 | I | 1950-01-01 |  | D |  | 54343715 | 54350301 |  |  |  | :08768 | 08768:08768 | main_exi_3_route_oh | CIRCUIT_BREAKER |  |  |  |  | -1.95 | 2.5 |  | 504449 |  | [MDSYS.SDO_GEOMETRY]
60912369 | 54346866 | EXISTING | TUBE | 18245 | VAIL | 5175 | D | NO | SCE | THREE | UNKNOWN | 16KV | LOW 1 | UNKNOWN | MB | UNKNOWN | UNKNOWN |  |  | SYSTEM | 2017-09-27 | maxwelbw |  |  | LIGHTHIPE | METRO WEST | 2188110 | 1 | 2216804 | S | N | Y | 119 | -1 | I | 1964-03-01 |  | D |  | 54346876 | 54449535 |  |  |  | :18245 | 18245:18245 | main_exi_3_route_oh | CIRCUIT_BREAKER |  |  |  |  | -1.77 | 3 |  | 504449 |  | [MDSYS.SDO_GEOMETRY]
60912370 | 54350737 | EXISTING | HOWITZER | 8771 | EISENHOWER | 8098 | D | NO | SCE | THREE | UNKNOWN | 12KV | LOW 11 | UNKNOWN | MB | UNKNOWN | UNKNOWN |  |  | SYSTEM | 2014-04-17 | manthak |  | CONSOLIDATED | DEVERS | DESERT | 2161682 |  | 2213648 | A | N | Y | 250 | -1 | I | 1980-05-01 |  | D |  | 54350744 | 54406145 |  |  |  | :08771 | 08771:08771 | main_exi_3_route_oh | CIRCUIT_BREAKER |  |  |  |  | -1.85 | 3 |  | 504449 |  | [MDSYS.SDO_GEOMETRY]
60912371 | 54381906 | EXISTING | SPEEDWAY | 16765 | DECLEZ | 5615 | D | NO | SCE | THREE | UNKNOWN | 12KV | LOW 6 | UNKNOWN | MB | UNKNOWN | UNKNOWN |  |  | SYSTEM | 2014-05-05 | yallasv |  | CONSOLIDATED | VISTA | DESERT | 2184328 | 1 | 2219794 | S | N | N |  | -1 | I | 1999-07-13 |  | D |  | 54381913 | 54434847;54434848 |  |  |  | :16765 | 16765:16765 | main_exi_3_route_oh | CIRCUIT_BREAKER |  |  |  |  | -1.8 | 2 |  | 504449 |  | [MDSYS.SDO_GEOMETRY]
60912372 | 54390618 | EXISTING | FIJI | 6421 | BRYAN | 5808 | D | NO | SCE | THREE | UNKNOWN | 12KV | LOW 6 | UNKNOWN | MB | UNKNOWN | UNKNOWN |  |  | SYSTEM | 2014-10-29 | manthak |  | CONSOLIDATED | VILLA PARK | ORANGE | 2151853 | 1 | 2215480 | A | N | N |  | -1 | I | 1999-09-01 |  | D |  | 74419690 | 54540943;54540944 |  |  |  | :06421 | 06421:06421 | main_exi_3_route_oh | CIRCUIT_BREAKER |  |  |  |  | -1.78 | 3 |  | 504449 |  | [MDSYS.SDO_GEOMETRY]
60912373 | 54399895 | EXISTING | GRIZZLEY | 7660 | EL NIDO | 5023 | D | NO | SCE | THREE | UNKNOWN | 16KV | LOW 20 | UNKNOWN | MB | UNKNOWN | UNKNOWN |  |  | SYSTEM | 2017-09-29 | maxwelbw |  |  | EL NIDO | METRO WEST | 2175972 | 6 | 2218582 | A | Y | N |  | -1 | I | 1950-01-01 |  | D |  | 54399905 | 54534034 |  |  |  | :07660 | 07660:07660 | main_exi_3_route_oh | CIRCUIT_BREAKER |  |  |  |  | -1.76 | 3 |  | 504449 |  | [MDSYS.SDO_GEOMETRY]
60912374 | 54408129 | EXISTING | HUFF | 8807 | ALDER | 5672 | D | NO | SCE | THREE | UNKNOWN | 12KV | LOW 7 | UNKNOWN | MB | UNKNOWN | UNKNOWN |  |  | SYSTEM | 2017-09-19 | murilljl |  |  | VISTA | DESERT | 2160628 | 1 | 2213000 | A | N | Y | 231 | -1 | I | 1972-06-01 |  | D |  | 54408139 | 54446160 |  |  |  | :08807 | 08807:08807 | main_exi_3_route_oh | CIRCUIT_BREAKER |  |  |  |  | -1.81 | 3 |  | 504449 |  | [MDSYS.SDO_GEOMETRY]
60912375 | 54422759 | EXISTING | SCOW | 16016 | BOLSA | 5807 | D | NO | SCE | THREE | UNKNOWN | 12KV | LOW 2 | UNKNOWN | MB | UNKNOWN | UNKNOWN |  |  | SYSTEM | 2014-12-16 | attadas |  | CONSOLIDATED | VILLA PARK | ORANGE | 2190777 |  | 2213224 | A | Y | N |  | -1 | I | 1963-12-01 |  | D |  | 54422769 | 54573492;54573493 |  |  |  | :16016 | 16016:16016 | main_exi_3_route_oh | CIRCUIT_BREAKER |  |  |  |  | -1.77 | 3 |  | 504449 |  | [MDSYS.SDO_GEOMETRY]
60912684 | 56963478 | EXISTING | WEBSTER | 19130 | STATE STREET | 5755 | D | NO | SCE | THREE | UNKNOWN | 12KV | LOW 7 | UNKNOWN | MB | UNKNOWN | UNKNOWN |  |  | SYSTEM | 2015-01-21 | bondigc |  | CONSOLIDATED | LIGHTHIPE | METRO WEST | 2191029 |  | 2220040 | M | Y | N |  | -1 | I | 2024-10-01 |  | D |  | 56963488 | 57071059 |  |  |  | :19130 | 19130:19130 | main_exi_3_route_oh | CIRCUIT_BREAKER |  |  |  |  | -1.76 | 3 |  | 504449 |  | [MDSYS.SDO_GEOMETRY]
60912690 | 56998884 | EXISTING | KIMBERLY | 9716 | KIMBERLY P.T. | 7427 | A | NO | SCE | THREE | UNKNOWN | 2.4KV | LOW 1 | UNKNOWN | MB | UNKNOWN | UNKNOWN |  |  | SYSTEM | 2014-04-01 | punukos |  | CONSOLIDATED | VISTA | DESERT | 2181462 |  | 2125440 | A | N | Y | 132 | -1 | I | 1976-09-01 |  | D |  | 56998891 | 57000616;57000617 |  |  |  | :09716 | 09716:09716 | main_exi_3_route_oh | CIRCUIT_BREAKER |  |  |  |  | 7.06 | 4 |  | 504449 |  | [MDSYS.SDO_GEOMETRY]
60912691 | 57001344 | EXISTING | KINGSFORD | 9723 | CORONA | 8279 | D | NO | SCE | THREE | UNKNOWN | 12KV | LOW 17 | UNKNOWN | MB | UNKNOWN | UNKNOWN |  |  | SYSTEM | 2014-05-28 | manthak |  | CONSOLIDATED | MIRA LOMA | METRO EAST | 2173288 | 6 | 2220750 | A | N | N |  | -1 | I | 1992-06-23 |  | D |  | 57001351 | 57077525 |  |  |  | :09723 | 09723:09723 | main_exi_3_route_oh | CIRCUIT_BREAKER |  |  |  |  | -75.75 | 2 |  | 504449 |  | [MDSYS.SDO_GEOMETRY]
60912692 | 57039980 | EXISTING | SURGEON | 17355 | TIMOTEO | 5604 | D | NO | SCE | THREE | UNKNOWN | 12KV | LOW 9 | UNKNOWN | MB | UNKNOWN | UNKNOWN |  |  | SYSTEM | 2014-04-04 | rajendrs |  | CONSOLIDATED | VISTA | DESERT | 2190941 | 2 | 2217420 | A | N | N |  | -1 | I | 1992-04-02 |  | D |  | 57039987 | 57135746;57135747 |  |  |  | :17355 | 17355:17355 | main_exi_3_route_oh | CIRCUIT_BREAKER |  |  |  |  | -1.81 | 3 |  | 504449 |  | [MDSYS.SDO_GEOMETRY]
60912693 | 57053295 | EXISTING | SMELTZER | 16551 | OCEANVIEW | 5842 | D | NO | SCE | THREE | UNKNOWN | 12KV | LOW 6 | UNKNOWN | MB | UNKNOWN | UNKNOWN |  |  | SYSTEM | 2017-09-28 | thompsma |  | CONSOLIDATED | ELLIS | ORANGE | 2190821 | 2 | 2215576 | S | N | Y | 138 | -1 | I | 1963-09-01 |  | D |  | 57053302 | 57170023 |  |  |  | :16551 | 16551:16551 | main_exi_3_route_oh | CIRCUIT_BREAKER |  |  |  |  | -1.77 | 3 |  | 504449 |  | [MDSYS.SDO_GEOMETRY]
60912694 | 57079797 | EXISTING | KINGHURST | 9725 | RAVENDALE | 5179 | D | NO | SCE | THREE | UNKNOWN | 4KV | LOW 11 | UNKNOWN | MB | UNKNOWN | UNKNOWN |  |  | SYSTEM | 2014-11-18 | rajendrs |  | CONSOLIDATED | MESA | METRO EAST | 2173469 |  | 2219146 | A | N | N |  | -1 | I | 1960-12-01 |  | D |  | 57079804 | 57096358;166046010 |  |  |  | :09725 | 09725:09725 | main_exi_3_route_oh | CIRCUIT_BREAKER |  |  |  |  | -1.77 | 3 |  | 504449 |  | [MDSYS.SDO_GEOMETRY]
60912695 | 57092874 | EXISTING | HOBART | 8500 | FRUITLAND | 5718 | D | NO | SCE | THREE | UNKNOWN | 16KV | LOW 5 | UNKNOWN | MB | UNKNOWN | UNKNOWN |  |  | SYSTEM | 2015-06-05 | attadas |  | CONSOLIDATED | LIGHTHIPE | METRO WEST | 2177670 |  | 2215290 | S | Y | N |  | -1 | I | 1950-01-01 |  | D |  | 57092884 | 57142004 |  |  |  | :08500 | 08500:08500 | main_exi_3_route_oh | CIRCUIT_BREAKER |  |  |  |  | -1.77 | 3 |  | 504449 |  | [MDSYS.SDO_GEOMETRY]
60912696 | 57096695 | EXISTING | KINGSLEY | 9760 | SAN ANTONIO | 5631 | D | NO | SCE | THREE | UNKNOWN | 12KV | LOW 3 | UNKNOWN | MB | UNKNOWN | UNKNOWN |  |  | SYSTEM | 2014-05-28 | simhadk |  | CONSOLIDATED | MIRA LOMA | METRO EAST | 2173473 |  | 2219828 | S | N | Y | 114 | -1 | I | 1950-01-01 |  | D |  | 57096702 | 57136998;57136999 |  |  |  | :09760 | 09760:09760 | main_exi_3_route_oh | CIRCUIT_BREAKER |  |  |  |  | -1.79 | 3 |  | 504449 |  | [MDSYS.SDO_GEOMETRY]
60912697 | 57116128 | EXISTING | WEISER | 19135 | ALON | 5701 | D | NO | SCE | THREE | UNKNOWN | 12KV | LOW 6 | UNKNOWN | MB | UNKNOWN | UNKNOWN |  |  | SYSTEM | 2015-02-13 | attiliv |  | CONSOLIDATED | LIGHTHIPE | METRO WEST | 2190685 | 3 | 2219924 | S | Y | N |  | -1 | I | 1965-10-01 |  | D |  | 57116138 | 57118760 |  |  |  | :19135 | 19135:19135 | main_exi_3_route_oh | CIRCUIT_BREAKER |  |  |  |  | -1.76 | 3 |  | 504449 |  | [MDSYS.SDO_GEOMETRY]
60912698 | 57138680 | EXISTING | KINNELOA | 9780 | EATON | 5115 | D | NO | SCE | THREE | UNKNOWN | 16KV | LOW 6 | UNKNOWN | MB | UNKNOWN | UNKNOWN |  |  | SYSTEM | 2015-01-27 | kallurr |  | CONSOLIDATED | MESA | METRO EAST | 2163351 |  | 2214374 | S | N | Y | 111 | -1 | I | 1950-01-01 |  | D |  | 57138690 | 57221979;57221980 |  | 75053027 |  | :09780 | 09780:09780 | main_exi_3_route_oh | CIRCUIT_BREAKER |  |  |  |  | -1.78 | 3 |  | 504449 |  | [MDSYS.SDO_GEOMETRY]
60912699 | 57145731 | EXISTING | WESLEY | 19170 | CULVER | 5204 | D | NO | SCE | THREE | UNKNOWN | 4KV | LOW 20 | UNKNOWN | MB | UNKNOWN | UNKNOWN |  |  | SYSTEM | 2015-03-31 | kallurr |  | CONSOLIDATED | EL NIDO | METRO WEST | 2190689 | 3 | 2212238 | A | N | Y | 227 | -1 | I | 1950-01-01 |  | D |  | 57145741 | 57192489 |  |  |  | :19170 | 19170:19170 | main_exi_3_route_oh | CIRCUIT_BREAKER |  |  |  |  | -1.76 | 3 |  | 504449 |  | [MDSYS.SDO_GEOMETRY]
60912706 | 57159885 | EXISTING | HOBACK | 8505 | CHERRY | 5797 | D | NO | SCE | THREE | UNKNOWN | 12KV | LOW 4 | UNKNOWN | MB | UNKNOWN | UNKNOWN |  |  | SYSTEM | 2015-01-14 | simhadk |  | CONSOLIDATED | LIGHTHIPE | METRO WEST | 2177671 |  | 2217778 | A | Y | N |  | -1 | I | 1987-08-01 |  | D |  | 57159895 | 57180419 |  |  |  | :08505 | 08505:08505 | main_exi_3_route_oh | CIRCUIT_BREAKER |  |  |  |  | -1.76 | 3 |  | 504449 |  | [MDSYS.SDO_GEOMETRY]
60912707 | 57163519 | EXISTING | SUSAN | 17376 | ALDER | 5672 | D | NO | SCE | THREE | UNKNOWN | 12KV | LOW 6 | UNKNOWN | MB | UNKNOWN | UNKNOWN |  |  | SYSTEM | 2014-06-10 | merugusn |  | CONSOLIDATED | VISTA | DESERT | 2190943 | 1 | 2213000 | N | N | Y | 231 | -1 | I | 1973-04-01 |  | D |  | 57163526 | 57296477 |  |  |  | :17376 | 17376:17376 | main_exi_3_route_oh | CIRCUIT_BREAKER |  |  |  |  | -1.81 | 3 |  | 504449 |  | [MDSYS.SDO_GEOMETRY]
60911748 | 49202258 | EXISTING | CYCLONE | 4552 | YORBA LINDA | 5880 | D | NO | SCE | THREE | UNKNOWN | 12KV | LOW 9 | UNKNOWN | MB | UNKNOWN | UNKNOWN |  |  | SYSTEM | 2014-11-17 | yallasv |  | CONSOLIDATED | VILLA PARK | ORANGE | 2144740 |  | 2213376 | A | N | N |  | -1 | I | 1968-02-01 |  | D |  | 49202265 | 49266406;49266407 |  |  |  | :04552 | 04552:04552 | main_exi_3_route_oh | CIRCUIT_BREAKER |  |  |  |  | 0.38 | 3 |  | 504449 |  | [MDSYS.SDO_GEOMETRY]
60911749 | 49227641 | EXISTING | FUERTE | 6863 | NOGALES | 5655 | D | NO | SCE | THREE | UNKNOWN | 12KV | LOW 7 | UNKNOWN | MB | UNKNOWN | UNKNOWN |  |  | SYSTEM | 2015-01-12 | lantzmk |  | CONSOLIDATED | MIRA LOMA | METRO EAST | 2152396 |  | 2215204 | A | N | Y | 227 | -1 | I | 1978-06-01 |  | D |  | 49227648 | 49264642 |  |  |  | :06863 | 06863:06863 | main_exi_3_route_oh | CIRCUIT_BREAKER |  |  |  |  | -1.78 | 3 |  | 504449 |  | [MDSYS.SDO_GEOMETRY]
60911750 | 49245484 | EXISTING | FLEMING | 6520 | IMPERIAL | 5772 | D | NO | SCE | THREE | UNKNOWN | 12KV | LOW 6 | UNKNOWN | MB | UNKNOWN | UNKNOWN |  |  | SYSTEM | 2015-01-05 | bodduvh |  | CONSOLIDATED | LIGHTHIPE | METRO WEST | 2158263 |  | 2217728 | S | Y | N |  | -1 | I | 1950-01-01 |  | D |  | 49245494 | 49300691 |  |  |  | :06520 | 06520:06520 | main_exi_3_route_oh | CIRCUIT_BREAKER |  |  |  |  | -1.77 | 3 |  | 504449 |  | [MDSYS.SDO_GEOMETRY]
60911751 | 49260230 | EXISTING | STAGE | 16880 | CARMENITA | 5814 | D | NO | SCE | THREE | UNKNOWN | 12KV | LOW 7 | UNKNOWN | MB | UNKNOWN | UNKNOWN |  |  | SYSTEM | 2017-11-07 | maxwelbw |  | CONSOLIDATED | LIGHTHIPE | METRO WEST | 2190847 | 1 | 2217816 | S | N | Y | 127 | -1 | I | 1950-01-01 |  | D |  | 49260237 | 49317104 |  |  |  | :16880 | 16880:16880 | main_exi_3_route_oh | CIRCUIT_BREAKER |  |  |  |  | -1.77 | 3 |  | 504449 |  | [MDSYS.SDO_GEOMETRY]
60911752 | 49267161 | EXISTING | CYMBAL | 4556 | NIGUEL | 5896 | D | NO | SCE | THREE | UNKNOWN | 12KV | LOW 3 | UNKNOWN | MB | UNKNOWN | UNKNOWN |  |  | SYSTEM | 2014-08-18 | simhadk |  | CONSOLIDATED | ELLIS | ORANGE | 2165028 |  | 2215686 | A | Y | N |  | -1 | I | 1971-01-01 |  | D |  | 49267171 | 49371342;49371343;49371344 |  |  |  | :04556 | 04556:04556 | main_exi_3_route_oh | CIRCUIT_BREAKER |  |  |  |  | -1.79 | 3 |  | 504449 |  | [MDSYS.SDO_GEOMETRY]
60911753 | 49278549 | EXISTING | GAINSBOROUGH | 6920 | RAVENDALE | 5179 | D | NO | SCE | THREE | UNKNOWN | 16KV | LOW 1 | UNKNOWN | MB | UNKNOWN | UNKNOWN |  |  | SYSTEM | 2015-01-07 | aminencn |  | CONSOLIDATED | MESA | METRO EAST | 2152559 | 2 | 2216810 | A | N | N |  | -1 | I | 1950-01-01 |  | D |  | 49278556 | 49315509 |  |  |  | :06920 | 06920:06920 | main_exi_3_route_oh | CIRCUIT_BREAKER |  |  |  |  | -1.77 | 3 |  | 504449 |  | [MDSYS.SDO_GEOMETRY]
60911754 | 49318680 | EXISTING | STAMPER | 16920 | GALLATIN | 5823 | D | NO | SCE | THREE | UNKNOWN | 12KV | LOW 2 | UNKNOWN | MB | UNKNOWN | UNKNOWN |  |  | SYSTEM | 2017-10-17 | beealdb |  | CONSOLIDATED | LIGHTHIPE | METRO WEST | 2184479 |  | 2213268 | A | N | Y | 248 | -1 | I | 1946-10-01 |  | D |  | 49318690 | 49385062 |  |  |  | :16920 | 16920:16920 | main_exi_3_route_oh | CIRCUIT_BREAKER |  |  |  |  | -1.77 | 3 |  | 504449 |  | [MDSYS.SDO_GEOMETRY]
60911755 | 49321388 | EXISTING | FLOAT | 6544 | SEABRIGHT | 5790 | D | NO | SCE | THREE | UNKNOWN | 12KV | LOW 1 | UNKNOWN | MB | UNKNOWN | UNKNOWN |  |  | SYSTEM | 2015-02-03 | simhadk |  | CONSOLIDATED | LIGHTHIPE | METRO WEST | 2158264 |  | 2217772 | S | Y | N |  | -1 | I | 1963-12-01 |  | D |  | 49321398 | 49324666 |  |  |  | :06544 | 06544:06544 | main_exi_3_route_oh | CIRCUIT_BREAKER |  |  |  |  | -1.76 | 3 |  | 504449 |  | [MDSYS.SDO_GEOMETRY]
60911759 | 49324985 | EXISTING | FLYWHEEL | 6587 | DITMAR | 5246 | D | NO | SCE | THREE | UNKNOWN | 16KV | LOW 1 | UNKNOWN | MB | UNKNOWN | UNKNOWN |  |  | SYSTEM | 2017-10-02 | beealdb |  | CONSOLIDATED | EL NIDO | METRO WEST | 2159509 |  | 2212368 | A | N | Y | 203 | -1 | I | 1973-02-01 |  | D |  | 49324995 | 49433974 |  |  |  | :06587 | 06587:06587 | main_exi_3_route_oh | CIRCUIT_BREAKER |  |  |  |  | -1.76 | 3 |  | 504449 |  | [MDSYS.SDO_GEOMETRY]
60911761 | 49335656 | EXISTING | GALCIT | 6930 | ARROYO | 5158 | D | NO | SCE | THREE | UNKNOWN | 16KV | LOW 5 | UNKNOWN | MB | UNKNOWN | UNKNOWN |  |  | SYSTEM | 2014-10-22 | yallasv |  | CONSOLIDATED | MESA | METRO EAST | 2161191 |  | 2214452 | S | N | Y |  | -1 | I | 1950-01-01 |  | D |  | 49335666 | 49335847;49335848 |  |  |  | :06930 | 06930:06930 | main_exi_3_route_oh | CIRCUIT_BREAKER |  |  |  |  | -1.77 | 3 |  | 504449 |  | [MDSYS.SDO_GEOMETRY]
60911763 | 49336020 | EXISTING | GALLON | 6964 | PALM VILLAGE | 8215 | D | NO | SCE | THREE | UNKNOWN | 12KV | LOW 8 | UNKNOWN | MB | UNKNOWN | UNKNOWN |  |  | SYSTEM | 2014-04-15 | yallasv |  | CONSOLIDATED | DEVERS | DESERT | 2175168 |  | 2213750 | A | N | Y |  | -1 | I | 1981-05-01 |  | D |  | 49336030 | 49376296 |  |  |  | :06964 | 06964:06964 | main_exi_3_route_oh | CIRCUIT_BREAKER |  |  |  |  | -1.86 | 3 |  | 504449 |  | [MDSYS.SDO_GEOMETRY]
60911764 | 49344004 | EXISTING | PRIVET | 14432 | PARKWOOD | 5816 | D | NO | SCE | THREE | UNKNOWN | 12KV | LOW 4 | UNKNOWN | MB | UNKNOWN | UNKNOWN |  |  | SYSTEM | 2014-10-06 | punukos |  | CONSOLIDATED | VILLA PARK | ORANGE | 2181959 |  | 2215504 | A | N | N |  | -1 | I | 1967-12-01 |  | D |  | 49344014 | 49415979;49415980 |  |  |  | :14432 | 14432:14432 | main_exi_3_route_oh | CIRCUIT_BREAKER |  |  |  |  | 0.39 | 2 |  | 504449 |  | [MDSYS.SDO_GEOMETRY]
60911765 | 49352005 | EXISTING | SATURNINO | 15911 | THORNHILL | 8004 | D | NO | SCE | THREE | UNKNOWN | 12KV | LOW 4 | UNKNOWN | MB | UNKNOWN | UNKNOWN |  |  | SYSTEM | 2017-10-10 | murilljl |  | CONSOLIDATED | DEVERS | DESERT | 2183537 |  | 2220356 |  | N |  |  | -1 | I | 1991-03-28 |  | D |  | 49352015 | 49414773 |  |  |  | :15911 | 15911:15911 | main_exi_3_route_oh | CIRCUIT_BREAKER |  |  |  |  | -1.85 | 3 |  | 504449 |  | [MDSYS.SDO_GEOMETRY]
60911766 | 49390502 | EXISTING | GALVIN | 6980 | EUCLID | 5644 | D | NO | SCE | THREE | UNKNOWN | 4KV | LOW 1 | UNKNOWN | MB | UNKNOWN | UNKNOWN |  |  | SYSTEM | 2017-11-16 | murilljl |  | CONSOLIDATED | MIRA LOMA | METRO EAST | 2175350 |  | 2212952 |  |  |  |  | -1 | I | 1950-01-01 |  | D |  | 49390512 | 49410246 |  |  |  | :06980 | 06980:06980 | main_exi_3_route_oh | CIRCUIT_BREAKER |  |  |  |  | -1.8 | 2 |  | 504449 |  | [MDSYS.SDO_GEOMETRY]
60912068 | 51870175 | EXISTING | SHINE | 16352 | RANDALL | 5601 | D | NO | SCE | THREE | UNKNOWN | 12KV | LOW 11 | UNKNOWN | MB | UNKNOWN | UNKNOWN |  |  | SYSTEM | 2014-06-18 | merugusn |  | CONSOLIDATED | VISTA | DESERT | 2183784 |  | 2215076 | A | N | N |  | -1 | I | 1991-05-10 |  | D |  | 51870182 | 51969001;51969002 |  |  |  | :16352 | 16352:16352 | main_exi_3_route_oh | CIRCUIT_BREAKER |  |  |  |  | -1.8 | 2 |  | 504449 |  | [MDSYS.SDO_GEOMETRY]
60912069 | 51871524 | EXISTING | DRILLER | 5321 | OLINDA | 5087 | D | NO | SCE | THREE | UNKNOWN | 12KV | LOW 10 | UNKNOWN | MB | UNKNOWN | UNKNOWN |  |  | SYSTEM | 2014-10-20 | attadas |  | CONSOLIDATED | VILLA PARK | ORANGE | 2149761 |  | 2214308 | A | Y | N |  | -1 | I | 1970-11-01 |  | D |  | 51871531 | 51949032;51949033 |  | 51920184 |  | :05321 | 05321:05321 | main_exi_3_route_oh | CIRCUIT_BREAKER |  |  |  |  | 0.38 | 2 |  | 504449 |  | [MDSYS.SDO_GEOMETRY]
60912070 | 51881456 | EXISTING | HAIG | 7830 | CORTEZ | 5186 | D | NO | SCE | THREE | UNKNOWN | 12KV | LOW 6 | UNKNOWN | MB | UNKNOWN | UNKNOWN |  |  | SYSTEM | 2014-06-02 | punukos |  | CONSOLIDATED | MIRA LOMA | METRO EAST | 2153321 | 2 | 2214504 | S | N | Y | 102 | -1 | I | 1957-05-01 |  | D |  | 51881463 | 51957025 |  |  |  | :07830 | 07830:07830 | main_exi_3_route_oh | CIRCUIT_BREAKER |  |  |  |  | -1.78 | 3 |  | 504449 |  | [MDSYS.SDO_GEOMETRY]
60912071 | 51937462 | EXISTING | TERMINAL | 17670 | DIKE | 5721 | C | NO | SCE | THREE | UNKNOWN | 12KV | LOW 3 | UNKNOWN | MB | UNKNOWN | UNKNOWN |  |  | SYSTEM | 2014-12-17 | manthak |  | CONSOLIDATED | LIGHTHIPE | METRO WEST | 2187948 |  | 2217614 | A | N | Y | 222 | -1 | I | 1964-03-01 |  | D |  | 51937472 | 51938968 |  |  |  | :17670 | 17670:17670 | main_exi_3_route_oh | CIRCUIT_BREAKER |  |  |  |  | -1.76 | 3 |  | 504449 |  | [MDSYS.SDO_GEOMETRY]
60912072 | 51939260 | EXISTING | TERRAZZO | 17675 | PALOS VERDES | 5223 | D | NO | SCE | THREE | UNKNOWN | 4KV | LOW 1 | UNKNOWN | MB | UNKNOWN | UNKNOWN |  |  | SYSTEM | 2017-12-07 | maxwelbw |  | CONSOLIDATED | EL NIDO | METRO WEST | 2190345 |  | 2212294 | A | N | Y |  | -1 | I | 1950-01-01 |  | D |  | 51939270 | 51964194 |  | 143896358 |  | :17675 | 17675:17675 | main_exi_3_route_oh | CIRCUIT_BREAKER |  |  |  |  | -1.76 | 3 |  | 504449 |  | [MDSYS.SDO_GEOMETRY]
60912073 | 51949628 | EXISTING | PIPELINE | 5322 | OLINDA | 5087 | D | NO | SCE | THREE | UNKNOWN | 12KV | LOW 8 | UNKNOWN | MB | UNKNOWN | UNKNOWN |  |  | SYSTEM | 2014-08-12 | bessar |  | CONSOLIDATED | VILLA PARK | ORANGE | 2149762 |  | 2214308 | M | N | N |  | -1 | I | 1978-11-01 |  | D |  | 51949635 | 51995274;51995275 |  |  |  | :05322 | 05322:05322 | main_exi_3_route_oh | CIRCUIT_BREAKER |  |  |  |  | 0.38 | 2 |  | 504449 |  | [MDSYS.SDO_GEOMETRY]
60912074 | 51958518 | EXISTING | HALLMARK | 7874 | SHANDIN | 8093 | D | NO | SCE | THREE | UNKNOWN | 12KV | LOW 6 | UNKNOWN | MB | UNKNOWN | UNKNOWN |  |  | SYSTEM | 2014-03-20 | aminencn |  | CONSOLIDATED | VISTA | DESERT | 2160061 |  | 2213632 | A | N | N |  | -1 | I | 1995-03-24 |  | D |  | 51958528 | 51979021;51979022 |  |  |  | :07874 | 07874:07874 | main_exi_3_route_oh | CIRCUIT_BREAKER |  |  |  |  | -1.81 | 2 |  | 504449 |  | [MDSYS.SDO_GEOMETRY]
60912075 | 51972881 | EXISTING | RIVARD | 15164 | ALESSANDRO | 8024 | D | NO | SCE | THREE | UNKNOWN | 12KV | LOW 10 | UNKNOWN | MB | UNKNOWN | UNKNOWN |  |  | SYSTEM | 2014-07-24 | attadas |  | CONSOLIDATED | VALLEY | SAN JACINTO | 2183088 | 4 | 2218086 | A | N | N |  | -1 | I | 1991-06-06 |  | D |  | 51972891 | 52015879;52015880 |  |  |  | :15164 | 15164:15164 | main_exi_3_route_oh | CIRCUIT_BREAKER |  |  |  |  | -1.81 | 3 |  | 504449 |  | [MDSYS.SDO_GEOMETRY]
60912076 | 51979725 | EXISTING | HAMBONE | 7900 | GANESHA | 5617 | D | NO | SCE | THREE | UNKNOWN | 12KV | LOW 10 | UNKNOWN | MB | UNKNOWN | UNKNOWN |  |  | SYSTEM | 2014-07-22 | manthak |  | CONSOLIDATED | MIRA LOMA | METRO EAST | 2165026 | 1 | 2212890 | S | Y | N |  | -1 | I | 1960-08-01 |  | D |  | 51979732 | 51980271;149406031 |  |  |  | :07900 | 07900:07900 | main_exi_3_route_oh | CIRCUIT_BREAKER |  |  |  |  | -1.79 | 3 |  | 504449 |  | [MDSYS.SDO_GEOMETRY]
60912077 | 51980539 | EXISTING | HAMMELL | 7910 | REPETTO | 5164 | D | NO | SCE | THREE | UNKNOWN | 16KV | LOW 1 | UNKNOWN | MB | UNKNOWN | UNKNOWN |  |  | SYSTEM | 2015-01-27 | bondigc |  | CONSOLIDATED | MESA | METRO EAST | 2165027 | 1 | 2219114 | S | N | Y | 135 | -1 | I | 2024-02-01 |  | D |  | 51980549 | 51991261;51991262 |  |  |  | :07910 | 07910:07910 | main_exi_3_route_oh | CIRCUIT_BREAKER |  |  |  |  | -1.77 | 3 |  | 504449 |  | [MDSYS.SDO_GEOMETRY]
60912078 | 51984699 | EXISTING | SHIRLEY | 16360 | ANITA | 5105 | D | NO | SCE | THREE | UNKNOWN | 4KV | LOW 11 | UNKNOWN | MB | UNKNOWN | UNKNOWN |  |  | SYSTEM | 2014-12-02 | manthak |  | CONSOLIDATED | MESA | METRO EAST | 2183786 | 3 | 2218988 | S | N | Y | 135 | -1 | I | 1950-01-01 |  | D |  | 51984709 | 52006425 |  |  |  | :16360 | 16360:16360 | main_exi_3_route_oh | CIRCUIT_BREAKER |  |  |  |  | -1.78 | 3 |  | 504449 |  | [MDSYS.SDO_GEOMETRY]
60912079 | 51995867 | EXISTING | DRUM | 5335 | TELEGRAPH | 5892 | D | NO | SCE | THREE | UNKNOWN | 12KV | LOW 8 | UNKNOWN | MB | UNKNOWN | UNKNOWN |  |  | SYSTEM | 2014-09-27 | bodduvh |  | CONSOLIDATED | VILLA PARK | ORANGE | 2149766 | 2 | 2213396 | S | N | Y | 120 | -1 | I | 1960-08-01 |  | D |  | 51995874 | 52089599;52089600;52089601 |  |  |  | :05335 | 05335:05335 | main_exi_3_route_oh | CIRCUIT_BREAKER |  |  |  |  | -1.78 | 3 |  | 504449 |  | [MDSYS.SDO_GEOMETRY]
60912080 | 51996536 | EXISTING | TERRADELL | 17676 | PASSONS | 5893 | D | NO | SCE | THREE | UNKNOWN | 12KV | LOW 1 | UNKNOWN | MB | UNKNOWN | UNKNOWN |  |  | SYSTEM | 2017-12-08 | murilljl |  |  | LIGHTHIPE | METRO WEST | 2188021 |  | 2217998 | A | N | Y | 218 | -1 | I | 1970-05-01 |  | D |  | 51996543 | 52082340 |  |  |  | :17676 | 17676:17676 | main_exi_3_route_oh | CIRCUIT_BREAKER |  |  |  |  | -1.77 | 3 |  | 504449 |  | [MDSYS.SDO_GEOMETRY]
60912086 | 52007848 | EXISTING | SHOPS | 16370 | CARDIFF | 5608 | D | NO | SCE | THREE | UNKNOWN | 12KV | LOW 12 | UNKNOWN | MB | UNKNOWN | UNKNOWN |  |  | SYSTEM | 2014-04-11 | aminencn |  | CONSOLIDATED | VISTA | DESERT | 2183788 | 3 | 2217428 | S | N | Y | 110 | -1 | I | 1950-01-01 |  | D |  | 52007858 | 52166636;52166637 |  |  |  | :16370 | 16370:16370 | main_exi_3_route_oh | CIRCUIT_BREAKER |  |  |  |  | -1.81 | 3 |  | 504449 |  | [MDSYS.SDO_GEOMETRY]
60912376 | 54447658 | EXISTING | HUMPHREY | 8830 | BICKNELL | 5109 | D | NO | SCE | THREE | UNKNOWN | 4KV | LOW 2 | UNKNOWN | MB | UNKNOWN | UNKNOWN |  |  | SYSTEM | 2015-01-12 | bessar |  | CONSOLIDATED | MESA | METRO EAST | 2167762 |  | 2216692 | A | N | Y |  | -1 | I | 2024-02-01 |  | D |  | 54447665 | 54452820 |  |  |  | :08830 | 08830:08830 | main_exi_3_route_oh | CIRCUIT_BREAKER |  |  |  |  | -1.77 | 3 |  | 504449 |  | [MDSYS.SDO_GEOMETRY]
60912377 | 54453028 | EXISTING | HURSTVIEW | 8850 | BRADBURY | 5171 | D | NO | SCE | THREE | UNKNOWN | 16KV | LOW 1 | UNKNOWN | MB | UNKNOWN | UNKNOWN |  |  | SYSTEM | 2015-01-30 | merugusn |  | CONSOLIDATED | MESA | METRO EAST | 2167763 | 2 | 2219128 | A | N | Y | 205 | -1 | I | 1950-01-01 |  | D |  | 54453038 | 54477275;54477276 |  |  |  | :08850 | 08850:08850 | main_exi_3_route_oh | CIRCUIT_BREAKER |  |  |  |  | -1.78 | 3 |  | 504449 |  | [MDSYS.SDO_GEOMETRY]
60912383 | 54470974 | EXISTING | SPIKE | 16774 | BLOOMINGTON | 5620 | D | NO | SCE | THREE | UNKNOWN | 12KV | LOW 7 | UNKNOWN | MB | UNKNOWN | UNKNOWN |  |  | SYSTEM | 2014-05-30 | yallasv |  | CONSOLIDATED | VISTA | DESERT | 2190836 |  | 2217458 | A | N | Y | 207 | -1 | I | 1980-05-01 |  | D |  | 54470984 | 54596055;54596056 |  |  |  | :16774 | 16774:16774 | main_exi_3_route_oh | CIRCUIT_BREAKER |  |  |  |  | -1.8 | 3 |  | 504449 |  | [MDSYS.SDO_GEOMETRY]
60912384 | 54484143 | EXISTING | TUCKER | 18250 | BULLIS | 5756 | D | NO | SCE | THREE | UNKNOWN | 4KV | LOW 14 | UNKNOWN | MB | UNKNOWN | UNKNOWN |  |  | SYSTEM | 2015-02-23 | bodduvh |  | CONSOLIDATED | LIGHTHIPE | METRO WEST | 2188111 | 4 | 2215368 | A | N | Y | 239 | -1 | I | 1950-01-01 |  | D |  | 54484153 | 54516894;72221820 |  |  |  | :18250 | 18250:18250 | main_exi_3_route_oh | CIRCUIT_BREAKER |  |  |  |  | -1.77 | 3 |  | 504449 |  | [MDSYS.SDO_GEOMETRY]
60912385 | 54500373 | EXISTING | HUTCHINS | 8856 | HIGHLAND | 5619 | D | NO | SCE | THREE | UNKNOWN | 12KV | LOW 5 | UNKNOWN | MB | UNKNOWN | UNKNOWN |  |  | SYSTEM | 2014-03-27 | bessar |  | CONSOLIDATED | VISTA | DESERT | 2161684 |  | 2219808 | S | N | Y |  | -1 | I | 2000-07-07 |  | D |  | 54500380 | 54566118;54566119 |  |  |  | :08856 | 08856:08856 | main_exi_3_route_oh | CIRCUIT_BREAKER |  |  |  |  | -1.81 | 2 |  | 504449 |  | [MDSYS.SDO_GEOMETRY]
60912386 | 54519065 | EXISTING | TULANE | 18260 | LUCAS | 5771 | D | NO | SCE | THREE | UNKNOWN | 4KV | LOW 11 | UNKNOWN | MB | UNKNOWN | UNKNOWN |  |  | SYSTEM | 2015-01-07 | bessar |  | CONSOLIDATED | LIGHTHIPE | METRO WEST | 2188115 | 2 | 2213164 | S | N | Y | 119 | -1 | I | 1951-08-01 |  | D |  | 54519075 | 54552572 |  |  |  | :18260 | 18260:18260 | main_exi_3_route_oh | CIRCUIT_BREAKER |  |  |  |  | -1.77 | 3 |  | 504449 |  | [MDSYS.SDO_GEOMETRY]
60912387 | 54535962 | EXISTING | GULF | 7750 | NEPTUNE | 5781 | D | NO | SCE | THREE | UNKNOWN | 4KV | LOW 12 | UNKNOWN | MB | UNKNOWN | UNKNOWN |  |  | SYSTEM | 2015-02-13 | simhadk |  | CONSOLIDATED | LIGHTHIPE | METRO WEST | 2164825 | 4 | 2213180 | A | N | Y | 227 | -1 | I | 1962-09-01 |  | D |  | 54535972 | 54562884;54562885 |  |  |  | :07750 | 07750:07750 | main_exi_3_route_oh | CIRCUIT_BREAKER |  |  |  |  | -1.76 | 3 |  | 504449 |  | [MDSYS.SDO_GEOMETRY]
60912388 | 54552879 | EXISTING | TUNDRA | 18295 | GREENING | 5791 | D | NO | SCE | THREE | UNKNOWN | 12KV | LOW 1 | UNKNOWN | MB | UNKNOWN | UNKNOWN |  |  | SYSTEM | 2015-01-06 | aminencn |  |  | LIGHTHIPE | METRO WEST | 2188189 |  | 2213198 | A | N | Y | 207 | -1 | I | 1982-06-01 |  | D |  | 54552889 | 54646373;54646374 |  |  |  | :18295 | 18295:18295 | main_exi_3_route_oh | CIRCUIT_BREAKER |  |  |  |  | -1.77 | 2.5 |  | 504449 |  | [MDSYS.SDO_GEOMETRY]
60912389 | 54575267 | EXISTING | SCRABBLE | 16017 | JOHANNA | 5085 | D | NO | SCE | THREE | UNKNOWN | 12KV | LOW 16 | UNKNOWN | MB | UNKNOWN | UNKNOWN |  |  | SYSTEM | 2017-12-07 | thompsma |  | CONSOLIDATED | ELLIS | ORANGE | 2183616 |  | 2216608 | A | N | N |  | -1 | I | 2000-06-01 |  | D |  | 54575274 | 54622088 |  |  |  | :16017 | 16017:16017 | main_exi_3_route_oh | CIRCUIT_BREAKER |  |  |  |  | -1.78 | 2 |  | 504449 |  | [MDSYS.SDO_GEOMETRY]
60912390 | 54578423 | EXISTING | FILBERT | 6423 | CHESTNUT | 5861 | D | NO | SCE | THREE | UNKNOWN | 12KV | LOW 12 | UNKNOWN | MB | UNKNOWN | UNKNOWN |  |  | SYSTEM | 2014-09-15 | merugusn |  | CONSOLIDATED | ELLIS | ORANGE | 2151304 | 1 | 2215608 | A | N | Y | 221 | -1 | I | 1970-09-01 |  | D |  | 54578430 | 54604100 |  |  |  | :06423 | 06423:06423 | main_exi_3_route_oh | CIRCUIT_BREAKER |  |  |  |  | -1.78 | 2 |  | 504449 |  | [MDSYS.SDO_GEOMETRY]
60912391 | 54581261 | EXISTING | HYDRANT | 8864 | FIREHOUSE | 5618 | D | NO | SCE | THREE | UNKNOWN | 12KV | LOW 5 | UNKNOWN | MB | UNKNOWN | UNKNOWN |  |  | SYSTEM | 2014-06-12 | punukos |  | CONSOLIDATED | MIRA LOMA | METRO EAST | 2167765 |  | 2215118 | A | N | N |  | -1 | I | 2000-05-01 |  | D |  | 54581268 | 54611604;54611605 |  |  |  | :08864 | 08864:08864 | main_exi_3_route_oh | CIRCUIT_BREAKER |  |  |  |  | -1.79 | 2 |  | 504449 |  | [MDSYS.SDO_GEOMETRY]
60912392 | 54598154 | EXISTING | SPILLWAY | 16775 | RIO HONDO | 5013 | D | NO | SCE | THREE | UNKNOWN | 16KV | LOW 13 | UNKNOWN | MB | UNKNOWN | UNKNOWN |  |  | SYSTEM | 2017-12-07 | krumwimg |  | CONSOLIDATED | MESA | METRO EAST | 2190837 |  | 2213964 | A | Y | N |  | -1 | I | 1987-03-01 |  | D |  | 54598164 | 54644194 |  |  |  | :16775 | 16775:16775 | main_exi_3_route_oh | CIRCUIT_BREAKER |  |  |  |  | -1.78 | 3 |  | 504449 |  | [MDSYS.SDO_GEOMETRY]
60912398 | 54604263 | EXISTING | FINALS | 6435 | PLACENTIA | 5889 | D | NO | SCE | THREE | UNKNOWN | 12KV | LOW 8 | UNKNOWN | MB | UNKNOWN | UNKNOWN |  |  | SYSTEM | 2014-09-16 | attadas |  | CONSOLIDATED | VILLA PARK | ORANGE | 2158068 | 2 | 2220310 | A | N | Y | 228 | -1 | I | 1985-06-01 |  | D |  | 54604270 | 54709477;54709478 |  |  |  | :06435 | 06435:06435 | main_exi_3_route_oh | CIRCUIT_BREAKER |  |  |  |  | 68.11 | 2 |  | 504449 |  | [MDSYS.SDO_GEOMETRY]
60912399 | 54610436 | EXISTING | GUNDRY | 7770 | SIGNAL HILL | 5753 | D | NO | SCE | THREE | UNKNOWN | 4KV | LOW 7 | UNKNOWN | MB | UNKNOWN | UNKNOWN |  |  | SYSTEM | 2015-01-10 | manthak |  | CONSOLIDATED | LIGHTHIPE | METRO WEST | 2164827 |  | 2215348 | S | N | Y | 132 | -1 | I | 1950-01-01 |  | D |  | 54610443 | 54653653;54653654 |  |  |  | :07770 | 07770:07770 | main_exi_3_route_oh | CIRCUIT_BREAKER |  |  |  |  | -1.77 | 3 |  | 504449 |  | [MDSYS.SDO_GEOMETRY]
60912708 | 57175372 | EXISTING | GIANTS | 7186 | SLATER | 5809 | D | NO | SCE | THREE | UNKNOWN | 12KV | LOW 5 | UNKNOWN | MB | UNKNOWN | UNKNOWN |  |  | SYSTEM | 2014-09-25 | manthak |  | CONSOLIDATED | ELLIS | ORANGE | 2156929 |  | 2220132 | A | N | Y | 205 | -1 | I | 1971-12-01 |  | D |  | 57175382 | 57218681;68954958 |  |  |  | :07186 | 07186:07186 | main_exi_3_route_oh | CIRCUIT_BREAKER |  |  |  |  | -1.77 | 2 |  | 504449 |  | [MDSYS.SDO_GEOMETRY]
60912709 | 57180702 | EXISTING | HOLLYWOOD | 8600 | FAIRFAX | 5208 | D | NO | SCE | THREE | UNKNOWN | 16KV | LOW 1 | UNKNOWN | MB | UNKNOWN | UNKNOWN |  |  | SYSTEM | 2015-05-06 | aminencn |  | CONSOLIDATED | MESA | METRO WEST | 2178249 | 1 | 2214546 | S | Y | N |  | -1 | I | 1964-10-01 |  | D |  | 57180712 | 57312087 |  |  |  | :08600 | 08600:08600 | main_exi_3_route_oh | CIRCUIT_BREAKER |  |  |  |  | -1.76 | 3 |  | 504449 |  | [MDSYS.SDO_GEOMETRY]
60912710 | 57192823 | EXISTING | WESTERN | 19190 | YUKON | 5241 | D | NO | SCE | THREE | UNKNOWN | 16KV | LOW 7 | UNKNOWN | MB | UNKNOWN | UNKNOWN |  |  | SYSTEM | 2015-04-07 | attadas |  | CONSOLIDATED | EL NIDO | METRO WEST | 2190691 | 3 | 2212348 | A | N | Y | 205 | -1 | I | 1950-01-01 |  | D |  | 57192833 | 57235786 |  |  |  | :19190 | 19190:19190 | main_exi_3_route_oh | CIRCUIT_BREAKER |  |  |  |  | -1.76 | 3 |  | 504449 |  | [MDSYS.SDO_GEOMETRY]
60912711 | 57201349 | EXISTING | SNEAD | 16583 | LAFAYETTE | 5872 | D | NO | SCE | THREE | UNKNOWN | 12KV | LOW 5 | UNKNOWN | MB | UNKNOWN | UNKNOWN |  |  | SYSTEM | 2017-10-26 | thompsma |  | CONSOLIDATED | ELLIS | ORANGE | 2185803 |  | 2220276 | A | Y | N |  | -1 | I | 1968-01-01 |  | D |  | 57201359 | 57308670 |  |  |  | :16583 | 16583:16583 | main_exi_3_route_oh | CIRCUIT_BREAKER |  |  |  |  | -1.77 | 2 |  | 504449 |  | [MDSYS.SDO_GEOMETRY]
60912718 | 57219051 | EXISTING | GILLIS | 7241 | LA PALMA | 5873 | D | NO | SCE | THREE | UNKNOWN | 12KV | LOW 2 | UNKNOWN | MB | UNKNOWN | UNKNOWN |  |  | SYSTEM | 2014-09-13 | merugusn |  | CONSOLIDATED | VILLA PARK | ORANGE | 2156935 |  | 2215636 | A | N | Y | 214 | -1 | I | 1950-01-01 |  | D |  | 57219058 | 57254909;57254910 |  |  |  | :07241 | 07241:07241 | main_exi_3_route_oh | CIRCUIT_BREAKER |  |  |  |  | 0.39 | 3 |  | 504449 |  | [MDSYS.SDO_GEOMETRY]
60912719 | 57233454 | EXISTING | KONA | 9815 | COFFEE | 8171 | D | NO | SCE | THREE | UNKNOWN | 12KV | LOW 7 | UNKNOWN | MB | UNKNOWN | UNKNOWN |  |  | SYSTEM | 2014-06-17 | merugusn |  | CONSOLIDATED | DEVERS | DESERT | 2181466 |  | 2220662 | A | N | Y | 205 | -1 | I | 1971-05-01 |  | D |  | 57233464 | 57288746;57288747 |  |  |  | :09815 | 09815:09815 | main_exi_3_route_oh | CIRCUIT_BREAKER |  |  |  |  | -1.85 | 3 |  | 504449 |  | [MDSYS.SDO_GEOMETRY]
60912720 | 57236042 | EXISTING | WETHERLY | 19220 | OLYMPIC | 5222 | D | NO | SCE | THREE | UNKNOWN | 4KV | LOW 5 | UNKNOWN | MB | UNKNOWN | UNKNOWN |  |  | SYSTEM | 2015-04-28 | punukos |  | CONSOLIDATED | EL NIDO | METRO WEST | 2190367 |  | 2216906 | A | N | Y |  | -1 | I | 1950-01-01 |  | D |  | 57236052 | 57238258 |  |  |  | :19220 | 19220:19220 | main_exi_3_route_oh | CIRCUIT_BREAKER |  |  |  |  | -1.76 | 3 |  | 504449 |  | [MDSYS.SDO_GEOMETRY]
60912721 | 57238553 | EXISTING | WHALE | 19230 | EL NIDO | 5023 | D | NO | SCE | THREE | UNKNOWN | 16KV | LOW 19 | UNKNOWN | MB | UNKNOWN | UNKNOWN |  |  | SYSTEM | 2015-04-21 | kallurr |  | CONSOLIDATED | EL NIDO | METRO WEST | 2190368 | 5 | 2218582 | A | N | Y | 247 | -1 | I | 1950-01-01 |  | D |  | 57238563 | 57327006 |  |  |  | :19230 | 19230:19230 | main_exi_3_route_oh | CIRCUIT_BREAKER |  |  |  |  | -1.76 | 3 |  | 504449 |  | [MDSYS.SDO_GEOMETRY]
60912722 | 57255421 | EXISTING | GILMAN | 7258 | RIDGEVIEW P.T. | 8181 | A | NO | SCE | THREE | UNKNOWN | 12KV | LOW 1 | UNKNOWN | MB | UNKNOWN | UNKNOWN |  |  | SYSTEM | 2014-08-05 | manthak |  | CONSOLIDATED | VALLEY | SAN JACINTO | 2156937 |  | 2127302 | A | N | Y |  | -1 | I | 1965-08-01 |  | D |  | 57255428 | 57282867;128339129 |  |  |  | :07258 | 07258:07258 | main_exi_3_route_oh | CIRCUIT_BREAKER |  |  |  |  | -1.82 | 6 |  | 504449 |  | [MDSYS.SDO_GEOMETRY]
60912723 | 57283114 | EXISTING | GINGER | 7264 | MORENO | 8193 | D | NO | SCE | THREE | UNKNOWN | 12KV | LOW 1 | UNKNOWN | MB | UNKNOWN | UNKNOWN |  |  | SYSTEM | 2014-07-24 | kallurr |  | CONSOLIDATED | VALLEY | SAN JACINTO | 2175541 |  | 2218340 | S | Y | Y | 218 | -1 | I | 1988-06-01 |  | D |  | 57283124 | 57378874;57378875 |  |  |  | :07264 | 07264:07264 | main_exi_3_route_oh | CIRCUIT_BREAKER |  |  |  |  | -1.82 | 3 |  | 504449 |  | [MDSYS.SDO_GEOMETRY]
60912724 | 57298587 | EXISTING | SUTT | 17383 | DEL ROSA | 5670 | D | NO | SCE | THREE | UNKNOWN | 12KV | LOW 10 | UNKNOWN | MB | UNKNOWN | UNKNOWN |  |  | SYSTEM | 2014-05-05 | bodduvh |  | CONSOLIDATED | VISTA | DESERT | 2186958 | 1 | 2219894 | A | N | Y | 245 | -1 | I | 1969-07-01 |  | D |  | 57298597 | 57415255;57415256 |  |  |  | :17383 | 17383:17383 | main_exi_3_route_oh | CIRCUIT_BREAKER |  |  |  |  | -1.81 | 3 |  | 504449 |  | [MDSYS.SDO_GEOMETRY]
60912725 | 57299163 | EXISTING | KLUSMAN | 9820 | UPLAND | 5635 | D | NO | SCE | THREE | UNKNOWN | 4KV | LOW 14 | UNKNOWN | MB | UNKNOWN | UNKNOWN |  |  | SYSTEM | 2014-05-31 | yallasv |  | CONSOLIDATED | MIRA LOMA | METRO EAST | 2163354 | 2 | 2215168 | S | N | Y | 140 | -1 | I | 1950-01-01 |  | D |  | 57299170 | 57316402;57316403 |  |  |  | :09820 | 09820:09820 | main_exi_3_route_oh | CIRCUIT_BREAKER |  |  |  |  | -1.79 | 3 |  | 504449 |  | [MDSYS.SDO_GEOMETRY]
60912726 | 57310064 | EXISTING | SNYDER | 16597 | ALESSANDRO | 8024 | D | NO | SCE | THREE | UNKNOWN | 12KV | LOW 8 | UNKNOWN | MB | UNKNOWN | UNKNOWN |  |  | SYSTEM | 2014-07-25 | merugusn |  | CONSOLIDATED | VALLEY | SAN JACINTO | 2190827 | 5 | 2218086 | A | N | N |  | -1 | I | 1965-03-01 |  | D |  | 57310074 | 57420296;57420297 |  |  |  | :16597 | 16597:16597 | main_exi_3_route_oh | CIRCUIT_BREAKER |  |  |  |  | -1.81 | 3 |  | 504449 |  | [MDSYS.SDO_GEOMETRY]
60912727 | 57315841 | EXISTING | HOLMES | 8603 | CALDEN | 5750 | D | NO | SCE | THREE | UNKNOWN | 16KV | LOW 2 | UNKNOWN | MB | UNKNOWN | UNKNOWN |  |  | SYSTEM | 2015-03-19 | manthak |  | CONSOLIDATED | LIGHTHIPE | METRO WEST | 2178251 |  | 2217678 | A | Y | N |  | -1 | I | 1966-07-01 |  | D |  | 57315851 | 57390387;57390388 |  |  |  | :08603 | 08603:08603 | main_exi_3_route_oh | CIRCUIT_BREAKER |  |  |  |  | -1.77 | 3 |  | 504449 |  | [MDSYS.SDO_GEOMETRY]
60911767 | 49398375 | EXISTING | DACHSHUND | 4562 | MOULTON | 5845 | D | NO | SCE | THREE | UNKNOWN | 12KV | LOW 9 | UNKNOWN | MB | UNKNOWN | UNKNOWN |  |  | SYSTEM | 2014-11-06 | attadas |  | CONSOLIDATED | ELLIS | ORANGE | 2149941 | 1 | 2215582 | A | N | N |  | -1 | I | 1995-05-11 |  | D |  | 49398382 | 49448657;49448658 |  |  |  | :04562 | 04562:04562 | main_exi_3_route_oh | CIRCUIT_BREAKER |  |  |  |  | -1.79 | 2 |  | 504449 |  | [MDSYS.SDO_GEOMETRY]
60911768 | 49416593 | EXISTING | PUNCH | 14464 | CHIQUITA | 5811 | D | NO | SCE | THREE | UNKNOWN | 12KV | LOW 8 | UNKNOWN | MB | UNKNOWN | UNKNOWN |  |  | SYSTEM | 2014-10-29 | kallurr |  | CONSOLIDATED | ELLIS | ORANGE | 2181962 | 2 | 2215488 | A | N | N |  | -1 | I | 1982-05-01 |  | D |  | 49416600 | 49542987;49542988 |  |  |  | :14464 | 14464:14464 | main_exi_3_route_oh | CIRCUIT_BREAKER |  |  |  |  | -1.8 | 3 |  | 504449 |  | [MDSYS.SDO_GEOMETRY]
60911769 | 49423552 | EXISTING | STARBOARD | 16934 | NEPTUNE | 5781 | D | NO | SCE | THREE | UNKNOWN | 12KV | LOW 3 | UNKNOWN | MB | UNKNOWN | UNKNOWN |  |  | SYSTEM | 2017-11-07 | beealdb |  | CONSOLIDATED | LIGHTHIPE | METRO WEST | 2189558 |  | 2220082 | A | Y | N |  | -1 | I | 1975-02-01 |  | D |  | 49423559 | 49503213 |  |  |  | :16934 | 16934:16934 | main_exi_3_route_oh | CIRCUIT_BREAKER |  |  |  |  | -1.76 | 1.5 |  | 504449 |  | [MDSYS.SDO_GEOMETRY]
60911770 | 49424807 | EXISTING | GARBO | 6988 | FARRELL | 8016 | D | NO | SCE | THREE | UNKNOWN | 12KV | LOW 7 | UNKNOWN | MB | UNKNOWN | UNKNOWN |  |  | SYSTEM | 2014-06-27 | bodduvh |  | CONSOLIDATED | DEVERS | DESERT | 2152730 |  | 2220394 | A | N | N |  | -1 | I | 1990-05-21 |  | D |  | 49424817 | 49461188;49461189 |  |  |  | :06988 | 06988:06988 | main_exi_3_route_oh | CIRCUIT_BREAKER |  |  |  |  | -1.85 | 3 |  | 504449 |  | [MDSYS.SDO_GEOMETRY]
60911776 | 49449691 | EXISTING | DAFFODIL | 4568 | BARRE | 5081 | D | NO | SCE | THREE | UNKNOWN | 12KV | LOW 19 | UNKNOWN | MB | UNKNOWN | UNKNOWN |  |  | SYSTEM | 2014-09-30 | aminencn |  | CONSOLIDATED | VILLA PARK | ORANGE | 2147750 |  | 2218876 | M | N | Y | 133 | -1 | I | 1963-06-01 |  | D |  | 49449698 | 49592977;49592978;49592979 |  |  |  | :04568 | 04568:04568 | main_exi_3_route_oh | CIRCUIT_BREAKER |  |  |  |  | 0.39 | 3 |  | 504449 |  | [MDSYS.SDO_GEOMETRY]
60911777 | 49451548 | EXISTING | SAUTERNE | 15924 | PEPPER | 8021 | D | NO | SCE | THREE | UNKNOWN | 12KV | LOW 7 | UNKNOWN | MB | UNKNOWN | UNKNOWN |  |  | SYSTEM | 2014-06-25 | aminencn |  | CONSOLIDATED | VISTA | DESERT | 2187701 |  | 2215752 | A | N | Y | 241 | -1 | I | 1967-06-01 |  | D |  | 49451555 | 49495640 |  |  |  | :15924 | 15924:15924 | main_exi_3_route_oh | CIRCUIT_BREAKER |  |  |  |  | -1.81 | 3 |  | 504449 |  | [MDSYS.SDO_GEOMETRY]
60911778 | 49462501 | EXISTING | GARDEA | 7008 | AMADOR | 5161 | D | NO | SCE | THREE | UNKNOWN | 16KV | LOW 2 | UNKNOWN | MB | UNKNOWN | UNKNOWN |  |  | SYSTEM | 2014-12-30 | bessar |  | CONSOLIDATED | MESA | METRO EAST | 2175354 | 3 | 2212150 | A | N | N |  | -1 | I | 1990-09-20 |  | D |  | 49462511 | 49514090;49514091 |  |  |  | :07008 | 07008:07008 | main_exi_3_route_oh | CIRCUIT_BREAKER |  |  |  |  | -1.78 | 3 |  | 504449 |  | [MDSYS.SDO_GEOMETRY]
60911779 | 49485483 | EXISTING | FOOTE | 6610 | STADIUM | 5796 | D | NO | SCE | THREE | UNKNOWN | 12KV | LOW 4 | UNKNOWN | MB | UNKNOWN | UNKNOWN |  |  | SYSTEM | 2015-02-23 | merugusn |  | CONSOLIDATED | LIGHTHIPE | METRO WEST | 2152212 | 2 | 2213204 | S | N | Y | 125 | -1 | I | 1950-01-01 |  | D |  | 49485493 | 49600821 |  |  |  | :06610 | 06610:06610 | main_exi_3_route_oh | CIRCUIT_BREAKER |  |  |  |  | 65.75 | 3 |  | 504449 |  | [MDSYS.SDO_GEOMETRY]
60911780 | 49505483 | EXISTING | STARBUCK | 16940 | SANTA FE SPRINGS | 5850 | D | NO | SCE | THREE | UNKNOWN | 12KV | LOW 1 | UNKNOWN | MB | UNKNOWN | UNKNOWN |  |  | SYSTEM | 2017-12-06 | maxwelbw |  | CONSOLIDATED | LIGHTHIPE | METRO WEST | 2190850 | 2 | 2215586 | S | N | Y | 142 | -1 | I | 1950-01-01 |  | D |  | 49505493 | 49569998 |  |  |  | :16940 | 16940:16940 | main_exi_3_route_oh | CIRCUIT_BREAKER |  |  |  |  | -1.77 | 3 |  | 504449 |  | [MDSYS.SDO_GEOMETRY]
60911781 | 49519316 | EXISTING | SAUZA | 15925 | MILLIKEN | 5663 | D | NO | SCE | THREE | UNKNOWN | 12KV | LOW 3 | UNKNOWN | MB | UNKNOWN | UNKNOWN |  |  | SYSTEM | 2017-09-19 | murilljl |  | CONSOLIDATED | MIRA LOMA | METRO EAST | 2187702 | 3 | 2215218 | A | N | N |  | -1 | I | 1998-04-28 |  | D |  | 49519323 | 49577841 |  |  |  | :15925 | 15925:15925 | main_exi_3_route_oh | CIRCUIT_BREAKER |  |  |  |  | -1.8 | 2 |  | 504449 |  | [MDSYS.SDO_GEOMETRY]
60911782 | 49524570 | EXISTING | GARLITS | 7017 | CUCAMONGA | 5677 | D | NO | SCE | THREE | UNKNOWN | 12KV | LOW 7 | UNKNOWN | MB | UNKNOWN | UNKNOWN |  |  | SYSTEM | 2017-11-16 | murilljl |  | CONSOLIDATED | MIRA LOMA | METRO EAST | 2152564 | 3 | 2219902 |  | N | N |  | -1 | I | 1991-06-04 |  | D |  | 49524577 | 49564837 |  |  |  | :07017 | 07017:07017 | main_exi_3_route_oh | CIRCUIT_BREAKER |  |  |  |  | -1.8 | 3 |  | 504449 |  | [MDSYS.SDO_GEOMETRY]
60911783 | 49543979 | EXISTING | PRUNE | 14467 | PARKWOOD | 5816 | D | NO | SCE | THREE | UNKNOWN | 12KV | LOW 9 | UNKNOWN | MB | UNKNOWN | UNKNOWN |  |  | SYSTEM | 2014-10-21 | kallurr |  | CONSOLIDATED | VILLA PARK | ORANGE | 2181963 |  | 2215504 | A | N | N |  | -1 | I | 1967-12-01 |  | D |  | 49543986 | 49641788;49641789 |  |  |  | :14467 | 14467:14467 | main_exi_3_route_oh | CIRCUIT_BREAKER |  |  |  |  | 0.39 | 2 |  | 504449 |  | [MDSYS.SDO_GEOMETRY]
60911784 | 49573134 | EXISTING | STATLER | 16946 | WALTERIA | 5233 | D | NO | SCE | THREE | UNKNOWN | 16KV | LOW 5 | UNKNOWN | MB | UNKNOWN | UNKNOWN |  |  | SYSTEM | 2015-05-20 | attadas |  |  | EL NIDO | METRO WEST | 2184713 |  | 2219284 | A | N | Y | 227 | -1 | I | 1965-10-01 |  | D |  | 49573144 | 49679096;49679097 |  | 145590410 |  | :16946 | 16946:16946 | main_exi_3_route_oh | CIRCUIT_BREAKER |  |  |  |  | -1.76 | 3 |  | 504449 |  | [MDSYS.SDO_GEOMETRY]
60911785 | 49580342 | EXISTING | GARRETT | 7030 | ARCHIBALD | 5659 | D | NO | SCE | THREE | UNKNOWN | 12KV | LOW 3 | UNKNOWN | MB | UNKNOWN | UNKNOWN |  |  | SYSTEM | 2014-06-27 | yallasv |  | CONSOLIDATED | MIRA LOMA | METRO EAST | 2161194 |  | 2215212 | A | N | Y | 219 | -1 | I | 1950-01-01 |  | D |  | 49580349 | 49621435 |  |  |  | :07030 | 07030:07030 | main_exi_3_route_oh | CIRCUIT_BREAKER |  |  |  |  | -1.8 | 3 |  | 504449 |  | [MDSYS.SDO_GEOMETRY]
60912087 | 52010707 | EXISTING | HAMPTON | 7930 | GRANADA | 5126 | D | NO | SCE | THREE | UNKNOWN | 4KV | LOW 6 | UNKNOWN | MB | UNKNOWN | UNKNOWN |  |  | SYSTEM | 2014-11-08 | aminencn |  | CONSOLIDATED | MESA | METRO EAST | 2165741 |  | 2216720 | A | N | Y | 214 | -1 | I | 1950-01-01 |  | D |  | 52010717 | 52026135 |  |  |  | :07930 | 07930:07930 | main_exi_3_route_oh | CIRCUIT_BREAKER |  |  |  |  | -1.77 | 3 |  | 504449 |  | [MDSYS.SDO_GEOMETRY]
60912088 | 52017243 | EXISTING | ROCKRIDGE | 15317 | ELSINORE | 8343 | D | NO | SCE | THREE | UNKNOWN | 12KV | LOW 8 | UNKNOWN | MB | UNKNOWN | UNKNOWN |  |  | SYSTEM | 2014-10-10 | punukos |  | CONSOLIDATED | VALLEY | SAN JACINTO | 2181024 |  | 2213864 | A | N | N |  | -1 | I | 2003-04-03 |  | D |  | 52017250 | 52133381;84405103 |  |  |  | :15317 | 15317:15317 | main_exi_3_route_oh | CIRCUIT_BREAKER |  |  |  |  | -1.81 | 3 |  | 504449 |  | [MDSYS.SDO_GEOMETRY]
60912089 | 52026445 | EXISTING | HANDCAR | 7947 | RAILROAD | 5196 | D | NO | SCE | THREE | UNKNOWN | 12KV | LOW 3 | UNKNOWN | MB | UNKNOWN | UNKNOWN |  |  | SYSTEM | 2014-07-03 | bessar |  | CONSOLIDATED | MIRA LOMA | METRO EAST | 2165744 | 1 | 2216842 |  |  | N |  | -1 | I | 1990-07-10 |  | D |  | 52026455 | 52108971 |  |  |  | :07947 | 07947:07947 | main_exi_3_route_oh | CIRCUIT_BREAKER |  |  |  |  | -1.78 | 3 |  | 504449 |  | [MDSYS.SDO_GEOMETRY]
60912090 | 52095091 | EXISTING | TERRY | 17680 | STADIUM | 5796 | D | NO | SCE | THREE | UNKNOWN | 12KV | LOW 6 | UNKNOWN | MB | UNKNOWN | UNKNOWN |  |  | SYSTEM | 2015-01-10 | aminencn |  | CONSOLIDATED | LIGHTHIPE | METRO WEST | 2188022 | 1 | 2213204 | A | N | N |  | -1 | I | 1950-01-01 |  | D |  | 52095101 | 52118225 |  |  |  | :17680 | 17680:17680 | main_exi_3_route_oh | CIRCUIT_BREAKER |  |  |  |  | -1.77 | 3 |  | 504449 |  | [MDSYS.SDO_GEOMETRY]
60912091 | 52110401 | EXISTING | HANKS | 7964 | CUCAMONGA | 5677 | D | NO | SCE | THREE | UNKNOWN | 12KV | LOW 16 | UNKNOWN | MB | UNKNOWN | UNKNOWN |  |  | SYSTEM | 2017-11-15 | krumwimg |  | CONSOLIDATED | MIRA LOMA | METRO EAST | 2153327 | 2 | 2219902 | A | N | Y | 245 | -1 | I | 1970-05-01 |  | D |  | 52110408 | 52135486 |  |  |  | :07964 | 07964:07964 | main_exi_3_route_oh | CIRCUIT_BREAKER |  |  |  |  | -1.8 | 3 |  | 504449 |  | [MDSYS.SDO_GEOMETRY]
60912092 | 52120881 | EXISTING | DUCAT | 5358 | SANTIAGO | 5088 | D | NO | SCE | THREE | UNKNOWN | 12KV | LOW 18 | UNKNOWN | MB | UNKNOWN | UNKNOWN |  |  | SYSTEM | 2014-09-17 | kallurr |  | CONSOLIDATED | ELLIS | ORANGE | 2167237 | 5 | 2211986 | S | N | Y | 139 | -1 | I | 1981-06-01 |  | D |  | 52120891 | 52217951;52217952 |  |  |  | :05358 | 05358:05358 | main_exi_3_route_oh | CIRCUIT_BREAKER |  |  |  |  | -1.78 | 3 |  | 504449 |  | [MDSYS.SDO_GEOMETRY]
60912093 | 52136498 | EXISTING | HARLEM SPRINGS | 8045 | CARDIFF | 5608 | D | NO | SCE | THREE | UNKNOWN | 12KV | LOW 17 | UNKNOWN | MB | UNKNOWN | UNKNOWN |  |  | SYSTEM | 2014-05-15 | merugusn |  | CONSOLIDATED | VISTA | DESERT | 2160066 | 3 | 2217428 | S | N | Y | 110 | -1 | I | 1960-11-01 |  | D |  | 52136505 | 52197650;52197651 |  |  |  | :08045 | 08045:08045 | main_exi_3_route_oh | CIRCUIT_BREAKER |  |  |  |  | -1.81 | 3 |  | 504449 |  | [MDSYS.SDO_GEOMETRY]
60912094 | 52142756 | EXISTING | ROMA | 15370 | FULLERTON | 5822 | D | NO | SCE | THREE | UNKNOWN | 12KV | LOW 8 | UNKNOWN | MB | UNKNOWN | UNKNOWN |  |  | SYSTEM | 2014-09-29 | kallurr |  | CONSOLIDATED | VILLA PARK | ORANGE | 2181027 | 4 | 2217840 | S | N | Y | 117 | -1 | I | 1950-01-01 |  | D |  | 52142763 | 52171834;156050405 |  |  |  | :15370 | 15370:15370 | main_exi_3_route_oh | CIRCUIT_BREAKER |  |  |  |  | 0.39 | 3 |  | 504449 |  | [MDSYS.SDO_GEOMETRY]
60912095 | 52156286 | EXISTING | TEVIS | 17701 | STADIUM | 5796 | D | NO | SCE | THREE | UNKNOWN | 12KV | LOW 3 | UNKNOWN | MB | UNKNOWN | UNKNOWN |  |  | SYSTEM | 2015-02-28 | yallasv |  | CONSOLIDATED | LIGHTHIPE | METRO WEST | 2187109 | 1 | 2213204 | A | Y | N |  | -1 | I | 1989-01-01 |  | D |  | 52156296 | 52204345 |  |  |  | :17701 | 17701:17701 | main_exi_3_route_oh | CIRCUIT_BREAKER |  |  |  |  | -1.77 | 3 |  | 504449 |  | [MDSYS.SDO_GEOMETRY]
60912096 | 52171997 | EXISTING | ROMMEL | 15373 | MACARTHUR | 5874 | D | NO | SCE | THREE | UNKNOWN | 12KV | LOW 6 | UNKNOWN | MB | UNKNOWN | UNKNOWN |  |  | SYSTEM | 2014-10-13 | bessar |  | CONSOLIDATED | ELLIS | ORANGE | 2190575 |  | 2215638 | A | N | Y | 226 | -1 | I | 1974-04-01 |  | D |  | 52172007 | 52223596;52223597 |  |  |  | :15373 | 15373:15373 | main_exi_3_route_oh | CIRCUIT_BREAKER |  |  |  |  | -1.78 | 3 |  | 504449 |  | [MDSYS.SDO_GEOMETRY]
60912097 | 52192266 | EXISTING | SHOPPER | 16371 | WALNUT | 5014 | D | NO | SCE | THREE | UNKNOWN | 12KV | LOW 14 | UNKNOWN | MB | UNKNOWN | UNKNOWN |  |  | SYSTEM | 2014-05-28 | aminencn |  | CONSOLIDATED | MIRA LOMA | METRO EAST | 2183879 | 5 | 2218564 | M | N | Y | 113 | -1 | I | 1992-06-02 |  | D |  | 52192276 | 52207822;52207823 |  |  |  | :16371 | 16371:16371 | main_exi_3_route_oh | CIRCUIT_BREAKER |  |  |  |  | -1.78 | 3 |  | 504449 |  | [MDSYS.SDO_GEOMETRY]
60912099 | 52208553 | EXISTING | SHORB | 16390 | RAMONA | 5138 | D | NO | SCE | THREE | UNKNOWN | 4KV | LOW 7 | UNKNOWN | MB | UNKNOWN | UNKNOWN |  |  | SYSTEM | 2014-11-08 | manthak |  | CONSOLIDATED | MESA | METRO EAST | 2183881 | 1 | 2219070 | A | N | Y | 216 | -1 | I | 1950-01-01 |  | D |  | 52208563 | 52239321 |  |  |  | :16390 | 16390:16390 | main_exi_3_route_oh | CIRCUIT_BREAKER |  |  |  |  | -1.77 | 3 |  | 504449 |  | [MDSYS.SDO_GEOMETRY]
60912104 | 52212508 | EXISTING | HARLOW | 8049 | CHASE | 5679 | D | NO | SCE | THREE | UNKNOWN | 12KV | LOW 10 | UNKNOWN | MB | UNKNOWN | UNKNOWN |  |  | SYSTEM | 2014-07-10 | bodduvh |  | CONSOLIDATED | MIRA LOMA | METRO EAST | 2153490 |  | 2213010 | A | N | N |  | -1 | I | 1988-06-14 |  | D |  | 52212515 | 52283973 |  |  |  | :08049 | 08049:08049 | main_exi_3_route_oh | CIRCUIT_BREAKER |  |  |  |  | -1.8 | 3 |  | 504449 |  | [MDSYS.SDO_GEOMETRY]
60912105 | 52224336 | EXISTING | TEXAS | 17710 | CENTER | 5084 | D | NO | SCE | THREE | UNKNOWN | 12KV | LOW 14 | UNKNOWN | MB | UNKNOWN | UNKNOWN |  |  | SYSTEM | 2017-10-04 | maxwelbw |  |  | LIGHTHIPE | METRO WEST | 2187110 | 5 | 2211948 | M | N | Y | 104 | -1 | I | 1959-08-01 |  | D |  | 52224346 | 52294487 |  |  |  | :17710 | 17710:17710 | main_exi_3_route_oh | CIRCUIT_BREAKER |  |  |  |  | -1.77 | 3 |  | 504449 |  | [MDSYS.SDO_GEOMETRY]
60912400 | 54612671 | EXISTING | ICE HOUSE | 8880 | ICE HOUSE P.T. | 7404 | A | NO | SCE | THREE | UNKNOWN | 2.4KV | LOW 1 | UNKNOWN | MB | UNKNOWN | UNKNOWN |  |  | SYSTEM | 2014-07-03 | attadas |  | CONSOLIDATED | MIRA LOMA | METRO EAST | 2160807 |  | 2124685 | A | N | N |  | -1 | I | 1950-01-01 |  | D |  | 54612681 | 54613306;54613307 |  | 54613143 |  | :08880 | 08880:08880 | main_exi_3_route_oh | CIRCUIT_BREAKER |  |  |  |  | -1.8 | 3 |  | 504449 |  | [MDSYS.SDO_GEOMETRY]
60912401 | 54613959 | EXISTING | IDA | 8888 | MARASCHINO | 8096 | D | NO | SCE | THREE | UNKNOWN | 12KV | LOW 2 | UNKNOWN | MB | UNKNOWN | UNKNOWN |  |  | SYSTEM | 2014-05-16 | attadas |  | CONSOLIDATED | VISTA | DESERT | 2160808 |  | 2220594 | A | N | N |  | -1 | I | 1983-03-01 |  | D |  | 54613966 | 54676212;54676213 |  |  |  | :08888 | 08888:08888 | main_exi_3_route_oh | CIRCUIT_BREAKER |  |  |  |  | -1.82 | 3 |  | 504449 |  | [MDSYS.SDO_GEOMETRY]
60912402 | 54645408 | EXISTING | SPINKS | 16780 | DUARTE | 5150 | D | NO | SCE | THREE | UNKNOWN | 4KV | LOW 3 | UNKNOWN | MB | UNKNOWN | UNKNOWN |  |  | SYSTEM | 2014-10-30 | simhadk |  | CONSOLIDATED | MESA | METRO EAST | 2190839 |  | 2212128 | A | N | Y | 211 | -1 | I | 1950-01-01 |  | D |  | 54645415 | 54670924;54670925 |  |  |  | :16780 | 16780:16780 | main_exi_3_route_oh | CIRCUIT_BREAKER |  |  |  |  | -1.78 | 2 |  | 504449 |  | [MDSYS.SDO_GEOMETRY]
60912403 | 54665130 | EXISTING | SEAWEED | 16074 | WAVE | 5828 | D | NO | SCE | THREE | UNKNOWN | 12KV | LOW 3 | UNKNOWN | MB | UNKNOWN | UNKNOWN |  |  | SYSTEM | 2014-10-08 | rajendrs |  | CONSOLIDATED | ELLIS | ORANGE | 2183962 |  | 2213280 | A | Y | N |  | -1 | I | 1966-11-01 |  | D |  | 54665137 | 54773256 |  |  |  | :16074 | 16074:16074 | main_exi_3_route_oh | CIRCUIT_BREAKER |  |  |  |  | -1.77 | 3 |  | 504449 |  | [MDSYS.SDO_GEOMETRY]
60912404 | 54672351 | EXISTING | TWEEDY | 18340 | LYNWOOD | 5731 | D | NO | SCE | THREE | UNKNOWN | 4KV | LOW 3 | UNKNOWN | MB | UNKNOWN | UNKNOWN |  |  | SYSTEM | 2015-01-23 | aminencn |  | CONSOLIDATED | LIGHTHIPE | METRO WEST | 2188191 | 2 | 2219998 | A | N | Y | 215 | -1 | I | 1950-01-01 |  | D |  | 54672361 | 54675481 |  |  |  | :18340 | 18340:18340 | main_exi_3_route_oh | CIRCUIT_BREAKER |  |  |  |  | -1.77 | 3 |  | 504449 |  | [MDSYS.SDO_GEOMETRY]
60912405 | 54679550 | EXISTING | IKE | 8899 | EISENHOWER | 8098 | D | NO | SCE | THREE | UNKNOWN | 12KV | LOW 10 | UNKNOWN | MB | UNKNOWN | UNKNOWN |  |  | SYSTEM | 2017-10-04 | krumwimg |  | CONSOLIDATED | DEVERS | DESERT | 2178422 |  | 2213648 | A | N | Y | 250 | -1 | I | 1975-07-01 |  | D |  | 54679557 | 54722775 |  |  |  | :08899 | 08899:08899 | main_exi_3_route_oh | CIRCUIT_BREAKER |  |  |  |  | -1.85 | 3 |  | 504449 |  | [MDSYS.SDO_GEOMETRY]
60912406 | 54690722 | EXISTING | GUNLOCK | 7780 | BULLIS | 5756 | D | NO | SCE | THREE | UNKNOWN | 4KV | LOW 13 | UNKNOWN | MB | UNKNOWN | UNKNOWN |  |  | SYSTEM | 2017-12-07 | maxwelbw |  | CONSOLIDATED | LIGHTHIPE | METRO WEST | 2158783 | 3 | 2215368 | A | N | Y | 239 | -1 | I | 1954-11-01 |  | D |  | 54690732 | 54713926 |  |  |  | :07780 | 07780:07780 | main_exi_3_route_oh | CIRCUIT_BREAKER |  |  |  |  | -1.77 | 3 |  | 504449 |  | [MDSYS.SDO_GEOMETRY]
60912407 | 54693641 | EXISTING | SPRINT | 16808 | TROPHY | 5603 | D | NO | SCE | THREE | UNKNOWN | 12KV | LOW 7 | UNKNOWN | MB | UNKNOWN | UNKNOWN |  |  | SYSTEM | 2017-11-02 | murilljl |  | CONSOLIDATED | MIRA LOMA | METRO EAST | 2189556 |  | 2217418 | A | Y | N |  | -1 | I | 1980-06-01 |  | D |  | 54693651 | 54760859 |  |  |  | :16808 | 16808:16808 | main_exi_3_route_oh | CIRCUIT_BREAKER |  |  |  |  | -1.79 | 3 |  | 504449 |  | [MDSYS.SDO_GEOMETRY]
60912413 | 54714398 | EXISTING | TWINING | 18350 | JERSEY | 5776 | D | NO | SCE | THREE | UNKNOWN | 16KV | LOW 2 | UNKNOWN | MB | UNKNOWN | UNKNOWN |  |  | SYSTEM | 2017-12-15 | maxwelbw |  | CONSOLIDATED | LIGHTHIPE | METRO WEST | 2188192 | 2 | 2215406 | A | N | Y | 224 | -1 | I | 1950-01-01 |  | D |  | 54714408 | 54757076 |  |  |  | :18350 | 18350:18350 | main_exi_3_route_oh | CIRCUIT_BREAKER |  |  |  |  | -1.76 | 3 |  | 504449 |  | [MDSYS.SDO_GEOMETRY]
60912414 | 54724316 | EXISTING | IMBACH | 8905 | ARCHIBALD | 5659 | D | NO | SCE | THREE | UNKNOWN | 12KV | LOW 9 | UNKNOWN | MB | UNKNOWN | UNKNOWN |  |  | SYSTEM | 2014-06-12 | aminencn |  | CONSOLIDATED | MIRA LOMA | METRO EAST | 2178424 |  | 2215212 | A | N | Y | 219 | -1 | I | 1978-06-01 |  | D |  | 54724323 | 54775077 |  |  |  | :08905 | 08905:08905 | main_exi_3_route_oh | CIRCUIT_BREAKER |  |  |  |  | 88.18 | 3 |  | 504449 |  | [MDSYS.SDO_GEOMETRY]
60912415 | 54736080 | EXISTING | FIZZ | 6493 | CHIQUITA | 5811 | D | NO | SCE | THREE | UNKNOWN | 12KV | LOW 3 | UNKNOWN | MB | UNKNOWN | UNKNOWN |  |  | SYSTEM | 2014-11-11 | merugusn |  | CONSOLIDATED | ELLIS | ORANGE | 2151855 | 3 | 2215488 | A | N | N |  | -1 | I | 1991-05-28 |  | D |  | 54736090 | 54882820;54882821 |  |  |  | :06493 | 06493:06493 | main_exi_3_route_oh | CIRCUIT_BREAKER |  |  |  |  | -1.79 | 2 |  | 504449 |  | [MDSYS.SDO_GEOMETRY]
60912416 | 54777733 | EXISTING | INCA | 8907 | INDIAN WELLS | 8345 | D | NO | SCE | THREE | UNKNOWN | 12KV | LOW 11 | UNKNOWN | MB | UNKNOWN | UNKNOWN |  |  | SYSTEM | 2017-11-02 | murilljl |  | CONSOLIDATED | DEVERS | DESERT | 2178426 |  | 2218478 | A | N | N |  | -1 | I | 2002-04-30 |  | D |  | 54777740 | 54822140 |  |  |  | :08907 | 08907:08907 | main_exi_3_route_oh | CIRCUIT_BREAKER |  |  |  |  | -1.86 | 2 |  | 504449 |  | [MDSYS.SDO_GEOMETRY]
60912417 | 54780828 | EXISTING | HALE | 7850 | DIKE | 5721 | C | NO | SCE | THREE | UNKNOWN | 12KV | LOW 4 | UNKNOWN | MB | UNKNOWN | UNKNOWN |  |  | SYSTEM | 2015-01-09 | rajendrs |  | CONSOLIDATED | LIGHTHIPE | METRO WEST | 2153322 |  | 2217614 | A | N | Y | 222 | -1 | I | 1964-02-01 |  | D |  | 54780838 | 54781694 |  |  |  | :07850 | 07850:07850 | main_exi_3_route_oh | CIRCUIT_BREAKER |  |  |  |  | -1.76 | 3 |  | 504449 |  | [MDSYS.SDO_GEOMETRY]
60912418 | 54781782 | EXISTING | HALIBUT | 7860 | CYPRESS | 5837 | D | NO | SCE | THREE | UNKNOWN | 12KV | LOW 4 | UNKNOWN | MB | UNKNOWN | UNKNOWN |  |  | SYSTEM | 2015-03-13 | yallasv |  | CONSOLIDATED | LIGHTHIPE | METRO WEST | 2176181 |  | 2217874 | S | N | Y | 134 | -1 | I | 1950-01-01 |  | D |  | 54781789 | 54900297;54900298 |  |  |  | :07860 | 07860:07860 | main_exi_3_route_oh | CIRCUIT_BREAKER |  |  |  |  | 0.39 | 3 |  | 504449 |  | [MDSYS.SDO_GEOMETRY]
60912728 | 57317382 | EXISTING | KRANZER | 9857 | SAN DIMAS | 5633 | D | NO | SCE | THREE | UNKNOWN | 12KV | LOW 2 | UNKNOWN | MB | UNKNOWN | UNKNOWN |  |  | SYSTEM | 2014-06-04 | aminencn |  | CONSOLIDATED | MIRA LOMA | METRO EAST | 2173652 | 1 | 2212932 | S | Y | N |  | -1 | I | 1968-08-01 |  | D |  | 57317389 | 57335644;57335645 |  |  |  | :09857 | 09857:09857 | main_exi_3_route_oh | CIRCUIT_BREAKER |  |  |  |  | -1.79 | 3 |  | 504449 |  | [MDSYS.SDO_GEOMETRY]
60912729 | 57327226 | EXISTING | WHITE | 19260 | LONGDON | 5774 | D | NO | SCE | THREE | UNKNOWN | 4KV | LOW 5 | UNKNOWN | MB | UNKNOWN | UNKNOWN |  |  | SYSTEM | 2015-01-24 | simhadk |  | CONSOLIDATED | LIGHTHIPE | METRO WEST | 2190692 |  | 2217730 | A | N | N |  | -1 | I | 1950-01-01 |  | D |  | 57327236 | 57394839 |  |  |  | :19260 | 19260:19260 | main_exi_3_route_oh | CIRCUIT_BREAKER |  |  |  |  | -1.77 | 3 |  | 504449 |  | [MDSYS.SDO_GEOMETRY]
60912735 | 57336375 | EXISTING | KRATKA | 9861 | RIPLEY | 8227 | D | NO | SCE | THREE | UNKNOWN | 12KV | LOW 2 | UNKNOWN | MB | UNKNOWN | UNKNOWN |  |  | SYSTEM | 2014-04-14 | kallurr |  | CONSOLIDATED | DEVERS | RURALS | 2173653 |  | 2216056 | A | N | N |  | -1 | I | 1950-01-01 |  | D |  | 57336382 | 57370114;57370115 |  |  |  | :09861 | 09861:09861 | main_exi_3_route_oh | CIRCUIT_BREAKER |  |  |  |  | -1.95 | 3 |  | 504449 |  | [MDSYS.SDO_GEOMETRY]
60912736 | 57372573 | EXISTING | KRAFT | 9865 | GLEN AVON | 8151 | D | NO | SCE | THREE | UNKNOWN | 12KV | LOW 1 | UNKNOWN | MB | UNKNOWN | UNKNOWN |  |  | SYSTEM | 2014-06-24 | bodduvh |  | CONSOLIDATED | VISTA | DESERT | 2163888 |  | 2218310 | A | N | Y | 201 | -1 | I | 1983-05-01 |  | D |  | 57372583 | 57431252;57431253 |  |  |  | :09865 | 09865:09865 | main_exi_3_route_oh | CIRCUIT_BREAKER |  |  |  |  | -1.8 | 3 |  | 504449 |  | [MDSYS.SDO_GEOMETRY]
60912737 | 57380550 | EXISTING | GLIDDEN | 7360 | LA PALMA | 5873 | D | NO | SCE | THREE | UNKNOWN | 12KV | LOW 8 | UNKNOWN | MB | UNKNOWN | UNKNOWN |  |  | SYSTEM | 2014-09-10 | simhadk |  | CONSOLIDATED | VILLA PARK | ORANGE | 2157133 |  | 2215636 | A | N | Y | 214 | -1 | I | 1950-01-01 |  | D |  | 57380557 | 57459280;57459281 |  |  |  | :07360 | 07360:07360 | main_exi_3_route_oh | CIRCUIT_BREAKER |  |  |  |  | 0.39 | 3 |  | 504449 |  | [MDSYS.SDO_GEOMETRY]
60912738 | 57392612 | EXISTING | HOME | 8620 | STATE STREET | 5755 | D | NO | SCE | THREE | UNKNOWN | 12KV | LOW 6 | UNKNOWN | MB | UNKNOWN | UNKNOWN |  |  | SYSTEM | 2014-12-16 | simhadk |  | CONSOLIDATED | LIGHTHIPE | METRO WEST | 2155854 |  | 2220040 | M | N | Y |  | -1 | I | 2024-10-01 |  | D |  | 57392622 | 57440078;57440079 |  |  |  | :08620 | 08620:08620 | main_exi_3_route_oh | CIRCUIT_BREAKER |  |  |  |  | -1.76 | 3 |  | 504449 |  | [MDSYS.SDO_GEOMETRY]
60912739 | 57395095 | EXISTING | WHITING | 19268 | SEPULVEDA | 5207 | D | NO | SCE | THREE | UNKNOWN | 16KV | LOW 2 | UNKNOWN | MB | UNKNOWN | UNKNOWN |  |  | SYSTEM | 2015-04-15 | attiliv |  | CONSOLIDATED | EL NIDO | METRO WEST | 2188784 | 3 | 2212248 | A | N | Y | 226 | -1 | I | 1966-08-01 |  | D |  | 57395105 | 57397206 |  |  |  | :19268 | 19268:19268 | main_exi_3_route_oh | CIRCUIT_BREAKER |  |  |  |  | 0 | 2 |  | 504449 |  | [MDSYS.SDO_GEOMETRY]
60912740 | 57397354 | EXISTING | WHITSETT | 19309 | CALDEN | 5750 | D | NO | SCE | THREE | UNKNOWN | 16KV | LOW 3 | UNKNOWN | MB | UNKNOWN | UNKNOWN |  |  | SYSTEM | 2018-01-12 | maxwelbw |  |  | LIGHTHIPE | METRO WEST | 2190694 |  | 2217678 | A | Y | N |  | -1 | I | 1966-07-01 |  | D |  | 57397364 | 57453502 |  |  |  | :19309 | 19309:19309 | main_exi_3_route_oh | CIRCUIT_BREAKER |  |  |  |  | -1.77 | 3 |  | 504449 |  | [MDSYS.SDO_GEOMETRY]
60912741 | 57417048 | EXISTING | SUZY | 17385 | PUENTE | 5195 | D | NO | SCE | THREE | UNKNOWN | 12KV | LOW 4 | UNKNOWN | MB | UNKNOWN | UNKNOWN |  |  | SYSTEM | 2014-07-30 | gallog |  | CONSOLIDATED | MIRA LOMA | METRO EAST | 2190945 |  | 2219180 | S | N | Y | 123 | -1 | I | 1961-04-01 |  | D |  | 57417055 | 57466885;57466886 |  |  |  | :17385 | 17385:17385 | main_exi_3_route_oh | CIRCUIT_BREAKER |  |  |  |  | -1.78 | 3 |  | 504449 |  | [MDSYS.SDO_GEOMETRY]
60912742 | 57421693 | EXISTING | SOCRATES | 16609 | TELEGRAPH | 5892 | D | NO | SCE | THREE | UNKNOWN | 12KV | LOW 7 | UNKNOWN | MB | UNKNOWN | UNKNOWN |  |  | SYSTEM | 2014-12-18 | rajendrs |  | CONSOLIDATED | VILLA PARK | ORANGE | 2189484 | 1 | 2213396 | S | N | Y | 139 | -1 | I | 1967-12-01 |  | D |  | 57421703 | 57553346;57553347 |  |  |  | :16609 | 16609:16609 | main_exi_3_route_oh | CIRCUIT_BREAKER |  |  |  |  | -1.78 | 3 |  | 504449 |  | [MDSYS.SDO_GEOMETRY]
60912743 | 57443118 | EXISTING | KROPP | 9870 | ARCHIBALD | 5659 | D | NO | SCE | THREE | UNKNOWN | 12KV | LOW 7 | UNKNOWN | MB | UNKNOWN | UNKNOWN |  |  | SYSTEM | 2014-08-21 | attadas |  | CONSOLIDATED | MIRA LOMA | METRO EAST | 2164060 |  | 2215212 | A | N | Y | 219 | -1 | I | 1950-01-01 |  | D |  | 57443125 | 57577820;57577821 |  |  |  | :09870 | 09870:09870 | main_exi_3_route_oh | CIRCUIT_BREAKER |  |  |  |  | -1.8 | 2 |  | 504449 |  | [MDSYS.SDO_GEOMETRY]
60912744 | 57460674 | EXISTING | GLIDER | 7363 | STETSON | 8095 | D | NO | SCE | THREE | UNKNOWN | 12KV | LOW 5 | UNKNOWN | MB | UNKNOWN | UNKNOWN |  |  | SYSTEM | 2014-10-10 | yallasv |  | CONSOLIDATED | VALLEY | SAN JACINTO | 2161534 | 2 | 2218248 | A | Y | N |  | -1 | I | 1978-06-01 |  | D |  | 57460684 | 57532902;57532903 |  |  |  | :07363 | 07363:07363 | main_exi_3_route_oh | CIRCUIT_BREAKER |  |  |  |  | -1.82 | 3 |  | 504449 |  | [MDSYS.SDO_GEOMETRY]
60912745 | 57468873 | EXISTING | SWEETWATER | 17405 | SHANDIN | 8093 | D | NO | SCE | THREE | UNKNOWN | 12KV | LOW 7 | UNKNOWN | MB | UNKNOWN | UNKNOWN |  |  | SYSTEM | 2014-03-27 | aminencn |  | CONSOLIDATED | VISTA | DESERT | 2187039 |  | 2213632 | A | Y | N |  | -1 | I | 1966-01-01 |  | D |  | 57468880 | 57625304 |  |  |  | :17405 | 17405:17405 | main_exi_3_route_oh | CIRCUIT_BREAKER |  |  |  |  | -1.81 | 3 |  | 504449 |  | [MDSYS.SDO_GEOMETRY]
60912746 | 57494817 | EXISTING | WHITWORTH | 19340 | BEVERLY | 5201 | D | NO | SCE | THREE | UNKNOWN | 16KV | LOW 6 | UNKNOWN | MB | UNKNOWN | UNKNOWN |  |  | SYSTEM | 2015-04-09 | attadas |  | CONSOLIDATED | EL NIDO | METRO WEST | 2190697 | 7 | 2216848 | S | N | Y | 133 | -1 | I | 1950-01-01 |  | D |  | 57494827 | 57535631 |  |  |  | :19340 | 19340:19340 | main_exi_3_route_oh | CIRCUIT_BREAKER |  |  |  |  | -1.76 | 3 |  | 504449 |  | [MDSYS.SDO_GEOMETRY]
60911786 | 49594186 | EXISTING | DAKOTA | 4594 | CAROLINA | 5813 | D | NO | SCE | THREE | UNKNOWN | 12KV | LOW 10 | UNKNOWN | MB | UNKNOWN | UNKNOWN |  |  | SYSTEM | 2017-09-19 | thompsma |  | CONSOLIDATED | VILLA PARK | ORANGE | 2144745 | 1 | 2217814 | A | N | N |  | -1 | I | 1963-09-01 |  | D |  | 49594193 | 49631165 |  |  |  | :04594 | 04594:04594 | main_exi_3_route_oh | CIRCUIT_BREAKER |  |  |  |  | -1.78 | 2 |  | 504449 |  | [MDSYS.SDO_GEOMETRY]
60911787 | 49603606 | EXISTING | FORD | 6640 | DIKE | 5721 | C | NO | SCE | THREE | UNKNOWN | 12KV | LOW 2 | UNKNOWN | MB | UNKNOWN | UNKNOWN |  |  | SYSTEM | 2017-12-08 | maxwelbw |  | CONSOLIDATED | LIGHTHIPE | METRO WEST | 2152039 |  | 2217614 | A | Y | N |  | -1 | I | 1964-03-01 |  | D |  | 49603616 | 49623810 |  |  |  | :06640 | 06640:06640 | main_exi_3_route_oh | CIRCUIT_BREAKER |  |  |  |  | 10.52 | 3 |  | 504449 |  | [MDSYS.SDO_GEOMETRY]
60911788 | 49614462 | EXISTING | SAWPIT | 15954 | ARROWHEAD | 8094 | D | NO | SCE | THREE | UNKNOWN | 33KV | LOW 1 | UNKNOWN | MB | UNKNOWN | UNKNOWN |  |  | SYSTEM | 2014-03-13 | bodduvh |  | CONSOLIDATED | VISTA | RURALS | 2190769 |  | 2215906 | A | N | N |  | -1 | I | 1972-11-01 |  | D |  | 49614469 | 49614603;49614604 |  | 49614543 |  | :15954 | 15954:15954 | main_exi_3_route_oh | CIRCUIT_BREAKER |  |  |  |  | -1.81 | 7 |  | 504449 |  | [MDSYS.SDO_GEOMETRY]
60911789 | 49615973 | EXISTING | SAXON | 15970 | GARVEY | 5122 | D | NO | SCE | THREE | UNKNOWN | 4KV | LOW 1 | UNKNOWN | MB | UNKNOWN | UNKNOWN |  |  | SYSTEM | 2014-12-18 | aminencn |  | CONSOLIDATED | MESA | METRO EAST | 2190771 | 1 | 2219024 | A | N | Y | 232 | -1 | I | 1950-01-01 |  | D |  | 49615983 | 49646008;49646009 |  |  |  | :15970 | 15970:15970 | main_exi_3_route_oh | CIRCUIT_BREAKER |  |  |  |  | -1.77 | 3 |  | 504449 |  | [MDSYS.SDO_GEOMETRY]
60911790 | 49631238 | EXISTING | DALLAS | 4620 | TRASK | 5899 | D | NO | SCE | THREE | UNKNOWN | 12KV | LOW 1 | UNKNOWN | MB | UNKNOWN | UNKNOWN |  |  | SYSTEM | 2017-12-08 | thompsma |  | CONSOLIDATED | VILLA PARK | ORANGE | 2149943 | 1 | 2213412 | S | N | Y | 121 | -1 | I | 1955-12-01 |  | D |  | 49631245 | 49797988 |  |  |  | :04620 | 04620:04620 | main_exi_3_route_oh | CIRCUIT_BREAKER |  |  |  |  | -1.77 | 3 |  | 504449 |  | [MDSYS.SDO_GEOMETRY]
60911791 | 49635762 | EXISTING | GAREY | 7040 | POMONA | 5627 | D | NO | SCE | THREE | UNKNOWN | 4KV | LOW 1 | UNKNOWN | MB | UNKNOWN | UNKNOWN |  |  | SYSTEM | 2017-11-16 | murilljl |  | CONSOLIDATED | MIRA LOMA | METRO EAST | 2161195 |  | 2217476 | A | N | Y | 236 | -1 | I | 1950-01-01 |  | D |  | 49635772 | 49648812 |  |  |  | :07040 | 07040:07040 | main_exi_3_route_oh | CIRCUIT_BREAKER |  |  |  |  | -1.79 | 3 |  | 504449 |  | [MDSYS.SDO_GEOMETRY]
60911792 | 49642624 | EXISTING | PUNT | 14493 | WASHINGTON | 5856 | D | NO | SCE | THREE | UNKNOWN | 12KV | LOW 2 | UNKNOWN | MB | UNKNOWN | UNKNOWN |  |  | SYSTEM | 2017-11-29 | bradlem |  |  | VILLA PARK | ORANGE | 2182039 |  | 2220244 | A | Y | N |  | -1 | I | 1978-08-01 |  | D |  | 49642631 | 49724847 |  |  |  | :14493 | 14493:14493 | main_exi_3_route_oh | CIRCUIT_BREAKER |  |  |  |  | 0.38 | 3 |  | 504449 |  | [MDSYS.SDO_GEOMETRY]
60911798 | 49649354 | EXISTING | GARIBALDI | 7050 | ANITA | 5105 | D | NO | SCE | THREE | UNKNOWN | 16KV | LOW 6 | UNKNOWN | MB | UNKNOWN | UNKNOWN |  |  | SYSTEM | 2017-11-16 | murilljl |  | CONSOLIDATED | MESA | METRO EAST | 2152565 | 2 | 2216680 | S | Y | N |  | -1 | I | 1950-01-01 |  | D |  | 49649364 | 49722028 |  |  |  | :07050 | 07050:07050 | main_exi_3_route_oh | CIRCUIT_BREAKER |  |  |  |  | -1.78 | 3 |  | 504449 |  | [MDSYS.SDO_GEOMETRY]
60911799 | 49655927 | EXISTING | FOREST | 6660 | STATE STREET | 5755 | D | NO | SCE | THREE | UNKNOWN | 12KV | LOW 1 | UNKNOWN | MB | UNKNOWN | UNKNOWN |  |  | SYSTEM | 2014-12-01 | simhadk |  | CONSOLIDATED | LIGHTHIPE | METRO WEST | 2152215 |  | 2220040 | M | Y | N |  | -1 | I | 1930-11-01 |  | D |  | 49655937 | 49659530;49659531 |  |  |  | :06660 | 06660:06660 | main_exi_3_route_oh | CIRCUIT_BREAKER |  |  |  |  | -1.76 | 3 |  | 504449 |  | [MDSYS.SDO_GEOMETRY]
60911800 | 49668842 | EXISTING | SCHMIDT | 15986 | MARASCHINO | 8096 | D | NO | SCE | THREE | UNKNOWN | 12KV | LOW 6 | UNKNOWN | MB | UNKNOWN | UNKNOWN |  |  | SYSTEM | 2014-05-07 | bodduvh |  | CONSOLIDATED | VISTA | DESERT | 2183315 |  | 2220594 | A | N | N |  | -1 | I | 2003-07-24 |  | D |  | 49668849 | 49817770;49817771 |  |  |  | :15986 | 15986:15986 | main_exi_3_route_oh | CIRCUIT_BREAKER |  |  |  |  | -1.82 | 2 |  | 504449 |  | [MDSYS.SDO_GEOMETRY]
60911801 | 49688098 | EXISTING | FORMOSA | 6665 | FAIRFAX | 5208 | D | NO | SCE | THREE | UNKNOWN | 16KV | LOW 4 | UNKNOWN | MB | UNKNOWN | UNKNOWN |  |  | SYSTEM | 2015-03-19 | attadas |  | CONSOLIDATED | MESA | METRO WEST | 2152216 | 1 | 2214546 | S | N | Y | 122 | -1 | I | 1964-10-01 |  | D |  | 49688108 | 49713203 |  |  |  | :06665 | 06665:06665 | main_exi_3_route_oh | CIRCUIT_BREAKER |  |  |  |  | -1.76 | 3 |  | 504449 |  | [MDSYS.SDO_GEOMETRY]
60911802 | 49707370 | EXISTING | STEAM | 16960 | SEABRIGHT | 5790 | D | NO | SCE | THREE | UNKNOWN | 12KV | LOW 5 | UNKNOWN | MB | UNKNOWN | UNKNOWN |  |  | SYSTEM | 2015-01-30 | aminencn |  |  | LIGHTHIPE | METRO WEST | 2190853 |  | 2217772 | S | Y | N |  | -1 | I | 1968-03-01 |  | D |  | 49707380 | 49759768;49759769 |  |  |  | :16960 | 16960:16960 | main_exi_3_route_oh | CIRCUIT_BREAKER |  |  |  |  | -1.76 | 3 |  | 504449 |  | [MDSYS.SDO_GEOMETRY]
60911803 | 49713465 | EXISTING | FORTY EIGHT ST. | 6667 | FORTY EIGHT ST. P.T. | 7257 | A | NO | SCE | THREE | UNKNOWN | 4KV | LOW 1 | UNKNOWN | MB | UNKNOWN | UNKNOWN |  |  | SYSTEM | 2015-04-22 | attadas |  | CONSOLIDATED | EL NIDO | METRO WEST | 2152217 |  | 2122753 | N | N | Y | 231 | -1 | I | 1950-01-01 |  | D |  | 49713472 | 49714640 |  |  |  | :06667 | 06667:06667 | main_exi_3_route_oh | CIRCUIT_BREAKER |  |  |  |  | -1.76 | 1.5 |  | 504449 |  | [MDSYS.SDO_GEOMETRY]
60911804 | 49714803 | EXISTING | FOUNTAIN | 6680 | FAIRFAX | 5208 | D | NO | SCE | THREE | UNKNOWN | 4KV | LOW 12 | UNKNOWN | MB | UNKNOWN | UNKNOWN |  |  | SYSTEM | 2015-03-26 | yallasv |  | CONSOLIDATED | MESA | METRO WEST | 2159679 | 3 | 2214542 | S | N | Y | 138 | -1 | I | 1950-01-01 |  | D |  | 49714813 | 49742055 |  |  |  | :06680 | 06680:06680 | main_exi_3_route_oh | CIRCUIT_BREAKER |  |  |  |  | -1.76 | 3 |  | 504449 |  | [MDSYS.SDO_GEOMETRY]
60912106 | 52232497 | EXISTING | DUDA | 5365 | MAXWELL | 8019 | D | NO | SCE | THREE | UNKNOWN | 12KV | LOW 11 | UNKNOWN | MB | UNKNOWN | UNKNOWN |  |  | SYSTEM | 2014-08-01 | punukos |  | 720A / 180A GRD. | VALLEY | SAN JACINTO | 2154813 | 2 | 2218074 | A | N | N |  | -1 | I | 1992-05-12 |  | D |  | 52232507 | 52275695;52275696 |  |  |  | :05365 | 05365:05365 | main_exi_3_route_oh | CIRCUIT_BREAKER |  |  |  |  | -1.81 | 3 |  | 504449 |  | [MDSYS.SDO_GEOMETRY]
60912107 | 52258199 | EXISTING | SHOW | 16403 | TROPHY | 5603 | D | NO | SCE | THREE | UNKNOWN | 12KV | LOW 5 | UNKNOWN | MB | UNKNOWN | UNKNOWN |  |  | SYSTEM | 2014-05-29 | simhadk |  | CONSOLIDATED | MIRA LOMA | METRO EAST | 2184066 |  | 2217418 | A | N | N |  | -1 | I | 1980-06-01 |  | D |  | 52258206 | 52290678;52290679 |  |  |  | :16403 | 16403:16403 | main_exi_3_route_oh | CIRCUIT_BREAKER |  |  |  |  | -1.79 | 3 |  | 504449 |  | [MDSYS.SDO_GEOMETRY]
60912108 | 52266279 | EXISTING | GLASGOW | 7290 | INGLEWOOD | 5211 | D | NO | SCE | THREE | UNKNOWN | 4KV | LOW 9 | UNKNOWN | MB | UNKNOWN | UNKNOWN |  |  | SYSTEM | 2015-04-10 | attadas |  |  | EL NIDO | METRO WEST | 2161529 |  | 2212266 | S | N | Y | 104 | -1 | I | 1950-01-01 |  | D |  | 52266289 | 52657475 |  |  |  | :07290 | 07290:07290 | main_exi_3_route_oh | CIRCUIT_BREAKER |  |  |  |  | -1.76 | 3 |  | 504449 |  | [MDSYS.SDO_GEOMETRY]
60912109 | 52277191 | EXISTING | DUPONT | 5435 | CABRILLO | 5879 | D | NO | SCE | THREE | UNKNOWN | 12KV | LOW 16 | UNKNOWN | MB | UNKNOWN | UNKNOWN |  |  | SYSTEM | 2014-08-28 | bodduvh |  | CONSOLIDATED | ELLIS | ORANGE | 2154989 | 2 | 2220290 | A | N | N |  | -1 | I | 1981-05-01 |  | D |  | 52277198 | 52304072;52304073 |  |  |  | :05435 | 05435:05435 | main_exi_3_route_oh | CIRCUIT_BREAKER |  |  |  |  | -1.78 | 3 |  | 504449 |  | [MDSYS.SDO_GEOMETRY]
60912110 | 52280305 | EXISTING | RONWOOD | 15375 | LA HABRA | 5832 | D | NO | SCE | THREE | UNKNOWN | 12KV | LOW 12 | UNKNOWN | MB | UNKNOWN | UNKNOWN |  |  | SYSTEM | 2017-11-02 | thompsma |  | CONSOLIDATED | VILLA PARK | ORANGE | 2186619 | 1 | 2215550 | S | N | Y | 120 | -1 | I | 1964-12-01 |  | D |  | 52280312 | 52306925 |  |  |  | :15375 | 15375:15375 | main_exi_3_route_oh | CIRCUIT_BREAKER |  |  |  |  | -1.78 | 2 |  | 504449 |  | [MDSYS.SDO_GEOMETRY]
60912111 | 52287880 | EXISTING | HARRIS | 8090 | STODDARD | 5632 | D | NO | SCE | THREE | UNKNOWN | 4KV | LOW 8 | UNKNOWN | MB | UNKNOWN | UNKNOWN |  |  | SYSTEM | 2014-03-14 | merugusn |  | CONSOLIDATED | VISTA | DESERT | 2153495 | 2 | 2215156 | S | N | Y | 116 | -1 | I | 1950-01-01 |  | D |  | 52287890 | 52287987 |  |  |  | :08090 | 08090:08090 | main_exi_3_route_oh | CIRCUIT_BREAKER |  |  |  |  | -1.81 | 3 |  | 504449 |  | [MDSYS.SDO_GEOMETRY]
60912112 | 52292117 | EXISTING | SID | 16414 | RIALTO | 8225 | D | NO | SCE | THREE | UNKNOWN | 12KV | LOW 5 | UNKNOWN | MB | UNKNOWN | UNKNOWN |  |  | SYSTEM | 2014-06-19 | attadas |  | CONSOLIDATED | VISTA | DESERT | 2189110 |  | 2218372 |  |  |  |  | -1 | I | 1969-12-01 |  | D |  | 52292127 | 52335470 |  |  |  | :16414 | 16414:16414 | main_exi_3_route_oh | CIRCUIT_BREAKER |  |  |  |  | -1.81 | 1 |  | 504449 |  | [MDSYS.SDO_GEOMETRY]
60912113 | 52296738 | EXISTING | HARRISON | 8100 | WABASH | 5110 | D | NO | SCE | THREE | UNKNOWN | 16KV | LOW 2 | UNKNOWN | MB | UNKNOWN | UNKNOWN |  |  | SYSTEM | 2015-01-14 | bodduvh |  | CONSOLIDATED | MESA | METRO EAST | 2153496 |  | 2216694 | S | Y | N |  | -1 | I | 1950-01-01 |  | D |  | 52296748 | 52331517 |  |  |  | :08100 | 08100:08100 | main_exi_3_route_oh | CIRCUIT_BREAKER |  |  |  |  | -1.77 | 3 |  | 504449 |  | [MDSYS.SDO_GEOMETRY]
60912114 | 52304839 | EXISTING | EAGLE | 5485 | TALBERT | 5853 | D | NO | SCE | THREE | UNKNOWN | 12KV | LOW 5 | UNKNOWN | MB | UNKNOWN | UNKNOWN |  |  | SYSTEM | 2014-10-29 | bessar |  | CONSOLIDATED | ELLIS | ORANGE | 2167412 |  | 2213328 | A | N | Y |  | -1 | I | 1950-01-01 |  | D |  | 52304846 | 52374630 |  |  |  | :05485 | 05485:05485 | main_exi_3_route_oh | CIRCUIT_BREAKER |  |  |  |  | -1.78 | 2 |  | 504449 |  | [MDSYS.SDO_GEOMETRY]
60912115 | 52307464 | EXISTING | RORIPAUGH | 15407 | MORAGA | 8348 | D | NO | SCE | THREE | UNKNOWN | 12KV | LOW 3 | UNKNOWN | MB | UNKNOWN | UNKNOWN |  |  | SYSTEM | 2014-07-24 | bessar |  | CONSOLIDATED | VALLEY | SAN JACINTO | 2186621 |  | 2213880 | A | N | N |  | -1 | I | 2001-09-19 |  | D |  | 52307471 | 52341000;52341001 |  |  |  | :15407 | 15407:15407 | main_exi_3_route_oh | CIRCUIT_BREAKER |  |  |  |  | -1.82 | 2 |  | 504449 |  | [MDSYS.SDO_GEOMETRY]
60912116 | 52322762 | EXISTING | THEATER | 17740 | LAGUNA BELL | 5074 | D | NO | SCE | THREE | UNKNOWN | 16KV | LOW 22 | UNKNOWN | MB | UNKNOWN | UNKNOWN |  |  | SYSTEM | 2017-12-04 | maxwelbw |  | CONSOLIDATED | LIGHTHIPE | METRO WEST | 2190350 | 5 | 2216554 | M | Y | N |  | -1 | I | 1950-01-01 |  | D |  | 52322772 | 52418643 |  |  |  | :17740 | 17740:17740 | main_exi_3_route_oh | CIRCUIT_BREAKER |  |  |  |  | -1.77 | 3 |  | 504449 |  | [MDSYS.SDO_GEOMETRY]
60912117 | 52333685 | EXISTING | HASKELL | 8140 | ARROYO | 5158 | D | NO | SCE | THREE | UNKNOWN | 16KV | LOW 3 | UNKNOWN | MB | UNKNOWN | UNKNOWN |  |  | SYSTEM | 2014-12-17 | merugusn |  | CONSOLIDATED | MESA | METRO EAST | 2177489 |  | 2214452 | S | Y | N |  | -1 | I | 1950-01-01 |  | D |  | 52333692 | 52346696;52346697 |  | 52345523 |  | :08140 | 08140:08140 | main_exi_3_route_oh | CIRCUIT_BREAKER |  |  |  |  | -1.77 | 3 |  | 504449 |  | [MDSYS.SDO_GEOMETRY]
60912118 | 52335915 | EXISTING | SILVER MOON | 16441 | DESERT OUTPOST | 8136 | D | NO | SCE | THREE | UNKNOWN | 12KV | LOW 2 | UNKNOWN | MB | UNKNOWN | UNKNOWN |  |  | SYSTEM | 2014-04-25 | punukos |  | CONSOLIDATED | DEVERS | DESERT | 2183885 |  | 2215960 | A | N | Y | 235 | -1 | I | 1964-08-01 |  | D |  | 52335925 | 52363719 |  |  |  | :16441 | 16441:16441 | main_exi_3_route_oh | CIRCUIT_BREAKER |  |  |  |  | -1.85 | 3 |  | 504449 |  | [MDSYS.SDO_GEOMETRY]
60912119 | 52341638 | EXISTING | ROUGH | 15465 | GILBERT | 5833 | D | NO | SCE | THREE | UNKNOWN | 12KV | LOW 8 | UNKNOWN | MB | UNKNOWN | UNKNOWN |  |  | SYSTEM | 2014-08-11 | bodduvh |  | CONSOLIDATED | VILLA PARK | ORANGE | 2186702 | 1 | 2220202 | A | Y | N |  | -1 | I | 1961-06-01 |  | D |  | 52341648 | 52342763 |  |  |  | :15465 | 15465:15465 | main_exi_3_route_oh | CIRCUIT_BREAKER |  |  |  |  | -21.22 | 2 |  | 504449 |  | [MDSYS.SDO_GEOMETRY]
60912419 | 54788217 | EXISTING | SQUINT | 16839 | ARROWHEAD | 8094 | D | NO | SCE | THREE | UNKNOWN | 12KV | LOW 4 | UNKNOWN | MB | UNKNOWN | UNKNOWN |  |  | SYSTEM | 2014-03-17 | bodduvh |  | CONSOLIDATED | VISTA | RURALS | 2184402 |  | 2215904 | A | N | Y | 248 | -1 | I | 1973-03-01 |  | D |  | 54788224 | 54847771 |  |  |  | :16839 | 16839:16839 | main_exi_3_route_oh | CIRCUIT_BREAKER |  |  |  |  | -1.81 | 3 |  | 504449 |  | [MDSYS.SDO_GEOMETRY]
60912420 | 54806817 | EXISTING | TWENTY SIX ST | 18360 | SANTA MONICA | 5231 | D | NO | SCE | THREE | UNKNOWN | 4KV | LOW 11 | UNKNOWN | MB | UNKNOWN | UNKNOWN |  |  | SYSTEM | 2015-04-20 | merugusn |  | CONSOLIDATED | EL NIDO | METRO WEST | 2188193 | 2 | 2214606 | A | N | Y | 216 | -1 | I | 1950-01-01 |  | D |  | 54806827 | 54830978;54830979 |  |  |  | :18360 | 18360:18360 | main_exi_3_route_oh | CIRCUIT_BREAKER |  |  |  |  | -1.75 | 3 |  | 504449 |  | [MDSYS.SDO_GEOMETRY]
60912421 | 54808765 | EXISTING | SEGERSTROM | 16105 | FAIRVIEW | 5821 | D | NO | SCE | THREE | UNKNOWN | 12KV | LOW 3 | UNKNOWN | MB | UNKNOWN | UNKNOWN |  |  | SYSTEM | 2015-01-08 | kallurr |  | CONSOLIDATED | ELLIS | ORANGE | 2183381 | 1 | 2220170 | A | N | N |  | -1 | I | 1980-06-01 |  | D |  | 54808775 | 54812689 |  |  |  | :16105 | 16105:16105 | main_exi_3_route_oh | CIRCUIT_BREAKER |  |  |  |  | -3.94 | 2 |  | 504449 |  | [MDSYS.SDO_GEOMETRY]
60912422 | 54823741 | EXISTING | INCH | 8908 | PALM VILLAGE | 8215 | D | NO | SCE | THREE | UNKNOWN | 12KV | LOW 1 | UNKNOWN | MB | UNKNOWN | UNKNOWN |  |  | SYSTEM | 2014-07-31 | bodduvh |  | CONSOLIDATED | DEVERS | DESERT | 2180369 |  | 2213750 | A | N | Y |  | -1 | I | 1983-04-01 |  | D |  | 54823748 | 54879388 |  |  |  | :08908 | 08908:08908 | main_exi_3_route_oh | CIRCUIT_BREAKER |  |  |  |  | -1.86 | 3 |  | 504449 |  | [MDSYS.SDO_GEOMETRY]
60912423 | 54834250 | EXISTING | UNION | 18410 | SANTA FE SPRINGS | 5850 | D | NO | SCE | THREE | UNKNOWN | 12KV | LOW 12 | UNKNOWN | MB | UNKNOWN | UNKNOWN |  |  | SYSTEM | 2015-04-27 | bondigc |  | CONSOLIDATED | LIGHTHIPE | METRO WEST | 2190998 | 1 | 2215586 | S | N | Y | 129 | -1 | I | 1950-01-01 |  | D |  | 54834260 | 54915188 |  |  |  | :18410 | 18410:18410 | main_exi_3_route_oh | CIRCUIT_BREAKER |  |  |  |  | -1.77 | 3 |  | 504449 |  | [MDSYS.SDO_GEOMETRY]
60912424 | 54850235 | EXISTING | STACK | 16855 | PALM CANYON | 8214 | D | NO | SCE | THREE | UNKNOWN | 12KV | LOW 3 | UNKNOWN | MB | UNKNOWN | UNKNOWN |  |  | SYSTEM | 2014-04-21 | bessar |  | CONSOLIDATED | DEVERS | DESERT | 2184403 |  | 2218356 | A | N | Y | 226 | -1 | I | 1973-07-01 |  | D |  | 54850245 | 54929867 |  |  |  | :16855 | 16855:16855 | main_exi_3_route_oh | CIRCUIT_BREAKER |  |  |  |  | -1.85 | 3 |  | 504449 |  | [MDSYS.SDO_GEOMETRY]
60912425 | 54873040 | EXISTING | SEMESTER | 16121 | PLACENTIA | 5889 | D | NO | SCE | THREE | UNKNOWN | 12KV | LOW 2 | UNKNOWN | MB | UNKNOWN | UNKNOWN |  |  | SYSTEM | 2014-08-14 | attadas |  | CONSOLIDATED | VILLA PARK | ORANGE | 2183965 | 1 | 2220310 | A | N | N |  | -1 | I | 1964-12-01 |  | D |  | 54873050 | 54875045;54875046 |  |  |  | :16121 | 16121:16121 | main_exi_3_route_oh | CIRCUIT_BREAKER |  |  |  |  | 69.93 | 1.5 |  | 504449 |  | [MDSYS.SDO_GEOMETRY]
60912426 | 54875161 | EXISTING | SEMINOLE | 16126 | GAVILAN | 8219 | D | NO | SCE | THREE | UNKNOWN | 12KV | LOW 1 | UNKNOWN | MB | UNKNOWN | UNKNOWN |  |  | SYSTEM | 2014-08-02 | yallasv |  | CONSOLIDATED | VALLEY | SAN JACINTO | 2190787 |  | 2213754 | A | Y | N |  | -1 | I | 1969-04-01 |  | D |  | 54875171 | 54911522;54911523 |  |  |  | :16126 | 16126:16126 | main_exi_3_route_oh | CIRCUIT_BREAKER |  |  |  |  | -1.81 | 3 |  | 504449 |  | [MDSYS.SDO_GEOMETRY]
60912427 | 54880217 | EXISTING | INDIANA | 8910 | BELVEDERE | 5114 | D | NO | SCE | THREE | UNKNOWN | 4KV | LOW 4 | UNKNOWN | MB | UNKNOWN | UNKNOWN |  |  | SYSTEM | 2015-01-14 | kallurr |  | CONSOLIDATED | MESA | METRO EAST | 2180370 |  | 2219012 | A | N | Y | 220 | -1 | I | 1964-06-01 |  | D |  | 54880227 | 54896020 |  |  |  | :08910 | 08910:08910 | main_exi_3_route_oh | CIRCUIT_BREAKER |  |  |  |  | -1.77 | 3 |  | 504449 |  | [MDSYS.SDO_GEOMETRY]
60912433 | 54884559 | EXISTING | FLAKE | 6499 | MAXWELL | 8019 | D | NO | SCE | THREE | UNKNOWN | 12KV | LOW 1 | UNKNOWN | MB | UNKNOWN | UNKNOWN |  |  | SYSTEM | 2014-10-01 | simhadk |  | CONSOLIDATED | VALLEY | SAN JACINTO | 2151480 | 1 | 2218074 | A | N | Y | 239 | -1 | I | 1981-07-01 |  | D |  | 54884563 | 55018721;55018722 |  |  |  | :06499 | 06499:06499 | main_exi_3_route_oh | CIRCUIT_BREAKER |  |  |  |  | -1.81 | 3 |  | 504449 |  | [MDSYS.SDO_GEOMETRY]
60912434 | 54896354 | EXISTING | INFERNO | 8916 | FIREHOUSE | 5618 | D | NO | SCE | THREE | UNKNOWN | 12KV | LOW 8 | UNKNOWN | MB | UNKNOWN | UNKNOWN |  |  | SYSTEM | 2014-06-23 | merugusn |  | 720 | MIRA LOMA | METRO EAST | 2161010 |  | 2215118 | A | Y | N |  | -1 | I | 2001-06-11 |  | D |  | 54896361 | 54922806;54922807 |  |  |  | :08916 | 08916:08916 | main_exi_3_route_oh | CIRCUIT_BREAKER |  |  |  |  | -1.79 | 2 |  | 504449 |  | [MDSYS.SDO_GEOMETRY]
60912435 | 54902954 | EXISTING | HALLDALE | 7868 | BRIGHTON | 5226 | D | NO | SCE | THREE | UNKNOWN | 16KV | LOW 2 | UNKNOWN | MB | UNKNOWN | UNKNOWN |  |  | SYSTEM | 2017-11-21 | maxwelbw |  | CONSOLIDATED | EL NIDO | METRO WEST | 2153324 |  | 2219264 | A | N | Y | 237 | -1 | I | 1965-10-01 |  | D |  | 54902964 | 55009914 |  |  |  | :07868 | 07868:07868 | main_exi_3_route_oh | CIRCUIT_BREAKER |  |  |  |  | -1.76 | 3 |  | 504449 |  | [MDSYS.SDO_GEOMETRY]
60912436 | 54923579 | EXISTING | INTERN | 8937 | TIMOTEO | 5604 | D | NO | SCE | THREE | UNKNOWN | 12KV | LOW 4 | UNKNOWN | MB | UNKNOWN | UNKNOWN |  |  | SYSTEM | 2014-04-15 | manthak |  | CONSOLIDATED | VISTA | DESERT | 2180373 | 1 | 2217420 | A | N | Y | 208 | -1 | I | 1981-07-01 |  | D |  | 54923589 | 55066757;55066758 |  |  |  | :08937 | 08937:08937 | main_exi_3_route_oh | CIRCUIT_BREAKER |  |  |  |  | -1.81 | 3 |  | 504449 |  | [MDSYS.SDO_GEOMETRY]
60912437 | 54931296 | EXISTING | STAFFORD | 16870 | PUENTE | 5195 | D | NO | SCE | THREE | UNKNOWN | 12KV | LOW 2 | UNKNOWN | MB | UNKNOWN | UNKNOWN |  |  | SYSTEM | 2014-12-18 | murilljl |  | CONSOLIDATED | MIRA LOMA | METRO EAST | 2184405 |  | 2219180 | S | Y | N | 110 | -1 | I | 1962-10-01 |  | D |  | 54931306 | 55081111 |  |  |  | :16870 | 16870:16870 | main_exi_3_route_oh | CIRCUIT_BREAKER |  |  |  |  | -1.78 | 3 |  | 504449 |  | [MDSYS.SDO_GEOMETRY]
60912747 | 57520894 | EXISTING | HOME GARDENS | 8630 | CUDAHY | 5714 | D | NO | SCE | THREE | UNKNOWN | 4KV | LOW 9 | UNKNOWN | MB | UNKNOWN | UNKNOWN |  |  | SYSTEM | 2015-03-16 | kallurr |  | CONSOLIDATED | LIGHTHIPE | METRO WEST | 2155855 | 3 | 2213060 | A | N | Y | 241 | -1 | I | 1971-12-01 |  | D |  | 57520901 | 57547007;57547008 |  |  |  | :08630 | 08630:08630 | main_exi_3_route_oh | CIRCUIT_BREAKER |  |  |  |  | -1.77 | 3 |  | 504449 |  | [MDSYS.SDO_GEOMETRY]
60912748 | 57533876 | EXISTING | FERREE | 7386 | ELLIS | 5086 | D | NO | SCE | THREE | UNKNOWN | 12KV | LOW 18 | UNKNOWN | MB | UNKNOWN | UNKNOWN |  |  | SYSTEM | 2014-10-08 | bessar |  | CONSOLIDATED | ELLIS | ORANGE | 2158268 |  | 2218928 | A | N | Y | 142 | -1 | I | 1988-06-01 |  | D |  | 57533886 | 57720018;57720019;57720020 |  |  |  | :07386 | 07386:07386 | main_exi_3_route_oh | CIRCUIT_BREAKER |  |  |  |  | -1.77 | 3 |  | 504449 |  | [MDSYS.SDO_GEOMETRY]
60912749 | 57535908 | EXISTING | WILCOX | 19370 | CUDAHY | 5714 | D | NO | SCE | THREE | UNKNOWN | 16KV | LOW 8 | UNKNOWN | MB | UNKNOWN | UNKNOWN |  |  | SYSTEM | 2015-01-24 | manthak |  | CONSOLIDATED | LIGHTHIPE | METRO WEST | 2190700 | 1 | 2215284 | S | Y | N |  | -1 | I | 1950-01-01 |  | D |  | 57535918 | 57645249 |  |  |  | :19370 | 19370:19370 | main_exi_3_route_oh | CIRCUIT_BREAKER |  |  |  |  | -1.77 | 3 |  | 504449 |  | [MDSYS.SDO_GEOMETRY]
60912750 | 57555100 | EXISTING | SONICS | 16665 | TEAM | 8808 | D | NO | SCE | THREE | UNKNOWN | 12KV | LOW 2 | UNKNOWN | MB | UNKNOWN | UNKNOWN |  |  | SYSTEM | 2015-02-24 | bodduvh |  | CONSOLIDATED | VILLA PARK | ORANGE | 2190828 |  | 2220830 | A | N | N |  | -1 | I | 1986-06-01 |  | D |  | 57555107 | 57700991;57700992 |  |  |  | :16665 | 16665:16665 | main_exi_3_route_oh | CIRCUIT_BREAKER |  |  |  |  | -1.77 | 3 |  | 504449 |  | [MDSYS.SDO_GEOMETRY]
60912756 | 57595782 | EXISTING | HONDO | 8660 | IMPERIAL | 5772 | D | NO | SCE | THREE | UNKNOWN | 4KV | LOW 13 | UNKNOWN | MB | UNKNOWN | UNKNOWN |  |  | SYSTEM | 2014-12-29 | bessar |  | CONSOLIDATED | LIGHTHIPE | METRO WEST | 2160454 | 3 | 2215400 | S | N | Y | 135 | -1 | I | 1948-12-01 |  | D |  | 57595789 | 57598214 |  |  |  | :08660 | 08660:08660 | main_exi_3_route_oh | CIRCUIT_BREAKER |  |  |  |  | -1.77 | 3 |  | 504449 |  | [MDSYS.SDO_GEOMETRY]
60912757 | 57598560 | EXISTING | HOOPER | 8680 | NAOMI | 5780 | D | NO | SCE | THREE | UNKNOWN | 4KV | LOW 2 | UNKNOWN | MB | UNKNOWN | UNKNOWN |  |  | SYSTEM | 2015-02-02 | bondigc |  | CONSOLIDATED | LIGHTHIPE | METRO WEST | 2155856 |  | 2220078 | A | N | Y | 209 | -1 | I | 1947-12-01 |  | D |  | 57598570 | 57661981 |  |  |  | :08680 | 08680:08680 | main_exi_3_route_oh | CIRCUIT_BREAKER |  |  |  |  | -1.76 | 3 |  | 504449 |  | [MDSYS.SDO_GEOMETRY]
60912758 | 57599966 | EXISTING | KUFFEL | 9875 | KUFFEL P.T. | 7424 | A | NO | SCE | THREE | UNKNOWN | 2.4KV | LOW 1 | UNKNOWN | MB | UNKNOWN | UNKNOWN |  |  | SYSTEM | 2014-04-01 | simhadk |  | CONSOLIDATED | VISTA | RURALS | 2181561 |  | 2122915 | A | N | Y | 211 | -1 | I | 1963-07-01 |  | D |  | 57599973 | 57602419;149165893 |  | 57601661 |  | :09875 | 09875:09875 | main_exi_3_route_oh | CIRCUIT_BREAKER |  |  |  |  | -1.82 | 1.5 |  | 504449 |  | [MDSYS.SDO_GEOMETRY]
60912759 | 57602987 | EXISTING | KWIS | 9885 | WALNUT | 5014 | D | NO | SCE | THREE | UNKNOWN | 12KV | LOW 20 | UNKNOWN | MB | UNKNOWN | UNKNOWN |  |  | SYSTEM | 2014-07-23 | rajendrs |  | CONSOLIDATED | MIRA LOMA | METRO EAST | 2164062 | 5 | 2218564 | M | N | Y | 121 | -1 | I | 1966-08-01 |  | D |  | 57602994 | 57673860;57673861 |  |  |  | :09885 | 09885:09885 | main_exi_3_route_oh | CIRCUIT_BREAKER |  |  |  |  | 36.02 | 3 |  | 504449 |  | [MDSYS.SDO_GEOMETRY]
60912760 | 57654069 | EXISTING | SYLVAN | 17450 | REDLANDS | 5629 | D | NO | SCE | THREE | UNKNOWN | 4KV | LOW 9 | UNKNOWN | MB | UNKNOWN | UNKNOWN |  |  | SYSTEM | 2014-03-26 | merugusn |  | CONSOLIDATED | VISTA | DESERT | 2187784 | 2 | 2217488 | S | N | Y | 139 | -1 | I | 1950-01-01 |  | D |  | 57654076 | 57670833;57670834 |  |  |  | :17450 | 17450:17450 | main_exi_3_route_oh | CIRCUIT_BREAKER |  |  |  |  | -1.82 | 3 |  | 504449 |  | [MDSYS.SDO_GEOMETRY]
60912761 | 57662213 | EXISTING | HOUGHTON | 8740 | PIONEER | 5886 | D | NO | SCE | THREE | UNKNOWN | 4KV | LOW 10 | UNKNOWN | MB | UNKNOWN | UNKNOWN |  |  | SYSTEM | 2014-12-29 | rajendrs |  | CONSOLIDATED | LIGHTHIPE | METRO WEST | 2178321 |  | 2217976 | A | N | Y | 233 | -1 | I | 1950-01-01 |  | D |  | 57662220 | 57703090;57703091 |  |  |  | :08740 | 08740:08740 | main_exi_3_route_oh | CIRCUIT_BREAKER |  |  |  |  | -1.77 | 3 |  | 504449 |  | [MDSYS.SDO_GEOMETRY]
60912762 | 57671738 | EXISTING | TACHEVAH | 17458 | HOLIDAY | 8207 | D | NO | SCE | THREE | UNKNOWN | 4KV | LOW 3 | UNKNOWN | MB | UNKNOWN | UNKNOWN |  |  | SYSTEM | 2014-05-23 | bessar |  | CONSOLIDATED | DEVERS | DESERT | 2184883 |  | 2220676 | A | N | N |  | -1 | I | 1950-01-01 |  | D |  | 57671748 | 57686578 |  |  |  | :17458 | 17458:17458 | main_exi_3_route_oh | CIRCUIT_BREAKER |  |  |  |  | -1.85 | 3 |  | 504449 |  | [MDSYS.SDO_GEOMETRY]
60912763 | 57677213 | EXISTING | LAB | 9897 | PEDLEY | 5626 | D | NO | SCE | THREE | UNKNOWN | 12KV | LOW 7 | UNKNOWN | MB | UNKNOWN | UNKNOWN |  |  | SYSTEM | 2014-06-20 | aminencn |  | CONSOLIDATED | MIRA LOMA | METRO EAST | 2164063 |  | 2212914 | S | N | Y | 118 | -1 | I | 1964-07-01 |  | D |  | 57677220 | 57733667;57733668 |  |  |  | :09897 | 09897:09897 | main_exi_3_route_oh | CIRCUIT_BREAKER |  |  |  |  | -1.8 | 3 |  | 504449 |  | [MDSYS.SDO_GEOMETRY]
60912764 | 57681451 | EXISTING | WILDCAT | 19373 | BULLIS | 5756 | D | NO | SCE | THREE | UNKNOWN | 16KV | LOW 8 | UNKNOWN | MB | UNKNOWN | UNKNOWN |  |  | SYSTEM | 2015-03-10 | simhadk |  | CONSOLIDATED | LIGHTHIPE | METRO WEST | 2190701 | 1 | 2213136 | S | Y | N |  | -1 | I | 1950-01-01 |  | D |  | 57681461 | 57758997 |  |  |  | :19373 | 19373:19373 | main_exi_3_route_oh | CIRCUIT_BREAKER |  |  |  |  | -1.77 | 3 |  | 504449 |  | [MDSYS.SDO_GEOMETRY]
60912765 | 57686813 | EXISTING | TAGGERT | 17475 | RUNNING SPRINGS | 5661 | D | NO | SCE | THREE | UNKNOWN | 12KV | LOW 3 | UNKNOWN | MB | UNKNOWN | UNKNOWN |  |  | SYSTEM | 2014-04-04 | kallurr |  | RUNNING SPRINGS SUB | VISTA | RURALS | 2184887 |  | 2217546 | A | N | Y | 230 | -1 | I | 1968-11-01 |  | D |  | 57686817 | 57725159;57725160 |  |  |  | :17475 | 17475:17475 | main_exi_3_route_oh | CIRCUIT_BREAKER |  |  |  |  | -1.82 | 1.5 |  | 504449 |  | [MDSYS.SDO_GEOMETRY]
60911805 | 49723439 | EXISTING | GARNER | 7060 | MT. VERNON | 5641 | D | NO | SCE | THREE | UNKNOWN | 4KV | LOW 1 | UNKNOWN | MB | UNKNOWN | UNKNOWN |  |  | SYSTEM | 2017-09-20 | krumwimg |  | CONSOLIDATED | VISTA | DESERT | 2156563 | 2 | 2212948 | A | N | Y |  | -1 | I | 1950-01-01 |  | D |  | 49723449 | 49750370 |  |  |  | :07060 | 07060:07060 | main_exi_3_route_oh | CIRCUIT_BREAKER |  |  |  |  | -1.81 | 3 |  | 504449 |  | [MDSYS.SDO_GEOMETRY]
60911811 | 49725665 | EXISTING | PURPLE | 14502 | ORANGE | 5843 | D | NO | SCE | THREE | UNKNOWN | 12KV | LOW 9 | UNKNOWN | MB | UNKNOWN | UNKNOWN |  |  | SYSTEM | 2017-11-29 | bradlem |  | CONSOLIDATED | VILLA PARK | ORANGE | 2185405 | 1 | 2220224 | A | N | N |  | -1 | I | 1991-01-25 |  | D |  | 49725672 | 49768460 |  |  |  | :14502 | 14502:14502 | main_exi_3_route_oh | CIRCUIT_BREAKER |  |  |  |  | 0.38 | 2 |  | 504449 |  | [MDSYS.SDO_GEOMETRY]
60911812 | 49742239 | EXISTING | FRANKLIN | 6730 | COLORADO | 5242 | D | NO | SCE | THREE | UNKNOWN | 16KV | LOW 1 | UNKNOWN | MB | UNKNOWN | UNKNOWN |  |  | SYSTEM | 2015-04-01 | bessar |  | CONSOLIDATED | EL NIDO | METRO WEST | 2152389 |  | 2214646 | S | N | Y | 131 | -1 | I | 1950-01-01 |  | D |  | 49742249 | 49744562 |  |  |  | :06730 | 06730:06730 | main_exi_3_route_oh | CIRCUIT_BREAKER |  |  |  |  | -1.76 | 3 |  | 504449 |  | [MDSYS.SDO_GEOMETRY]
60911813 | 49744794 | EXISTING | FREELAND | 6750 | OLDFIELD | 5744 | D | NO | SCE | THREE | UNKNOWN | 4KV | LOW 2 | UNKNOWN | MB | UNKNOWN | UNKNOWN |  |  | SYSTEM | 2014-12-01 | attadas |  | CONSOLIDATED | LIGHTHIPE | METRO WEST | 2152391 |  | 2217672 | A | N | Y |  | -1 | I | 1947-01-01 |  | D |  | 49744804 | 49786592;49786593 |  |  |  | :06750 | 06750:06750 | main_exi_3_route_oh | CIRCUIT_BREAKER |  |  |  |  | -1.77 | 3 |  | 504449 |  | [MDSYS.SDO_GEOMETRY]
60911814 | 49752192 | EXISTING | GARTEL | 7075 | NOGALES | 5655 | D | NO | SCE | THREE | UNKNOWN | 12KV | LOW 2 | UNKNOWN | MB | UNKNOWN | UNKNOWN |  |  | SYSTEM | 2017-11-16 | murilljl |  | CONSOLIDATED | MIRA LOMA | METRO EAST | 2156566 |  | 2215204 | A | N | Y | 227 | -1 | I | 1966-05-01 |  | D |  | 49752196 | 49802868 |  |  |  | :07075 | 07075:07075 | main_exi_3_route_oh | CIRCUIT_BREAKER |  |  |  |  | -1.78 | 3 |  | 504449 |  | [MDSYS.SDO_GEOMETRY]
60911815 | 49768749 | EXISTING | PUTTER | 14535 | GILBERT | 5833 | D | NO | SCE | THREE | UNKNOWN | 12KV | LOW 2 | UNKNOWN | MB | UNKNOWN | UNKNOWN |  |  | SYSTEM | 2014-10-30 | bodduvh |  | CONSOLIDATED | VILLA PARK | ORANGE | 2180189 | 2 | 2220202 | A | N | Y | 246 | -1 | I | 1960-11-01 |  | D |  | 49768756 | 49872986 |  |  |  | :14535 | 14535:14535 | main_exi_3_route_oh | CIRCUIT_BREAKER |  |  |  |  | 0.39 | 2 |  | 504449 |  | [MDSYS.SDO_GEOMETRY]
60911816 | 49788268 | EXISTING | FREEMAN | 6760 | LAWNDALE | 5238 | D | NO | SCE | THREE | UNKNOWN | 4KV | LOW 3 | UNKNOWN | MB | UNKNOWN | UNKNOWN |  |  | SYSTEM | 2015-03-18 | bodduvh |  | CONSOLIDATED | EL NIDO | METRO WEST | 2159685 |  | 2219292 | A | Y | N |  | -1 | I | 1950-01-01 |  | D |  | 49788278 | 49833692;49833693 |  |  |  | :06760 | 06760:06760 | main_exi_3_route_oh | CIRCUIT_BREAKER |  |  |  |  | -1.76 | 3 |  | 504449 |  | [MDSYS.SDO_GEOMETRY]
60911817 | 49790262 | EXISTING | STEVELY | 16990 | CLARK | 5769 | D | NO | SCE | THREE | UNKNOWN | 4KV | LOW 5 | UNKNOWN | MB | UNKNOWN | UNKNOWN |  |  | SYSTEM | 2017-09-27 | maxwelbw |  | CONSOLIDATED | LIGHTHIPE | METRO WEST | 2190914 | 1 | 2217718 | A | N | Y | 235 | -1 | I | 1961-07-01 |  | D |  | 49790272 | 49827489 |  |  |  | :16990 | 16990:16990 | main_exi_3_route_oh | CIRCUIT_BREAKER |  |  |  |  | -1.77 | 3 |  | 504449 |  | [MDSYS.SDO_GEOMETRY]
60911818 | 49799844 | EXISTING | DARWIN | 4695 | ELLIS | 5086 | D | NO | SCE | THREE | UNKNOWN | 12KV | LOW 19 | UNKNOWN | MB | UNKNOWN | UNKNOWN |  |  | SYSTEM | 2016-04-26 | thompsma |  | CONSOLIDATED | ELLIS | ORANGE | 2150110 |  | 2218928 | A | N | N |  | -1 | I | 1988-06-01 |  | D |  | 49799854 | 49879249;49879250 |  |  |  | :04695 | 04695:04695 | main_exi_3_route_oh | CIRCUIT_BREAKER |  |  |  |  | -1.78 | 3 |  | 504449 |  | [MDSYS.SDO_GEOMETRY]
60911819 | 49804679 | EXISTING | GATLIN | 7112 | WALNUT | 5014 | D | NO | SCE | THREE | UNKNOWN | 12KV | LOW 24 | UNKNOWN | MB | UNKNOWN | UNKNOWN |  |  | SYSTEM | 2017-11-16 | murilljl |  | CONSOLIDATED | MIRA LOMA | METRO EAST | 2161198 | 6 | 2218564 | M | N | N |  | -1 | I | 1972-08-01 |  | D |  | 49804686 | 49867642 |  |  |  | :07112 | 07112:07112 | main_exi_3_route_oh | CIRCUIT_BREAKER |  |  |  |  | -1.78 | 3 |  | 504449 |  | [MDSYS.SDO_GEOMETRY]
60911825 | 49835644 | EXISTING | FRINGE | 6820 | DOHENY | 5209 | D | NO | SCE | THREE | UNKNOWN | 4KV | LOW 1 | UNKNOWN | MB | UNKNOWN | UNKNOWN |  |  | SYSTEM | 2015-03-24 | merugusn |  | CONSOLIDATED | EL NIDO | METRO WEST | 2159870 |  | 2219220 | A | N | Y |  | -1 | I | 1961-10-01 |  | D |  | 49835654 | 49885717;49885718 |  | 148967771 |  | :06820 | 06820:06820 | main_exi_3_route_oh | CIRCUIT_BREAKER |  |  |  |  | -1.76 | 3 |  | 504449 |  | [MDSYS.SDO_GEOMETRY]
60911826 | 49858511 | EXISTING | SCHOLL | 15988 | ALDER | 5672 | D | NO | SCE | THREE | UNKNOWN | 12KV | LOW 9 | UNKNOWN | MB | UNKNOWN | UNKNOWN |  |  | SYSTEM | 2014-06-18 | bessar |  | CONSOLIDATED | VISTA | DESERT | 2187705 | 2 | 2213000 | A | N | Y |  | -1 | I | 2000-06-01 |  | D |  | 49858518 | 49973086 |  |  |  | :15988 | 15988:15988 | main_exi_3_route_oh | CIRCUIT_BREAKER |  |  |  |  | -1.81 | 2 |  | 504449 |  | [MDSYS.SDO_GEOMETRY]
60911827 | 49863325 | EXISTING | STEVENS | 17000 | CULVER | 5204 | D | NO | SCE | THREE | UNKNOWN | 4KV | LOW 15 | UNKNOWN | MB | UNKNOWN | UNKNOWN |  |  | SYSTEM | 2015-04-09 | kallurr |  | CONSOLIDATED | EL NIDO | METRO WEST | 2190917 | 4 | 2212238 | A | N | Y | 227 | -1 | I | 1950-01-01 |  | D |  | 49863335 | 49906572 |  | 140544605 |  | :17000 | 17000:17000 | main_exi_3_route_oh | CIRCUIT_BREAKER |  |  |  |  | -1.76 | 3 |  | 504449 |  | [MDSYS.SDO_GEOMETRY]
60911828 | 49869368 | EXISTING | GAYLORD | 7130 | SAN ANTONIO | 5631 | D | NO | SCE | THREE | UNKNOWN | 12KV | LOW 1 | UNKNOWN | MB | UNKNOWN | UNKNOWN |  |  | SYSTEM | 2017-11-16 | murilljl |  | CONSOLIDATED | MIRA LOMA | METRO EAST | 2156743 |  | 2219828 | S | N | Y | 125 | -1 | I | 1950-01-01 |  | D |  | 49869375 | 49947977 |  |  |  | :07130 | 07130:07130 | main_exi_3_route_oh | CIRCUIT_BREAKER |  |  |  |  | -1.79 | 3 |  | 504449 |  | [MDSYS.SDO_GEOMETRY]
60912126 | 52342917 | EXISTING | ROWE | 15478 | MAXWELL | 8019 | D | NO | SCE | THREE | UNKNOWN | 12KV | LOW 7 | UNKNOWN | MB | UNKNOWN | UNKNOWN |  |  | SYSTEM | 2017-12-14 | thompsma |  | CONSOLIDATED | VALLEY | SAN JACINTO | 2181110 | 2 | 2218074 | A | N | Y | 246 | -1 | I | 1991-05-17 |  | D |  | 52342927 | 52411647 |  |  |  | :15478 | 15478:15478 | main_exi_3_route_oh | CIRCUIT_BREAKER |  |  |  |  | 122.27 | 3 |  | 504449 |  | [MDSYS.SDO_GEOMETRY]
60912127 | 52347913 | EXISTING | HASS | 8145 | MENTONE | 8082 | D | NO | SCE | THREE | UNKNOWN | 12KV | LOW 1 | UNKNOWN | MB | UNKNOWN | UNKNOWN |  |  | SYSTEM | 2014-05-01 | merugusn |  | CONSOLIDATED | VISTA | DESERT | 2153497 |  | 2215884 | A | N | N |  | -1 | I | 1988-06-01 |  | D |  | 52347923 | 52414912;52414913 |  |  |  | :08145 | 08145:08145 | main_exi_3_route_oh | CIRCUIT_BREAKER |  |  |  |  | -1.82 | 4 |  | 504449 |  | [MDSYS.SDO_GEOMETRY]
60912128 | 52363831 | EXISTING | SILVERTONE | 16445 | HOMART | 8039 | D | NO | SCE | THREE | UNKNOWN | 12KV | LOW 6 | UNKNOWN | MB | UNKNOWN | UNKNOWN |  |  | SYSTEM | 2014-06-12 | kallurr |  | CONSOLIDATED | VISTA | DESERT | 2183886 |  | 2220488 | A | Y | N |  | -1 | I | 1967-04-01 |  | D |  | 52363841 | 52444818 |  |  |  | :16445 | 16445:16445 | main_exi_3_route_oh | CIRCUIT_BREAKER |  |  |  |  | -1.81 | 3 |  | 504449 |  | [MDSYS.SDO_GEOMETRY]
60912129 | 52374844 | EXISTING | EASTER | 5515 | NELSON | 8038 | D | NO | SCE | THREE | UNKNOWN | 12KV | LOW 10 | UNKNOWN | MB | UNKNOWN | UNKNOWN |  |  | SYSTEM | 2014-09-05 | bodduvh |  | CONSOLIDATED | VALLEY | SAN JACINTO | 2156036 |  | 2215814 | A | N | Y | 221 | -1 | I | 1986-07-01 |  | D |  | 52374854 | 52460826;143829832 |  |  |  | :05515 | 05515:05515 | main_exi_3_route_oh | CIRCUIT_BREAKER |  |  |  |  | -1.82 | 3 |  | 504449 |  | [MDSYS.SDO_GEOMETRY]
60912130 | 52422265 | EXISTING | HASTINGS | 8151 | REDLANDS | 5629 | D | NO | SCE | THREE | UNKNOWN | 4KV | LOW 11 | UNKNOWN | MB | UNKNOWN | UNKNOWN |  |  | SYSTEM | 2014-03-20 | simhadk |  | CONSOLIDATED | VISTA | DESERT | 2165899 | 2 | 2217488 | S | N | Y | 115 | -1 | I | 1966-02-01 |  | D |  | 52422272 | 52447088;52447089 |  |  |  | :08151 | 08151:08151 | main_exi_3_route_oh | CIRCUIT_BREAKER |  |  |  |  | -1.82 | 3 |  | 504449 |  | [MDSYS.SDO_GEOMETRY]
60912131 | 52435245 | EXISTING | ROYER | 15515 | FULLERTON | 5822 | D | NO | SCE | THREE | UNKNOWN | 12KV | LOW 6 | UNKNOWN | MB | UNKNOWN | UNKNOWN |  |  | SYSTEM | 2014-10-11 | rajendrs |  | CONSOLIDATED | VILLA PARK | ORANGE | 2190733 | 3 | 2217840 | S | N | Y | 117 | -1 | I | 1950-01-01 |  | D |  | 52435249 | 52468635;52468636 |  |  |  | :15515 | 15515:15515 | main_exi_3_route_oh | CIRCUIT_BREAKER |  |  |  |  | 0.39 | 3 |  | 504449 |  | [MDSYS.SDO_GEOMETRY]
60912132 | 52438413 | EXISTING | THEES | 17742 | MOBILOIL | 5229 | C | NO | SCE | THREE | UNKNOWN | 12KV | LOW 15 | UNKNOWN | MB | UNKNOWN | UNKNOWN |  |  | SYSTEM | 2015-04-23 | bondigc |  | CONSOLIDATED | EL NIDO | METRO WEST | 2190351 | 1 | 2212312 | A | N | N |  | -1 | I | 1966-06-01 |  | D |  | 52438420 | 52438614 |  |  |  | :17742 | 17742:17742 | main_exi_3_route_oh | CIRCUIT_BREAKER |  |  |  |  | -1.76 | 2 |  | 504449 |  | [MDSYS.SDO_GEOMETRY]
60912133 | 52438876 | EXISTING | THERMADOR | 17750 | BANDINI | 5107 | D | NO | SCE | THREE | UNKNOWN | 16KV | LOW 5 | UNKNOWN | MB | UNKNOWN | UNKNOWN |  |  | SYSTEM | 2017-11-02 | maxwelbw |  | CONSOLIDATED | LIGHTHIPE | METRO WEST | 2190353 | 1 | 2214362 | S | N | Y | 109 | -1 | I | 1969-12-01 |  | D |  | 52438886 | 52441674 |  |  |  | :17750 | 17750:17750 | main_exi_3_route_oh | CIRCUIT_BREAKER |  |  |  |  | -1.77 | 3 |  | 504449 |  | [MDSYS.SDO_GEOMETRY]
60912134 | 52447792 | EXISTING | HASTY | 8154 | RANDALL | 5601 | D | NO | SCE | THREE | UNKNOWN | 12KV | LOW 7 | UNKNOWN | MB | UNKNOWN | UNKNOWN |  |  | SYSTEM | 2014-06-28 | kallurr |  | CONSOLIDATED | VISTA | DESERT | 2177490 |  | 2215076 | A | N | N |  | -1 | I | 1997-04-03 |  | D |  | 52447799 | 52560053;52560054 |  |  |  | :08154 | 08154:08154 | main_exi_3_route_oh | CIRCUIT_BREAKER |  |  |  |  | -1.8 | 2 |  | 504449 |  | [MDSYS.SDO_GEOMETRY]
60912135 | 52455729 | EXISTING | SIMMONS | 16450 | AMALIA | 5104 | D | NO | SCE | THREE | UNKNOWN | 4KV | LOW 4 | UNKNOWN | MB | UNKNOWN | UNKNOWN |  |  | SYSTEM | 2014-11-26 | bessar |  | CONSOLIDATED | MESA | METRO EAST | 2184153 |  | 2212032 | A | N | N |  | -1 | I | 1950-01-01 |  | D |  | 52455739 | 52459576;52459577 |  |  |  | :16450 | 16450:16450 | main_exi_3_route_oh | CIRCUIT_BREAKER |  |  |  |  | -1.77 | 3 |  | 504449 |  | [MDSYS.SDO_GEOMETRY]
60912141 | 52462496 | EXISTING | ECLIPSE | 5568 | ESTRELLA | 5865 | D | NO | SCE | THREE | UNKNOWN | 12KV | LOW 13 | UNKNOWN | MB | UNKNOWN | UNKNOWN |  |  | SYSTEM | 2014-10-09 | manthak |  | CONSOLIDATED | ELLIS | ORANGE | 2146827 | 2 | 2213342 | A | N | Y | 202 | -1 | I | 1985-06-01 |  | D |  | 52462506 | 52555783;52555784 |  |  |  | :05568 | 05568:05568 | main_exi_3_route_oh | CIRCUIT_BREAKER |  |  |  |  | -32.59 | 3 |  | 504449 |  | [MDSYS.SDO_GEOMETRY]
60912142 | 52468988 | EXISTING | RUBIN | 15517 | BORREGO | 5887 | D | NO | SCE | THREE | UNKNOWN | 12KV | LOW 9 | UNKNOWN | MB | UNKNOWN | UNKNOWN |  |  | SYSTEM | 2014-10-28 | punukos |  | CONSOLIDATED | ELLIS | ORANGE | 2190734 |  | 2213386 | A | N | N |  | -1 | I | 1999-06-01 |  | D |  | 52468995 | 52522027;52522028 |  |  |  | :15517 | 15517:15517 | main_exi_3_route_oh | CIRCUIT_BREAKER |  |  |  |  | -1.78 | 3 |  | 504449 |  | [MDSYS.SDO_GEOMETRY]
60912143 | 52482518 | EXISTING | SINATRA | 16456 | SANTA ROSA | 8036 | D | NO | SCE | THREE | UNKNOWN | 33KV | LOW 5 | UNKNOWN | MB | UNKNOWN | UNKNOWN |  |  | SYSTEM | 2014-07-02 | aminencn |  | CONSOLIDATED | DEVERS | DESERT | 2184155 |  | 2220464 | S | N | Y | 119 | -1 | I | 1965-05-01 |  | D |  | 52482525 | 52484188;52484189 |  |  |  | :16456 | 16456:16456 | main_exi_3_route_oh | CIRCUIT_BREAKER |  |  |  |  | -1.85 | 2 |  | 504449 |  | [MDSYS.SDO_GEOMETRY]
60912144 | 52495630 | EXISTING | THORPE | 17800 | CYPRESS | 5837 | D | NO | SCE | THREE | UNKNOWN | 12KV | LOW 1 | UNKNOWN | MB | UNKNOWN | UNKNOWN |  |  | SYSTEM | 2015-02-06 | manthak |  | CONSOLIDATED | LIGHTHIPE | METRO WEST | 2190358 |  | 2217874 | S | N | Y | 134 | -1 | I | 1950-01-01 |  | D |  | 52495640 | 52564794 |  |  |  | :17800 | 17800:17800 | main_exi_3_route_oh | CIRCUIT_BREAKER |  |  |  |  | 0.39 | 3 |  | 504449 |  | [MDSYS.SDO_GEOMETRY]
60912438 | 54943145 | EXISTING | SERNA | 16147 | PECHANGA | 8347 | D | NO | SCE | THREE | UNKNOWN | 12KV | LOW 7 | UNKNOWN | MB | UNKNOWN | UNKNOWN |  |  | SYSTEM | 2014-07-26 | attadas |  | 720A / 180A | VALLEY | SAN JACINTO | 2190792 |  | 2216174 | A | N | N |  | -1 | I | 1994-05-31 |  | D |  | 54943152 | 55051553;55051554 |  |  |  | :16147 | 16147:16147 | main_exi_3_route_oh | CIRCUIT_BREAKER |  |  |  |  | -1.82 | 3 |  | 504449 |  | [MDSYS.SDO_GEOMETRY]
60912439 | 54964037 | EXISTING | UNION PACIFIC | 18420 | BANDINI | 5107 | D | NO | SCE | THREE | UNKNOWN | 16KV | LOW 2 | UNKNOWN | MB | UNKNOWN | UNKNOWN |  |  | SYSTEM | 2015-02-16 | kallurr |  |  | LIGHTHIPE | METRO WEST | 2190620 | 2 | 2214362 | S | Y | N |  | -1 | I | 1950-01-01 |  | D |  | 54964047 | 55000625 |  |  |  | :18420 | 18420:18420 | main_exi_3_route_oh | CIRCUIT_BREAKER |  |  |  |  | -1.77 | 3 |  | 504449 |  | [MDSYS.SDO_GEOMETRY]
60912440 | 55026566 | EXISTING | UNITY | 18430 | RIVERA | 5848 | D | NO | SCE | THREE | UNKNOWN | 4KV | LOW 4 | UNKNOWN | MB | UNKNOWN | UNKNOWN |  |  | SYSTEM | 2014-12-31 | merugusn |  | CONSOLIDATED | LIGHTHIPE | METRO WEST | 2189335 | 1 | 2220230 | A | N | Y |  | -1 | I | 1947-10-01 |  | D |  | 55026576 | 55039370 |  |  |  | :18430 | 18430:18430 | main_exi_3_route_oh | CIRCUIT_BREAKER |  |  |  |  | -1.77 | 3 |  | 504449 |  | [MDSYS.SDO_GEOMETRY]
60912441 | 55032895 | EXISTING | ROS | 6504 | VALLEY | 5070 | D | NO | SCE | THREE | UNKNOWN | 12KV | LOW 17 | UNKNOWN | MB | UNKNOWN | UNKNOWN |  |  | SYSTEM | 2016-02-12 | lantzmk |  | 720A / 108A | VALLEY | SAN JACINTO | 2151481 |  | 2211862 | M | N | Y | 126 | -1 | I | 1974-07-01 |  | D |  | 55032902 | 55246564;55246565 |  |  |  | :06504 | 06504:06504 | main_exi_3_route_oh | CIRCUIT_BREAKER |  |  |  |  | -1.82 | 3 |  | 504449 |  | [MDSYS.SDO_GEOMETRY]
60912442 | 55041800 | EXISTING | HALLET | 7870 | INGLEWOOD | 5211 | D | NO | SCE | THREE | UNKNOWN | 16KV | LOW 1 | UNKNOWN | MB | UNKNOWN | UNKNOWN |  |  | SYSTEM | 2015-03-19 | simhadk |  | CONSOLIDATED | EL NIDO | METRO WEST | 2176182 |  | 2214556 | S | Y | N |  | -1 | I | 1950-01-01 |  | D |  | 55041810 | 55097472 |  |  |  | :07870 | 07870:07870 | main_exi_3_route_oh | CIRCUIT_BREAKER |  |  |  |  | -1.76 | 3 |  | 504449 |  | [MDSYS.SDO_GEOMETRY]
60912443 | 55068874 | EXISTING | INTERPACE | 8938 | CORONA | 8279 | D | NO | SCE | THREE | UNKNOWN | 33KV | LOW 4 | UNKNOWN | MB | UNKNOWN | UNKNOWN |  |  | SYSTEM | 2014-07-24 | gallog |  | CONSOLIDATED | MIRA LOMA | METRO EAST | 2161012 |  | 2218412 | S | Y | N |  | -1 | I | 1950-01-01 |  | D |  | 55068884 | 55089438;55089439 |  |  |  | :08938 | 08938:08938 | main_exi_3_route_oh | CIRCUIT_BREAKER |  |  |  |  | -1.8 | 2.5 |  | 504449 |  | [MDSYS.SDO_GEOMETRY]
60912444 | 55070915 | EXISTING | SEWELL | 16210 | HAMILTON | 5825 | D | NO | SCE | THREE | UNKNOWN | 12KV | LOW 4 | UNKNOWN | MB | UNKNOWN | UNKNOWN |  |  | SYSTEM | 2015-02-24 | merugusn |  | CONSOLIDATED | ELLIS | ORANGE | 2184059 | 1 | 2217848 | S | Y | N |  | -1 | I | 1950-01-01 |  | D |  | 55070922 | 55176327;55176328 |  |  |  | :16210 | 16210:16210 | main_exi_3_route_oh | CIRCUIT_BREAKER |  |  |  |  | -1.77 | 3 |  | 504449 |  | [MDSYS.SDO_GEOMETRY]
60912445 | 55076804 | EXISTING | VACUUM | 18514 | MOBILOIL | 5229 | C | NO | SCE | THREE | UNKNOWN | 12KV | LOW 16 | UNKNOWN | MB | UNKNOWN | UNKNOWN |  |  | SYSTEM | 2015-04-23 | attadas |  | CONSOLIDATED | EL NIDO | METRO WEST | 2191002 | 4 | 2212312 | A | N | N |  | -1 | I | 1966-06-01 |  | D |  | 55076811 | 55076886 |  |  |  | :18514 | 18514:18514 | main_exi_3_route_oh | CIRCUIT_BREAKER |  |  |  |  | -1.76 | 2 |  | 504449 |  | [MDSYS.SDO_GEOMETRY]
60912446 | 55077112 | EXISTING | VALMONTE | 18550 | PALOS VERDES | 5223 | D | NO | SCE | THREE | UNKNOWN | 4KV | LOW 2 | UNKNOWN | MB | UNKNOWN | UNKNOWN |  |  | SYSTEM | 2017-11-30 | maxwelbw |  | CONSOLIDATED | EL NIDO | METRO WEST | 2190624 |  | 2212294 | A | N | Y |  | -1 | I | 1950-01-01 |  | D |  | 55077119 | 55118965 |  |  |  | :18550 | 18550:18550 | main_exi_3_route_oh | CIRCUIT_BREAKER |  |  |  |  | -1.76 | 3 |  | 504449 |  | [MDSYS.SDO_GEOMETRY]
60912447 | 55082544 | EXISTING | STAGHORN | 16884 | BAIN | 5656 | D | NO | SCE | THREE | UNKNOWN | 12KV | LOW 6 | UNKNOWN | MB | UNKNOWN | UNKNOWN |  |  | SYSTEM | 2014-05-13 | gallog |  | CONSOLIDATED | MIRA LOMA | DESERT | 2186784 | 2 | 2212972 | A | N | Y | 243 | -1 | I | 1967-07-01 |  | D |  | 55082551 | 55139167 |  |  |  | :16884 | 16884:16884 | main_exi_3_route_oh | CIRCUIT_BREAKER |  |  |  |  | -1.8 | 3 |  | 504449 |  | [MDSYS.SDO_GEOMETRY]
60912448 | 55112004 | EXISTING | IRENE | 8985 | LARK ELLEN | 5192 | D | NO | SCE | THREE | UNKNOWN | 12KV | LOW 8 | UNKNOWN | MB | UNKNOWN | UNKNOWN |  |  | SYSTEM | 2017-12-07 | murilljl |  | CONSOLIDATED | MESA | METRO EAST | 2161018 |  | 2219172 | A | Y | N |  | -1 | I | 1963-06-01 |  | D |  | 55112011 | 55128807 |  |  |  | :08985 | 08985:08985 | main_exi_3_route_oh | CIRCUIT_BREAKER |  |  |  |  | -1.78 | 3 |  | 504449 |  | [MDSYS.SDO_GEOMETRY]
60912449 | 55113781 | EXISTING | HALTER | 7886 | LOS CERRITOS | 5738 | D | NO | SCE | THREE | UNKNOWN | 12KV | LOW 5 | UNKNOWN | MB | UNKNOWN | UNKNOWN |  |  | SYSTEM | 2015-02-10 | kallurr |  |  | LIGHTHIPE | METRO WEST | 2165025 |  | 2217660 | A | Y | N |  | -1 | I | 1976-06-01 |  | D |  | 55113788 | 55196692;55196693 |  |  |  | :07886 | 07886:07886 | main_exi_3_route_oh | CIRCUIT_BREAKER |  |  |  |  | -1.76 | 3 |  | 504449 |  | [MDSYS.SDO_GEOMETRY]
60912450 | 55120382 | EXISTING | VALVE | 18578 | DITMAR | 5246 | D | NO | SCE | THREE | UNKNOWN | 16KV | LOW 3 | UNKNOWN | MB | UNKNOWN | UNKNOWN |  |  | SYSTEM | 2017-12-07 | maxwelbw |  |  | EL NIDO | METRO WEST | 2190627 |  | 2212368 | A | N | Y | 203 | -1 | I | 1972-11-01 |  | D |  | 55120392 | 55223182 |  |  |  | :18578 | 18578:18578 | main_exi_3_route_oh | CIRCUIT_BREAKER |  |  |  |  | -1.76 | 3 |  | 504449 |  | [MDSYS.SDO_GEOMETRY]
60912451 | 55129793 | EXISTING | IRONHORSE | 8989 | BLOOMINGTON | 5620 | D | NO | SCE | THREE | UNKNOWN | 12KV | LOW 3 | UNKNOWN | MB | UNKNOWN | UNKNOWN |  |  | SYSTEM | 2014-05-16 | bessar |  | CONSOLIDATED | VISTA | DESERT | 2180377 |  | 2217458 | S | Y | N |  | -1 | I | 1974-07-01 |  | D |  | 55129800 | 55167903;55167904 |  |  |  | :08989 | 08989:08989 | main_exi_3_route_oh | CIRCUIT_BREAKER |  |  |  |  | -1.8 | 3 |  | 504449 |  | [MDSYS.SDO_GEOMETRY]
60912766 | 57702403 | EXISTING | SOPWITH | 16675 | STETSON | 8095 | D | NO | SCE | THREE | UNKNOWN | 12KV | LOW 12 | UNKNOWN | MB | UNKNOWN | UNKNOWN |  |  | SYSTEM | 2017-12-18 | thompsma |  | CONSOLIDATED | VALLEY | SAN JACINTO | 2185898 | 4 | 2218248 | A | N | N |  | -1 | I | 1990-07-11 |  | D |  | 57702413 | 57791913 |  |  |  | :16675 | 16675:16675 | main_exi_3_route_oh | CIRCUIT_BREAKER |  |  |  |  | -1.82 | 3 |  | 504449 |  | [MDSYS.SDO_GEOMETRY]
60912768 | 57703593 | EXISTING | HYDE PARK | 8860 | INGLEWOOD | 5211 | D | NO | SCE | THREE | UNKNOWN | 4KV | LOW 14 | UNKNOWN | MB | UNKNOWN | UNKNOWN |  |  | SYSTEM | 2015-03-31 | kallurr |  | CONSOLIDATED | EL NIDO | METRO WEST | 2160805 |  | 2212266 | S | N | Y | 104 | -1 | I | 1950-01-01 |  | D |  | 57703603 | 58111966;58111967 |  |  |  | :08860 | 08860:08860 | main_exi_3_route_oh | CIRCUIT_BREAKER |  |  |  |  | -1.76 | 3 |  | 504449 |  | [MDSYS.SDO_GEOMETRY]
60912773 | 57721875 | EXISTING | GOETZ | 7388 | NEWCOMB | 8342 | D | NO | SCE | THREE | UNKNOWN | 12KV | LOW 1 | UNKNOWN | MB | UNKNOWN | UNKNOWN |  |  | SYSTEM | 2014-09-29 | kallurr |  | CONSOLIDATED | VALLEY | SAN JACINTO | 2158429 | 3 | 2218460 | A | N | N |  | -1 | I | 1995-04-26 |  | D |  | 57721882 | 57778305;57778306 |  | 57776287 |  | :07388 | 07388:07388 | main_exi_3_route_oh | CIRCUIT_BREAKER |  |  |  |  | -1.81 | 3 |  | 504449 |  | [MDSYS.SDO_GEOMETRY]
60912774 | 57726880 | EXISTING | TAKOTA | 17495 | INDIAN WELLS | 8345 | D | NO | SCE | THREE | UNKNOWN | 12KV | LOW 5 | UNKNOWN | MB | UNKNOWN | UNKNOWN |  |  | SYSTEM | 2017-12-05 | krumwimg |  | CONSOLIDATED | DEVERS | DESERT | 2190952 |  | 2218478 | A | N | N |  | -1 | I | 1999-09-01 |  | D |  | 57726890 | 57793611 |  |  |  | :17495 | 17495:17495 | main_exi_3_route_oh | CIRCUIT_BREAKER |  |  |  |  | -1.86 | 2 |  | 504449 |  | [MDSYS.SDO_GEOMETRY]
60912775 | 57751071 | EXISTING | LADDER | 9971 | FIREHOUSE | 5618 | D | NO | SCE | THREE | UNKNOWN | 12KV | LOW 11 | UNKNOWN | MB | UNKNOWN | UNKNOWN |  |  | SYSTEM | 2014-06-27 | kallurr |  | CONSOLIDATED | MIRA LOMA | METRO EAST | 2164067 |  | 2215118 | A | N | N |  | -1 | I | 1987-06-01 |  | D |  | 57751078 | 57765409;57765410 |  |  |  | :09971 | 09971:09971 | main_exi_3_route_oh | CIRCUIT_BREAKER |  |  |  |  | -1.79 | 3 |  | 504449 |  | [MDSYS.SDO_GEOMETRY]
60912776 | 57761021 | EXISTING | WILLIAM | 19415 | STEWART | 5852 | D | NO | SCE | THREE | UNKNOWN | 12KV | LOW 3 | UNKNOWN | MB | UNKNOWN | UNKNOWN |  |  | SYSTEM | 2015-03-16 | punukos |  | CONSOLIDATED | LIGHTHIPE | METRO WEST | 2188843 |  | 2217904 | A | N | N |  | -1 | I | 1950-01-01 |  | D |  | 57761028 | 57832536 |  |  |  | :19415 | 19415:19415 | main_exi_3_route_oh | CIRCUIT_BREAKER |  |  |  |  | -1.77 | 3 |  | 504449 |  | [MDSYS.SDO_GEOMETRY]
60912777 | 57766308 | EXISTING | LA GRANDE | 9972 | ARCHLINE | 5667 | D | NO | SCE | THREE | UNKNOWN | 12KV | LOW 3 | UNKNOWN | MB | UNKNOWN | UNKNOWN |  |  | SYSTEM | 2014-04-28 | manthak |  | CONSOLIDATED | VISTA | DESERT | 2181640 | 1 | 2212994 | A | N | Y | 247 | -1 | I | 1977-06-01 |  | D |  | 57766318 | 57838185;57838186 |  |  |  | :09972 | 09972:09972 | main_exi_3_route_oh | CIRCUIT_BREAKER |  |  |  |  | -1.8 | 3 |  | 504449 |  | [MDSYS.SDO_GEOMETRY]
60912778 | 57779942 | EXISTING | GOLD | 7391 | LIMESTONE | 8804 | D | NO | SCE | THREE | UNKNOWN | 12KV | LOW 17 | UNKNOWN | MB | UNKNOWN | UNKNOWN |  |  | SYSTEM | 2014-08-08 | merugusn |  | CONSOLIDATED | ELLIS | ORANGE | 2175545 | 2 | 2220828 | A | Y | N |  | -1 | I | 1984-06-01 |  | D |  | 57779949 | 57828795;57828796 |  |  |  | :07391 | 07391:07391 | main_exi_3_route_oh | CIRCUIT_BREAKER |  |  |  |  | -1.79 | 3 |  | 504449 |  | [MDSYS.SDO_GEOMETRY]
60912779 | 57794686 | EXISTING | TAMORA | 17516 | RUSH | 5116 | D | NO | SCE | THREE | UNKNOWN | 16KV | LOW 4 | UNKNOWN | MB | UNKNOWN | UNKNOWN |  |  | SYSTEM | 2017-10-27 | krumwimg |  | CONSOLIDATED | MESA | METRO EAST | 2187788 | 1 | 2212060 | A | N | Y | 235 | -1 | I | 1985-06-01 |  | D |  | 57794696 | 57845896 |  |  |  | :17516 | 17516:17516 | main_exi_3_route_oh | CIRCUIT_BREAKER |  |  |  |  | -1.77 | 3 |  | 504449 |  | [MDSYS.SDO_GEOMETRY]
60912780 | 57815974 | EXISTING | SPARROW | 16739 | TALBERT | 5853 | D | NO | SCE | THREE | UNKNOWN | 12KV | LOW 4 | UNKNOWN | MB | UNKNOWN | UNKNOWN |  |  | SYSTEM | 2014-11-07 | aminencn |  | CONSOLIDATED | ELLIS | ORANGE | 2184326 |  | 2213328 | A | N | N | 206 | -1 | I | 1950-01-01 |  | D |  | 57815981 | 57859669;57859670 |  |  |  | :16739 | 16739:16739 | main_exi_3_route_oh | CIRCUIT_BREAKER |  |  |  |  | 0.39 | 2 |  | 504449 |  | [MDSYS.SDO_GEOMETRY]
60912781 | 57829700 | EXISTING | GOLDWATER | 7418 | MACARTHUR | 5874 | D | NO | SCE | THREE | UNKNOWN | 12KV | LOW 5 | UNKNOWN | MB | UNKNOWN | UNKNOWN |  |  | SYSTEM | 2017-11-06 | thompsma |  | CONSOLIDATED | ELLIS | ORANGE | 2161679 |  | 2215638 | A | Y | N |  | -1 | I | 1969-11-01 |  | D |  | 57829710 | 57916124 |  |  |  | :07418 | 07418:07418 | main_exi_3_route_oh | CIRCUIT_BREAKER |  |  |  |  | -1.78 | 3 |  | 504449 |  | [MDSYS.SDO_GEOMETRY]
60912782 | 57832996 | EXISTING | WILLOW | 19420 | WATSON | 5758 | D | NO | SCE | THREE | UNKNOWN | 12KV | LOW 6 | UNKNOWN | MB | UNKNOWN | UNKNOWN |  |  | SYSTEM | 2018-01-12 | maxwelbw |  | CONSOLIDATED | LIGHTHIPE | METRO WEST | 2188845 |  | 2215372 | S | Y | N |  | -1 | I | 1950-01-01 |  | D |  | 57833006 | 57887577 |  |  |  | :19420 | 19420:19420 | main_exi_3_route_oh | CIRCUIT_BREAKER |  |  |  |  | -1.76 | 3 |  | 504449 |  | [MDSYS.SDO_GEOMETRY]
60912783 | 57841055 | EXISTING | LAGER | 9975 | DALTON | 5188 | D | NO | SCE | THREE | UNKNOWN | 12KV | LOW 4 | UNKNOWN | MB | UNKNOWN | UNKNOWN |  |  | SYSTEM | 2014-11-11 | attadas |  | CONSOLIDATED | MESA | METRO EAST | 2164068 |  | 2216828 | M | Y | N |  | -1 | I | 1950-01-01 |  | D |  | 57841065 | 57843652 |  |  |  | :09975 | 09975:09975 | main_exi_3_route_oh | CIRCUIT_BREAKER |  |  |  |  | -1.78 | 3 |  | 504449 |  | [MDSYS.SDO_GEOMETRY]
60912784 | 57843827 | EXISTING | LAGOON | 9977 | BLYTHE | 8048 | D | NO | SCE | THREE | UNKNOWN | 33KV | LOW 3 | UNKNOWN | MB | UNKNOWN | UNKNOWN |  |  | SYSTEM | 2014-10-02 | lantzmk |  | CONSOLIDATED | DEVERS | RURALS | 2181641 |  | 2220506 | A | N | N |  | -1 | I | 1965-02-01 |  | D |  | 57843834 | 57866848;57866849 |  |  |  | :09977 | 09977:09977 | main_exi_3_route_oh | CIRCUIT_BREAKER |  |  |  |  | -1.94 | 3 |  | 504449 |  | [MDSYS.SDO_GEOMETRY]
60911829 | 49874122 | EXISTING | PYRUS | 14546 | PARKWOOD | 5816 | D | NO | SCE | THREE | UNKNOWN | 12KV | LOW 5 | UNKNOWN | MB | UNKNOWN | UNKNOWN |  |  | SYSTEM | 2018-01-05 | thompsma |  | CONSOLIDATED | VILLA PARK | ORANGE | 2185408 |  | 2215504 | A | N | N |  | -1 | I | 1966-11-01 |  | D |  | 49874129 | 49985402 |  |  |  | :14546 | 14546:14546 | main_exi_3_route_oh | CIRCUIT_BREAKER |  |  |  |  | -1.78 | 2 |  | 504449 |  | [MDSYS.SDO_GEOMETRY]
60911830 | 49880307 | EXISTING | DEACON | 4723 | VALLEY | 5070 | D | NO | SCE | THREE | UNKNOWN | 12KV | LOW 20 | UNKNOWN | MB | UNKNOWN | UNKNOWN |  |  | SYSTEM | 2014-08-22 | bodduvh |  | 720A / 180A | VALLEY | SAN JACINTO | 2147932 |  | 2211862 | M | N | N |  | -1 | I | 1991-05-18 |  | D |  | 49880314 | 50030064;50030065 |  |  |  | :04723 | 04723:04723 | main_exi_3_route_oh | CIRCUIT_BREAKER |  |  |  |  | -1.82 | 3 |  | 504449 |  | [MDSYS.SDO_GEOMETRY]
60911831 | 49918228 | EXISTING | FRIENDS | 6830 | SANTA FE SPRINGS | 5850 | D | NO | SCE | THREE | UNKNOWN | 12KV | LOW 4 | UNKNOWN | MB | UNKNOWN | UNKNOWN |  |  | SYSTEM | 2014-11-28 | kallurr |  |  | LIGHTHIPE | METRO WEST | 2159871 | 2 | 2215586 | S | N | Y | 132 | -1 | I | 1950-01-01 |  | D |  | 49918238 | 49989665 |  |  |  | :06830 | 06830:06830 | main_exi_3_route_oh | CIRCUIT_BREAKER |  |  |  |  | -1.77 | 3 |  | 504449 |  | [MDSYS.SDO_GEOMETRY]
60911832 | 49945296 | EXISTING | STITZER | 17003 | LIGHTHIPE | 5073 | D | NO | SCE | THREE | UNKNOWN | 12KV | LOW 20 | UNKNOWN | MB | UNKNOWN | UNKNOWN |  |  | SYSTEM | 2017-09-21 | maxwelbw |  |  | LIGHTHIPE | METRO WEST | 2190918 |  | 2211882 | M | Y | N |  | -1 | I | 1981-07-01 |  | D |  | 49945306 | 50111143 |  |  |  | :17003 | 17003:17003 | main_exi_3_route_oh | CIRCUIT_BREAKER |  |  |  |  | -1.77 | 3 |  | 504449 |  | [MDSYS.SDO_GEOMETRY]
60911833 | 49949145 | EXISTING | GEAR | 7133 | INDUSTRY | 5191 | D | NO | SCE | THREE | UNKNOWN | 12KV | LOW 8 | UNKNOWN | MB | UNKNOWN | UNKNOWN |  |  | SYSTEM | 2017-11-16 | murilljl |  | CONSOLIDATED | MIRA LOMA | METRO EAST | 2161382 | 2 | 2216832 | A | Y | N |  | -1 | I | 1970-05-01 |  | D |  | 49949155 | 49966909 |  |  |  | :07133 | 07133:07133 | main_exi_3_route_oh | CIRCUIT_BREAKER |  |  |  |  | -1.78 | 3 |  | 504449 |  | [MDSYS.SDO_GEOMETRY]
60911834 | 49967757 | EXISTING | GERONA | 7180 | ROSEMEAD | 5141 | D | NO | SCE | THREE | UNKNOWN | 16KV | LOW 2 | UNKNOWN | MB | UNKNOWN | UNKNOWN |  |  | SYSTEM | 2017-11-03 | murilljl |  | CONSOLIDATED | MESA | METRO EAST | 2156747 | 2 | 2214424 | S | Y | N |  | -1 | I | 1950-01-01 |  | D |  | 49967764 | 50017536 |  |  |  | :07180 | 07180:07180 | main_exi_3_route_oh | CIRCUIT_BREAKER |  |  |  |  | -1.77 | 3 |  | 504449 |  | [MDSYS.SDO_GEOMETRY]
60911835 | 49986415 | EXISTING | QUARTER | 14567 | PLACENTIA | 5889 | D | NO | SCE | THREE | UNKNOWN | 12KV | LOW 1 | UNKNOWN | MB | UNKNOWN | UNKNOWN |  |  | SYSTEM | 2014-08-11 | bessar |  | CONSOLIDATED | VILLA PARK | ORANGE | 2190426 | 1 | 2220310 | A | Y | N |  | -1 | I | 1979-07-01 |  | D |  | 49986422 | 50043916;50043917 |  |  |  | :14567 | 14567:14567 | main_exi_3_route_oh | CIRCUIT_BREAKER |  |  |  |  | 0.38 | 2 |  | 504449 |  | [MDSYS.SDO_GEOMETRY]
60911836 | 49992277 | EXISTING | SCRUBOAK | 16027 | TAMARISK | 8099 | D | NO | SCE | THREE | UNKNOWN | 12KV | LOW 5 | UNKNOWN | MB | UNKNOWN | UNKNOWN |  |  | SYSTEM | 2014-05-08 | kallurr |  | CONSOLIDATED | DEVERS | DESERT | 2190778 | 2 | 2218266 | N | N | N |  | -1 | I | 1979-05-01 |  | D |  | 49992284 | 50136560 |  |  |  | :16027 | 16027:16027 | main_exi_3_route_oh | CIRCUIT_BREAKER |  |  |  |  | -1.85 | 3 |  | 504449 |  | [MDSYS.SDO_GEOMETRY]
60911837 | 50019320 | EXISTING | GERTRUDE | 7185 | LARK ELLEN | 5192 | D | NO | SCE | THREE | UNKNOWN | 12KV | LOW 7 | UNKNOWN | MB | UNKNOWN | UNKNOWN |  |  | SYSTEM | 2014-06-03 | aminencn |  | CONSOLIDATED | MESA | METRO EAST | 2156748 |  | 2219172 | A | Y | N |  | -1 | I | 1950-01-01 |  | D |  | 50019327 | 50054115 |  |  |  | :07185 | 07185:07185 | main_exi_3_route_oh | CIRCUIT_BREAKER |  |  |  |  | 53.38 | 3 |  | 504449 |  | [MDSYS.SDO_GEOMETRY]
60911838 | 50028053 | EXISTING | FRY | 6850 | WATSON | 5758 | D | NO | SCE | THREE | UNKNOWN | 12KV | LOW 3 | UNKNOWN | MB | UNKNOWN | UNKNOWN |  |  | SYSTEM | 2015-02-18 | yallasv |  | CONSOLIDATED | LIGHTHIPE | METRO WEST | 2152394 |  | 2215372 | S | Y | N |  | -1 | I | 1952-11-01 |  | D |  | 50028063 | 50074187;50074188 |  |  |  | :06850 | 06850:06850 | main_exi_3_route_oh | CIRCUIT_BREAKER |  |  |  |  | -1.76 | 3 |  | 504449 |  | [MDSYS.SDO_GEOMETRY]
60911839 | 50032286 | EXISTING | DEEGAN | 4756 | NELSON | 8038 | D | NO | SCE | THREE | UNKNOWN | 12KV | LOW 9 | UNKNOWN | MB | UNKNOWN | UNKNOWN |  |  | SYSTEM | 2014-07-17 | simhadk |  | CONSOLIDATED | VALLEY | SAN JACINTO | 2148111 |  | 2215814 | A | N | Y | 221 | -1 | I | 1967-10-01 |  | D |  | 50032296 | 50094457;50094458 |  |  |  | :04756 | 04756:04756 | main_exi_3_route_oh | CIRCUIT_BREAKER |  |  |  |  | -1.82 | 3 |  | 504449 |  | [MDSYS.SDO_GEOMETRY]
60911840 | 50044047 | EXISTING | QUARTZ | 14568 | LIMESTONE | 8804 | D | NO | SCE | THREE | UNKNOWN | 12KV | LOW 8 | UNKNOWN | MB | UNKNOWN | UNKNOWN |  |  | SYSTEM | 2017-11-09 | thompsma |  | CONSOLIDATED | ELLIS | ORANGE | 2190427 | 2 | 2220828 | A | Y | N |  | -1 | I | 1984-06-01 |  | D |  | 50044057 | 50125420 |  |  |  | :14568 | 14568:14568 | main_exi_3_route_oh | CIRCUIT_BREAKER |  |  |  |  | -1.79 | 3 |  | 504449 |  | [MDSYS.SDO_GEOMETRY]
60911841 | 50054512 | EXISTING | GIBBS | 7190 | POMONA | 5627 | D | NO | SCE | THREE | UNKNOWN | 4KV | LOW 2 | UNKNOWN | MB | UNKNOWN | UNKNOWN |  |  | SYSTEM | 2017-11-16 | murilljl |  | CONSOLIDATED | MIRA LOMA | METRO EAST | 2156930 |  | 2217476 | A | N | Y | 236 | -1 | I | 1950-01-01 |  | D |  | 50054522 | 50079960 |  |  |  | :07190 | 07190:07190 | main_exi_3_route_oh | CIRCUIT_BREAKER |  |  |  |  | -1.79 | 3 |  | 504449 |  | [MDSYS.SDO_GEOMETRY]
60911842 | 50076121 | EXISTING | FUDGE | 6860 | FRUITLAND | 5718 | D | NO | SCE | THREE | UNKNOWN | 4KV | LOW 9 | UNKNOWN | MB | UNKNOWN | UNKNOWN |  |  | SYSTEM | 2015-01-22 | simhadk |  | CONSOLIDATED | LIGHTHIPE | METRO WEST | 2152395 |  | 2213070 | A | N | Y | 105 | -1 | I | 1950-01-01 |  | D |  | 50076131 | 50108893;50108894 |  |  |  | :06860 | 06860:06860 | main_exi_3_route_oh | CIRCUIT_BREAKER |  |  |  |  | -1.77 | 3 |  | 504449 |  | [MDSYS.SDO_GEOMETRY]
60912147 | 52524015 | EXISTING | RUMMY | 15545 | JOHANNA | 5085 | D | NO | SCE | THREE | UNKNOWN | 12KV | LOW 17 | UNKNOWN | MB | UNKNOWN | UNKNOWN |  |  | SYSTEM | 2014-11-24 | bessar |  | CONSOLIDATED | ELLIS | ORANGE | 2183162 |  | 2216608 | A | N | N |  | -1 | I | 1983-05-01 |  | D |  | 52524022 | 52578718;52578719 |  |  |  | :15545 | 15545:15545 | main_exi_3_route_oh | CIRCUIT_BREAKER |  |  |  |  | 0.38 | 2 |  | 504449 |  | [MDSYS.SDO_GEOMETRY]
60912151 | 52536362 | EXISTING | SIREN | 16461 | FIREHOUSE | 5618 | D | NO | SCE | THREE | UNKNOWN | 12KV | LOW 9 | UNKNOWN | MB | UNKNOWN | UNKNOWN |  |  | SYSTEM | 2017-09-25 | murilljl |  | CONSOLIDATED | MIRA LOMA | METRO EAST | 2189118 |  | 2215118 | A | N | N |  | -1 | I | 1987-06-01 |  | D |  | 52536369 | 52605160 |  |  |  | :16461 | 16461:16461 | main_exi_3_route_oh | CIRCUIT_BREAKER |  |  |  |  | -1.79 | 3 |  | 504449 |  | [MDSYS.SDO_GEOMETRY]
60912152 | 52557201 | EXISTING | ECUADOR | 5595 | ELY | 5819 | D | NO | SCE | THREE | UNKNOWN | 12KV | LOW 5 | UNKNOWN | MB | UNKNOWN | UNKNOWN |  |  | SYSTEM | 2014-10-06 | aminencn |  | CONSOLIDATED | VILLA PARK | ORANGE | 2147041 | 2 | 2213258 | A | N | Y | 245 | -1 | I | 1961-11-01 |  | D |  | 52557211 | 52650617;83822131 |  |  |  | :05595 | 05595:05595 | main_exi_3_route_oh | CIRCUIT_BREAKER |  |  |  |  | -6.1 | 3 |  | 504449 |  | [MDSYS.SDO_GEOMETRY]
60912153 | 52572747 | EXISTING | HAWKINS | 8194 | UPLAND | 5635 | D | NO | SCE | THREE | UNKNOWN | 12KV | LOW 6 | UNKNOWN | MB | UNKNOWN | UNKNOWN |  |  | SYSTEM | 2014-06-18 | merugusn |  | CONSOLIDATED | MIRA LOMA | METRO EAST | 2165905 | 4 | 2217504 | S | N | Y | 140 | -1 | I | 1967-07-01 |  | D |  | 52572754 | 52586947 |  |  |  | :08194 | 08194:08194 | main_exi_3_route_oh | CIRCUIT_BREAKER |  |  |  |  | -1.79 | 3 |  | 504449 |  | [MDSYS.SDO_GEOMETRY]
60912154 | 52579527 | EXISTING | RUBLE | 15554 | SANTIAGO | 5088 | D | NO | SCE | THREE | UNKNOWN | 12KV | LOW 31 | UNKNOWN | MB | UNKNOWN | UNKNOWN |  |  | SYSTEM | 2014-08-16 | merugusn |  | CONSOLIDATED | ELLIS | ORANGE | 2186706 | 5 | 2211986 | M | N | N |  | -1 | I | 1991-06-06 |  | D |  | 52579531 | 52636379;52636380 |  |  |  | :15554 | 15554:15554 | main_exi_3_route_oh | CIRCUIT_BREAKER |  |  |  |  | 107.92 | 3 |  | 504449 |  | [MDSYS.SDO_GEOMETRY]
60912155 | 52581154 | EXISTING | TICHENOR | 17817 | FREMONT | 5720 | D | NO | SCE | THREE | UNKNOWN | 16KV | LOW 4 | UNKNOWN | MB | UNKNOWN | UNKNOWN |  |  | SYSTEM | 2017-12-07 | maxwelbw |  | CONSOLIDATED | LIGHTHIPE | METRO WEST | 2190360 | 2 | 2217612 | A | N | Y | 220 | -1 | I | 1969-11-01 |  | D |  | 52581164 | 52665347 |  |  |  | :17817 | 17817:17817 | main_exi_3_route_oh | CIRCUIT_BREAKER |  |  |  |  | -1.76 | 3 |  | 504449 |  | [MDSYS.SDO_GEOMETRY]
60912156 | 52597285 | EXISTING | HAVEN | 8210 | ARCADIA | 5106 | D | NO | SCE | THREE | UNKNOWN | 4KV | LOW 14 | UNKNOWN | MB | UNKNOWN | UNKNOWN |  |  | SYSTEM | 2014-10-30 | rajendrs |  | CONSOLIDATED | MESA | METRO EAST | 2177491 | 1 | 2216688 | A | N | Y | 248 | -1 | I | 1950-01-01 |  | D |  | 52597295 | 52619382 |  |  |  | :08210 | 08210:08210 | main_exi_3_route_oh | CIRCUIT_BREAKER |  |  |  |  | -1.78 | 3 |  | 504449 |  | [MDSYS.SDO_GEOMETRY]
60912157 | 52620980 | EXISTING | HAZEL | 8253 | FRANCIS | 5639 | D | NO | SCE | THREE | UNKNOWN | 12KV | LOW 3 | UNKNOWN | MB | UNKNOWN | UNKNOWN |  |  | SYSTEM | 2014-06-03 | bessar |  | CONSOLIDATED | MIRA LOMA | METRO EAST | 2160068 | 1 | 2217516 | A | N | Y | 217 | -1 | I | 1960-07-01 |  | D |  | 52620990 | 52676920 |  |  |  | :08253 | 08253:08253 | main_exi_3_route_oh | CIRCUIT_BREAKER |  |  |  |  | -1.79 | 3 |  | 504449 |  | [MDSYS.SDO_GEOMETRY]
60912158 | 52636978 | EXISTING | RUSTIC | 15586 | ONEILL | 8810 | D | NO | SCE | THREE | UNKNOWN | 12KV | LOW 7 | UNKNOWN | MB | UNKNOWN | UNKNOWN |  |  | SYSTEM | 2014-11-12 | rajendrs |  | CONSOLIDATED | ELLIS | ORANGE | 2190738 |  | 2216200 | A | N | N |  | -1 | I | 1993-06-25 |  | D |  | 52636988 | 52930516;52930517 |  |  |  | :15586 | 15586:15586 | main_exi_3_route_oh | CIRCUIT_BREAKER |  |  |  |  | -1.79 | 3 |  | 504449 |  | [MDSYS.SDO_GEOMETRY]
60912159 | 52645494 | EXISTING | SIZZLER | 16472 | NAROD | 5648 | D | NO | SCE | THREE | UNKNOWN | 12KV | LOW 7 | UNKNOWN | MB | UNKNOWN | UNKNOWN |  |  | SYSTEM | 2014-08-04 | merugusn |  | CONSOLIDATED | MIRA LOMA | METRO EAST | 2189180 | 1 | 2212960 | S | N | Y | 131 | -1 | I | 1986-06-01 |  | D |  | 52645501 | 52762120 |  |  |  | :16472 | 16472:16472 | main_exi_3_route_oh | CIRCUIT_BREAKER |  |  |  |  | -5.67 | 3 |  | 504449 |  | [MDSYS.SDO_GEOMETRY]
60912160 | 52651600 | EXISTING | EDSEL | 5615 | VERA | 5801 | D | NO | SCE | THREE | UNKNOWN | 12KV | LOW 2 | UNKNOWN | MB | UNKNOWN | UNKNOWN |  |  | SYSTEM | 2014-09-15 | rajendrs |  | CONSOLIDATED | ELLIS | ORANGE | 2156201 |  | 2217782 | A | N | N |  | -1 | I | 1963-10-01 |  | D |  | 52651607 | 52743345;182474030 |  |  |  | :05615 | 05615:05615 | main_exi_3_route_oh | CIRCUIT_BREAKER |  |  |  |  | 0.39 | 2 |  | 504449 |  | [MDSYS.SDO_GEOMETRY]
60912161 | 52658980 | EXISTING | GLASS | 7300 | LAGUNA BELL | 5074 | D | NO | SCE | THREE | UNKNOWN | 16KV | LOW 20 | UNKNOWN | MB | UNKNOWN | UNKNOWN |  |  | SYSTEM | 2015-02-13 | manthak |  | CONSOLIDATED | LIGHTHIPE | METRO WEST | 2157131 | 6 | 2216554 | M | N | Y | 128 | -1 | I | 1950-01-01 |  | D |  | 52658990 | 52660104 |  |  |  | :07300 | 07300:07300 | main_exi_3_route_oh | CIRCUIT_BREAKER |  |  |  |  | -1.77 | 3 |  | 504449 |  | [MDSYS.SDO_GEOMETRY]
60912162 | 52660249 | EXISTING | GLENCOE | 7340 | LONGDON | 5774 | D | NO | SCE | THREE | UNKNOWN | 4KV | LOW 3 | UNKNOWN | MB | UNKNOWN | UNKNOWN |  |  | SYSTEM | 2015-02-16 | merugusn |  |  | LIGHTHIPE | METRO WEST | 2161532 |  | 2217730 | A | N | N |  | -1 | I | 1950-01-01 |  | D |  | 52660259 | 52735393;52735394 |  |  |  | :07340 | 07340:07340 | main_exi_3_route_oh | CIRCUIT_BREAKER |  |  |  |  | -1.77 | 3 |  | 504449 |  | [MDSYS.SDO_GEOMETRY]
60912163 | 52680650 | EXISTING | HEATHER | 8255 | ALDER | 5672 | D | NO | SCE | THREE | UNKNOWN | 12KV | LOW 1 | UNKNOWN | MB | UNKNOWN | UNKNOWN |  |  | SYSTEM | 2014-04-28 | bodduvh |  | CONSOLIDATED | VISTA | DESERT | 2165908 | 1 | 2213000 | A | N | Y | 231 | -1 | I | 1964-06-01 |  | D |  | 52680660 | 52770962 |  |  |  | :08255 | 08255:08255 | main_exi_3_route_oh | CIRCUIT_BREAKER |  |  |  |  | -1.81 | 3 |  | 504449 |  | [MDSYS.SDO_GEOMETRY]
60912452 | 55162315 | EXISTING | STALLING | 16890 | PEYTON | 5614 | D | NO | SCE | THREE | UNKNOWN | 12KV | LOW 3 | UNKNOWN | MB | UNKNOWN | UNKNOWN |  |  | SYSTEM | 2014-07-14 | kallurr |  | CONSOLIDATED | MIRA LOMA | METRO EAST | 2186785 | 2 | 2215106 | A | N | Y | 224 | -1 | I | 1984-05-01 |  | D |  | 55162322 | 55247417 |  |  |  | :16890 | 16890:16890 | main_exi_3_route_oh | CIRCUIT_BREAKER |  |  |  |  | -1.79 | 3 |  | 504449 |  | [MDSYS.SDO_GEOMETRY]
60912453 | 55177769 | EXISTING | SHADOW | 16230 | LA PALMA | 5873 | D | NO | SCE | THREE | UNKNOWN | 12KV | LOW 9 | UNKNOWN | MB | UNKNOWN | UNKNOWN |  |  | SYSTEM | 2014-10-24 | manthak |  | CONSOLIDATED | VILLA PARK | ORANGE | 2190798 |  | 2215636 | A | N | Y | 214 | -1 | I | 1957-06-01 |  | D |  | 55177776 | 55272761;55272762 |  |  |  | :16230 | 16230:16230 | main_exi_3_route_oh | CIRCUIT_BREAKER |  |  |  |  | 0.39 | 2 |  | 504449 |  | [MDSYS.SDO_GEOMETRY]
60912454 | 55179004 | EXISTING | IRONTREE | 8993 | SANTA ROSA | 8036 | D | NO | SCE | THREE | UNKNOWN | 12KV | LOW 15 | UNKNOWN | MB | UNKNOWN | UNKNOWN |  |  | SYSTEM | 2017-12-12 | murilljl |  | CONSOLIDATED | DEVERS | DESERT | 2180460 | 6 | 2218128 |  | N | N |  | -1 | I | 1990-06-07 |  | D |  | 55179011 | 55205309 |  |  |  | :08993 | 08993:08993 | main_exi_3_route_oh | CIRCUIT_BREAKER |  |  |  |  | -1.85 | 3 |  | 504449 |  | [MDSYS.SDO_GEOMETRY]
60912455 | 55198176 | EXISTING | HANCOCK | 7940 | ALON | 5701 | D | NO | SCE | THREE | UNKNOWN | 12KV | LOW 7 | UNKNOWN | MB | UNKNOWN | UNKNOWN |  |  | SYSTEM | 2017-10-27 | maxwelbw |  |  | LIGHTHIPE | METRO WEST | 2165743 | 3 | 2219924 | S | Y | N |  | -1 | I | 1930-02-01 |  | D |  | 55198186 | 55259883 |  |  |  | :07940 | 07940:07940 | main_exi_3_route_oh | CIRCUIT_BREAKER |  |  |  |  | -1.76 | 3 |  | 504449 |  | [MDSYS.SDO_GEOMETRY]
60912457 | 55206255 | EXISTING | IRVINGTON | 8996 | SHANDIN | 8093 | D | NO | SCE | THREE | UNKNOWN | 12KV | LOW 3 | UNKNOWN | MB | UNKNOWN | UNKNOWN |  |  | SYSTEM | 2014-04-25 | merugusn |  | CONSOLIDATED | VISTA | DESERT | 2162193 |  | 2213632 | A | N | Y | 226 | -1 | I | 1968-07-01 |  | D |  | 55206265 | 55291964;55291965 |  |  |  | :08996 | 08996:08996 | main_exi_3_route_oh | CIRCUIT_BREAKER |  |  |  |  | -1.81 | 3 |  | 504449 |  | [MDSYS.SDO_GEOMETRY]
60912461 | 55224315 | EXISTING | VAN CAMP | 18595 | PICO | 5722 | D | NO | SCE | THREE | UNKNOWN | 12KV | LOW 6 | UNKNOWN | MB | UNKNOWN | UNKNOWN |  |  | SYSTEM | 2014-12-12 | rajendrs |  | CONSOLIDATED | LIGHTHIPE | METRO WEST | 2189392 | 1 | 2219974 | S | Y | N |  | -1 | I | 1965-03-01 |  | D |  | 55224325 | 55282993 |  |  |  | :18595 | 18595:18595 | main_exi_3_route_oh | CIRCUIT_BREAKER |  |  |  |  | -1.76 | 3 |  | 504449 |  | [MDSYS.SDO_GEOMETRY]
60912464 | 55249494 | EXISTING | STANDISH | 16910 | MAYFLOWER | 5167 | D | NO | SCE | THREE | UNKNOWN | 4KV | LOW 2 | UNKNOWN | MB | UNKNOWN | UNKNOWN |  |  | SYSTEM | 2014-12-10 | attiliv |  | CONSOLIDATED | MESA | METRO EAST | 2184408 |  | 2216784 | A | N | Y | 236 | -1 | I | 1950-01-01 |  | D |  | 55249504 | 55268036;55268037 |  |  |  | :16910 | 16910:16910 | main_exi_3_route_oh | CIRCUIT_BREAKER |  |  |  |  | -1.78 | 3 |  | 504449 |  | [MDSYS.SDO_GEOMETRY]
60912465 | 55261198 | EXISTING | HARBOR | 7980 | NEPTUNE | 5781 | D | NO | SCE | THREE | UNKNOWN | 4KV | LOW 11 | UNKNOWN | MB | UNKNOWN | UNKNOWN |  |  | SYSTEM | 2015-03-04 | simhadk |  | CONSOLIDATED | LIGHTHIPE | METRO WEST | 2176185 | 5 | 2213180 | A | N | Y | 227 | -1 | I | 1962-09-01 |  | D |  | 55261208 | 55301816 |  |  |  | :07980 | 07980:07980 | main_exi_3_route_oh | CIRCUIT_BREAKER |  |  |  |  | -1.76 | 3 |  | 504449 |  | [MDSYS.SDO_GEOMETRY]
60912466 | 55273465 | EXISTING | SHANK | 16267 | GILBERT | 5833 | D | NO | SCE | THREE | UNKNOWN | 12KV | LOW 5 | UNKNOWN | MB | UNKNOWN | UNKNOWN |  |  | SYSTEM | 2014-10-20 | bessar |  | CONSOLIDATED | VILLA PARK | ORANGE | 2190800 | 2 | 2220202 | A | N | N |  | -1 | I | 1985-06-01 |  | D |  | 55273472 | 55352224;55352225 |  |  |  | :16267 | 16267:16267 | main_exi_3_route_oh | CIRCUIT_BREAKER |  |  |  |  | 0.39 | 2 |  | 504449 |  | [MDSYS.SDO_GEOMETRY]
60912467 | 55283159 | EXISTING | VANDERLIP | 18613 | VANDERLIP P.T. | 7887 | A | NO | SCE | THREE | UNKNOWN | 2.4KV | LOW 1 | UNKNOWN | MB | UNKNOWN | UNKNOWN |  |  | SYSTEM | 2015-04-09 | bessar |  | CONSOLIDATED | EL NIDO | METRO WEST | 2190630 |  | 2126217 | A | N | N |  | -1 | I | 1968-08-01 |  | D |  | 55283166 | 55284043 |  |  |  | :18613 | 18613:18613 | main_exi_3_route_oh | CIRCUIT_BREAKER |  |  |  |  | -1.75 | 3 |  | 504449 |  | [MDSYS.SDO_GEOMETRY]
60912473 | 55284266 | EXISTING | VAN WICK | 18620 | HOWARD | 5210 | D | NO | SCE | THREE | UNKNOWN | 4KV | LOW 7 | UNKNOWN | MB | UNKNOWN | UNKNOWN |  |  | SYSTEM | 2017-11-08 | maxwelbw |  |  | EL NIDO | METRO WEST | 2190631 | 1 | 2216880 | A | N | Y | 210 | -1 | I | 1950-01-01 |  | D |  | 55284276 | 55341818 |  |  |  | :18620 | 18620:18620 | main_exi_3_route_oh | CIRCUIT_BREAKER |  |  |  |  | -1.76 | 3 |  | 504449 |  | [MDSYS.SDO_GEOMETRY]
60912474 | 55285457 | EXISTING | FLINT | 6539 | TRASK | 5899 | D | NO | SCE | THREE | UNKNOWN | 12KV | LOW 9 | UNKNOWN | MB | UNKNOWN | UNKNOWN |  |  | SYSTEM | 2017-09-25 | thompsma |  | CONSOLIDATED | VILLA PARK | ORANGE | 2171495 | 2 | 2213412 | S | N | Y | 110 | -1 | I | 1955-12-01 |  | D |  | 55285464 | 55289022 |  |  |  | :06539 | 06539:06539 | main_exi_3_route_oh | CIRCUIT_BREAKER |  |  |  |  | 0.39 | 2 |  | 504449 |  | [MDSYS.SDO_GEOMETRY]
60912475 | 55289215 | EXISTING | FLORES | 6550 | FAIRVIEW | 5821 | D | NO | SCE | THREE | UNKNOWN | 12KV | LOW 1 | UNKNOWN | MB | UNKNOWN | UNKNOWN |  |  | SYSTEM | 2015-12-04 | bradlem |  | CONSOLIDATED | ELLIS | ORANGE | 2171497 | 2 | 2220170 | S | N | N |  | -1 | I | 1950-01-01 |  | D |  | 55289222 | 55323556;187098013 |  |  |  | :06550 | 06550:06550 | main_exi_3_route_oh | CIRCUIT_BREAKER |  |  |  |  | -1.78 | 3 |  | 504449 |  | [MDSYS.SDO_GEOMETRY]
60912476 | 55293679 | EXISTING | THESEUS | 9026 | PROCTOR | 5108 | D | NO | SCE | THREE | UNKNOWN | 12KV | LOW 4 | UNKNOWN | MB | UNKNOWN | UNKNOWN |  |  | SYSTEM | 2017-10-25 | krumwimg |  | CONSOLIDATED | MIRA LOMA | METRO EAST | 2180462 |  | 2216690 | A | N | Y | 222 | -1 | I | 1981-06-01 |  | D |  | 55293689 | 55310563 |  |  |  | :09026 | 09026:09026 | main_exi_3_route_oh | CIRCUIT_BREAKER |  |  |  |  | -1.78 | 3 |  | 504449 |  | [MDSYS.SDO_GEOMETRY]
60912785 | 57846968 | EXISTING | TAMARIND | 17520 | ALDER | 5672 | D | NO | SCE | THREE | UNKNOWN | 12KV | LOW 11 | UNKNOWN | MB | UNKNOWN | UNKNOWN |  |  | SYSTEM | 2017-09-29 | lantzmk |  | CONSOLIDATED | VISTA | DESERT | 2187859 | 2 | 2213000 | A | N | Y |  | -1 | I | 2000-07-07 |  | D |  | 57846975 | 57972496 |  |  |  | :17520 | 17520:17520 | main_exi_3_route_oh | CIRCUIT_BREAKER |  |  |  |  | -1.81 | 2 |  | 504449 |  | [MDSYS.SDO_GEOMETRY]
60912786 | 57859836 | EXISTING | SPEAKER | 16760 | HAMILTON | 5825 | D | NO | SCE | THREE | UNKNOWN | 12KV | LOW 2 | UNKNOWN | MB | UNKNOWN | UNKNOWN |  |  | SYSTEM | 2014-09-17 | simhadk |  | CONSOLIDATED | ELLIS | ORANGE | 2184327 | 2 | 2217848 | S | Y | N |  | -1 | I | 1950-01-01 |  | D |  | 57859846 | 57860695;57860696 |  |  |  | :16760 | 16760:16760 | main_exi_3_route_oh | CIRCUIT_BREAKER |  |  |  |  | -1.77 | 3 |  | 504449 |  | [MDSYS.SDO_GEOMETRY]
60912788 | 57875161 | EXISTING | LAKE | 9980 | FAIR OAKS | 5162 | D | NO | SCE | THREE | UNKNOWN | 4KV | LOW 4 | UNKNOWN | MB | UNKNOWN | UNKNOWN |  |  | SYSTEM | 2014-12-30 | yallasv |  | CONSOLIDATED | MESA | METRO EAST | 2173655 |  | 2214464 | A | N | Y | 214 | -1 | I | 1950-01-01 |  | D |  | 57875171 | 57894749 |  | 57892639 |  | :09980 | 09980:09980 | main_exi_3_route_oh | CIRCUIT_BREAKER |  |  |  |  | 70.22 | 3 |  | 504449 |  | [MDSYS.SDO_GEOMETRY]
60912789 | 57889448 | EXISTING | WILMINGTON | 19450 | ALON | 5701 | D | NO | SCE | THREE | UNKNOWN | 12KV | LOW 1 | UNKNOWN | MB | UNKNOWN | UNKNOWN |  |  | SYSTEM | 2017-10-17 | beealdb |  | CONSOLIDATED | LIGHTHIPE | METRO WEST | 2191046 | 1 | 2219924 | S | N | Y | 101 | -1 | I | 1930-02-01 |  | D |  | 57889458 | 57908204 |  |  |  | :19450 | 19450:19450 | main_exi_3_route_oh | CIRCUIT_BREAKER |  |  |  |  | -1.76 | 3 |  | 504449 |  | [MDSYS.SDO_GEOMETRY]
60912790 | 57900319 | EXISTING | COULTER | 9998 | COULTER P.T. | 7140 | A | NO | SCE | THREE | UNKNOWN | 2.4KV | LOW 1 | UNKNOWN | MB | UNKNOWN | UNKNOWN |  |  | SYSTEM | 2014-03-07 | kallurr |  | CONSOLIDATED | VISTA | RURALS | 2173656 |  | 2123495 | N | N | Y | 230 | -1 | I | 1959-12-01 |  | D |  | 57900326 | 57900477 |  | 57900432 |  | :09998 | 09998:09998 | main_exi_3_route_oh | CIRCUIT_BREAKER |  |  |  |  | -1.82 | 2 |  | 504449 |  | [MDSYS.SDO_GEOMETRY]
60912796 | 57900637 | EXISTING | LAMANDA | 10020 | EATON | 5115 | D | NO | SCE | THREE | UNKNOWN | 16KV | LOW 4 | UNKNOWN | MB | UNKNOWN | UNKNOWN |  |  | SYSTEM | 2015-01-08 | aminencn |  | CONSOLIDATED | MESA | METRO EAST | 2164251 |  | 2214374 | S | N | Y | 114 | -1 | I | 1950-01-01 |  | D |  | 57900647 | 57901469 |  | 57901172 |  | :10020 | 10020:10020 | main_exi_3_route_oh | CIRCUIT_BREAKER |  |  |  |  | -1.78 | 3 |  | 504449 |  | [MDSYS.SDO_GEOMETRY]
60912797 | 57902758 | EXISTING | LANCERS | 10037 | PEPPER | 8021 | D | NO | SCE | THREE | UNKNOWN | 12KV | LOW 3 | UNKNOWN | MB | UNKNOWN | UNKNOWN |  |  | SYSTEM | 2014-06-09 | simhadk |  | CONSOLIDATED | VISTA | DESERT | 2182117 |  | 2215752 | A | N | Y | 241 | -1 | I | 1985-07-01 |  | D |  | 57902768 | 57976846;57976847 |  |  |  | :10037 | 10037:10037 | main_exi_3_route_oh | CIRCUIT_BREAKER |  |  |  |  | -1.81 | 3 |  | 504449 |  | [MDSYS.SDO_GEOMETRY]
60912798 | 57916947 | EXISTING | GRADUATE | 7459 | PLACENTIA | 5889 | D | NO | SCE | THREE | UNKNOWN | 12KV | LOW 11 | UNKNOWN | MB | UNKNOWN | UNKNOWN |  |  | SYSTEM | 2014-10-20 | bodduvh |  | CONSOLIDATED | VILLA PARK | ORANGE | 2164641 | 1 | 2220310 | A | N | Y | 228 | -1 | I | 1985-06-01 |  | D |  | 57916957 | 57967575;57967576 |  |  |  | :07459 | 07459:07459 | main_exi_3_route_oh | CIRCUIT_BREAKER |  |  |  |  | 0.38 | 2 |  | 504449 |  | [MDSYS.SDO_GEOMETRY]
60912799 | 57921087 | EXISTING | SPICE | 16773 | MORENO | 8193 | D | NO | SCE | THREE | UNKNOWN | 12KV | LOW 4 | UNKNOWN | MB | UNKNOWN | UNKNOWN |  |  | SYSTEM | 2017-09-19 | thompsma |  | 720A / 180A | VALLEY | SAN JACINTO | 2190835 |  | 2218340 | S | N | Y | 218 | -1 | I | 1988-06-01 |  | D |  | 57921097 | 58051103 |  |  |  | :16773 | 16773:16773 | main_exi_3_route_oh | CIRCUIT_BREAKER |  |  |  |  | -1.82 | 3 |  | 504449 |  | [MDSYS.SDO_GEOMETRY]
60912800 | 57931502 | EXISTING | WILSHIRE | 19470 | BEVERLY | 5201 | D | NO | SCE | THREE | UNKNOWN | 4KV | LOW 27 | UNKNOWN | MB | UNKNOWN | UNKNOWN |  |  | SYSTEM | 2015-04-09 | punukos |  | CONSOLIDATED | MESA | METRO WEST | 2191047 | 1 | 2219196 | A | N | Y | 228 | -1 | I | 1950-01-01 |  | D |  | 57931512 | 57933287 |  |  |  | :19470 | 19470:19470 | main_exi_3_route_oh | CIRCUIT_BREAKER |  |  |  |  | -1.76 | 3 |  | 504449 |  | [MDSYS.SDO_GEOMETRY]
60912801 | 57933588 | EXISTING | WINDHAM | 19507 | PICO | 5722 | D | NO | SCE | THREE | UNKNOWN | 12KV | LOW 1 | UNKNOWN | MB | UNKNOWN | UNKNOWN |  |  | SYSTEM | 2017-09-21 | maxwelbw |  | CONSOLIDATED | LIGHTHIPE | METRO WEST | 2191052 | 1 | 2219974 | S | Y | N |  | -1 | I | 1965-02-01 |  | D |  | 57933595 | 58883066 |  |  |  | :19507 | 19507:19507 | main_exi_3_route_oh | CIRCUIT_BREAKER |  |  |  |  | 178.24 | 2 |  | 504449 |  | [MDSYS.SDO_GEOMETRY]
60912802 | 57968363 | EXISTING | GRAPHITE | 7514 | LIMESTONE | 8804 | D | NO | SCE | THREE | UNKNOWN | 12KV | LOW 5 | UNKNOWN | MB | UNKNOWN | UNKNOWN |  |  | SYSTEM | 2014-08-26 | aminencn |  | CONSOLIDATED | ELLIS | ORANGE | 2152936 | 4 | 2220828 | A | N | N |  | -1 | I | 1987-06-01 |  | D |  | 57968370 | 58000759;58000760 |  |  |  | :07514 | 07514:07514 | main_exi_3_route_oh | CIRCUIT_BREAKER |  |  |  |  | -1.79 | 3 |  | 504449 |  | [MDSYS.SDO_GEOMETRY]
60912803 | 57984967 | EXISTING | SUNFAIR | 10040 | HI DESERT | 8029 | D | NO | SCE | THREE | UNKNOWN | 25KV | LOW 5 | UNKNOWN | MB | UNKNOWN | UNKNOWN |  |  | SYSTEM | 2014-03-03 | aminencn |  | CONSOLIDATED | DEVERS | RURALS | 2164252 |  | 2218102 | A | N | Y | 129 | -1 | I | 1973-01-01 |  | D |  | 57984977 | 58056128;58056129 |  |  |  | :10040 | 10040:10040 | main_exi_3_route_oh | CIRCUIT_BREAKER |  |  |  |  | -1.86 | 3.5 |  | 504449 |  | [MDSYS.SDO_GEOMETRY]
60911843 | 50089573 | EXISTING | GILFILLAN | 7255 | ALDER | 5672 | D | NO | SCE | THREE | UNKNOWN | 12KV | LOW 5 | UNKNOWN | MB | UNKNOWN | UNKNOWN |  |  | SYSTEM | 2017-09-26 | krumwimg |  | CONSOLIDATED | VISTA | DESERT | 2175358 | 1 | 2213000 | A | N | Y | 231 | -1 | I | 1964-06-01 |  | D |  | 50089580 | 50137090 |  |  |  | :07255 | 07255:07255 | main_exi_3_route_oh | CIRCUIT_BREAKER |  |  |  |  | -1.81 | 3 |  | 504449 |  | [MDSYS.SDO_GEOMETRY]
60911844 | 50095917 | EXISTING | DELUZ | 4793 | DELUZ P.T. | 7155 | A | NO | SCE | THREE | UNKNOWN | 12KV | LOW 1 | UNKNOWN | MB | UNKNOWN | UNKNOWN |  |  | SYSTEM | 2014-07-19 | simhadk |  | 33/12KV 1.5MVA | VALLEY | SAN JACINTO | 2150270 |  | 2122997 | N | N | N |  | -1 | I | 1988-11-01 |  | D |  | 50095924 | 50164328;50164329 |  |  |  | :04793 | 04793:04793 | main_exi_3_route_oh | CIRCUIT_BREAKER |  |  |  |  | -1.81 | 3 |  | 504449 |  | [MDSYS.SDO_GEOMETRY]
60911850 | 50126523 | EXISTING | RACINE | 14601 | VILLA PARK | 5082 | D | NO | SCE | THREE | UNKNOWN | 12KV | LOW 23 | UNKNOWN | MB | UNKNOWN | UNKNOWN |  |  | SYSTEM | 2014-12-09 | merugusn |  | CONSOLIDATED | VILLA PARK | ORANGE | 2182112 | 6 | 2216586 | M | N | Y | 137 | -1 | I | 1960-04-01 |  | D |  | 50126527 | 50209436;50209437;50209438 |  |  |  | :14601 | 14601:14601 | main_exi_3_route_oh | CIRCUIT_BREAKER |  |  |  |  | 0.38 | 2 |  | 504449 |  | [MDSYS.SDO_GEOMETRY]
60911851 | 50130212 | EXISTING | STOCCO | 17005 | ALON | 5701 | D | NO | SCE | THREE | UNKNOWN | 12KV | LOW 2 | UNKNOWN | MB | UNKNOWN | UNKNOWN |  |  | SYSTEM | 2015-01-20 | bondigc |  |  | LIGHTHIPE | METRO WEST | 2190919 | 1 | 2219924 | S | N | Y | 101 | -1 | I | 1962-10-01 |  | D |  | 50130222 | 50171803;50171804 |  |  |  | :17005 | 17005:17005 | main_exi_3_route_oh | CIRCUIT_BREAKER |  |  |  |  | -1.76 | 3 |  | 504449 |  | [MDSYS.SDO_GEOMETRY]
60911852 | 50138393 | EXISTING | GIN | 7263 | BLYTHE CITY | 8113 | D | NO | SCE | THREE | UNKNOWN | 33KV | LOW 7 | UNKNOWN | MB | UNKNOWN | UNKNOWN |  |  | SYSTEM | 2014-10-02 | lantzmk |  | CONSOLIDATED | DEVERS | RURALS | 2175540 |  | 2273807 | A | N | N |  | -1 | I | 1950-01-01 |  | D |  | 50138397 | 50139188;50139189 |  |  |  | :07263 | 07263:07263 | main_exi_3_route_oh | CIRCUIT_BREAKER |  |  |  |  | -1.95 | 3 |  | 504449 |  | [MDSYS.SDO_GEOMETRY]
60911853 | 50141158 | EXISTING | FULLER | 6868 | FAIRFAX | 5208 | D | NO | SCE | THREE | UNKNOWN | 16KV | LOW 6 | UNKNOWN | MB | UNKNOWN | UNKNOWN |  |  | SYSTEM | 2015-04-27 | kallurr |  | CONSOLIDATED | MESA | METRO WEST | 2159875 | 1 | 2214546 | A | N | Y | 112 | -1 | I | 1987-05-01 |  | D |  | 50141168 | 50145169 |  |  |  | :06868 | 06868:06868 | main_exi_3_route_oh | CIRCUIT_BREAKER |  |  |  |  | -1.76 | 3 |  | 504449 |  | [MDSYS.SDO_GEOMETRY]
60911854 | 50155894 | EXISTING | SEAGRAMS | 16046 | MILLIKEN | 5663 | D | NO | SCE | THREE | UNKNOWN | 12KV | LOW 4 | UNKNOWN | MB | UNKNOWN | UNKNOWN |  |  | SYSTEM | 2014-06-11 | attadas |  | CONSOLIDATED | MIRA LOMA | METRO EAST | 2187781 | 3 | 2215218 | A | N | N |  | -1 | I | 1998-04-28 |  | D |  | 50155901 | 50187402 |  |  |  | :16046 | 16046:16046 | main_exi_3_route_oh | CIRCUIT_BREAKER |  |  |  |  | -1.8 | 3 |  | 504449 |  | [MDSYS.SDO_GEOMETRY]
60911855 | 50159585 | EXISTING | GLADSTONE | 7270 | SAN DIMAS | 5633 | D | NO | SCE | THREE | UNKNOWN | 12KV | LOW 9 | UNKNOWN | MB | UNKNOWN | UNKNOWN |  |  | SYSTEM | 2017-11-16 | murilljl |  | CONSOLIDATED | MIRA LOMA | METRO EAST | 2161387 | 2 | 2212932 | S | N | Y | 116 | -1 | I | 1950-01-01 |  | D |  | 50159595 | 50197127 |  |  |  | :07270 | 07270:07270 | main_exi_3_route_oh | CIRCUIT_BREAKER |  |  |  |  | -1.79 | 3 |  | 504449 |  | [MDSYS.SDO_GEOMETRY]
60911856 | 50165596 | EXISTING | DELCO | 4820 | LA PALMA | 5873 | D | NO | SCE | THREE | UNKNOWN | 12KV | LOW 3 | UNKNOWN | MB | UNKNOWN | UNKNOWN |  |  | SYSTEM | 2017-10-05 | thompsma |  | CONSOLIDATED | VILLA PARK | ORANGE | 2165389 |  | 2215636 | A | Y | N |  | -1 | I | 1955-11-01 |  | D |  | 50165603 | 50231390 |  |  |  | :04820 | 04820:04820 | main_exi_3_route_oh | CIRCUIT_BREAKER |  |  |  |  | 0.39 | 3 |  | 504449 |  | [MDSYS.SDO_GEOMETRY]
60911857 | 50173347 | EXISTING | STOCKER | 17036 | WINDSOR HILLS | 5235 | D | NO | SCE | THREE | UNKNOWN | 16KV | LOW 2 | UNKNOWN | MB | UNKNOWN | UNKNOWN |  |  | SYSTEM | 2015-04-06 | simhadk |  | CONSOLIDATED | EL NIDO | METRO WEST | 2184718 |  | 2214622 | A | N | Y | 231 | -1 | I | 1971-09-01 |  | D |  | 50173357 | 50274817;50274818 |  |  |  | :17036 | 17036:17036 | main_exi_3_route_oh | CIRCUIT_BREAKER |  |  |  |  | -1.76 | 3 |  | 504449 |  | [MDSYS.SDO_GEOMETRY]
60911858 | 50198076 | EXISTING | GLACIER | 7276 | CORONA | 8279 | D | NO | SCE | THREE | UNKNOWN | 12KV | LOW 15 | UNKNOWN | MB | UNKNOWN | UNKNOWN |  |  | SYSTEM | 2014-07-14 | bodduvh |  | CONSOLIDATED | MIRA LOMA | METRO EAST | 2157129 | 6 | 2220750 |  | N | N |  | -1 | I | 1990-05-03 |  | D |  | 50198086 | 50254172;50254173 |  |  |  | :07276 | 07276:07276 | main_exi_3_route_oh | CIRCUIT_BREAKER |  |  |  |  | -1.8 | 3 |  | 504449 |  | [MDSYS.SDO_GEOMETRY]
60911859 | 50202368 | EXISTING | GABLE | 6890 | MOVIE | 5798 | D | NO | SCE | THREE | UNKNOWN | 16KV | LOW 2 | UNKNOWN | MB | UNKNOWN | UNKNOWN |  |  | SYSTEM | 2015-04-01 | merugusn |  | CONSOLIDATED | EL NIDO | METRO WEST | 2152397 |  | 2215464 | S | N | Y | 202 | -1 | I | 1987-06-19 |  | D |  | 50202378 | 50205286 |  |  |  | :06890 | 06890:06890 | main_exi_3_route_oh | CIRCUIT_BREAKER |  |  |  |  | -1.76 | 3 |  | 504449 |  | [MDSYS.SDO_GEOMETRY]
60911860 | 50210394 | EXISTING | SEAMAN | 16050 | HOYT | 5151 | D | NO | SCE | THREE | UNKNOWN | 4KV | LOW 1 | UNKNOWN | MB | UNKNOWN | UNKNOWN |  |  | SYSTEM | 2014-10-30 | simhadk |  | CONSOLIDATED | MESA | METRO EAST | 2190781 | 1 | 2216764 | A | N | Y |  | -1 | I | 1950-01-01 |  | D |  | 50210404 | 50241742;50241743 |  |  |  | :16050 | 16050:16050 | main_exi_3_route_oh | CIRCUIT_BREAKER |  |  |  |  | -1.78 | 3 |  | 504449 |  | [MDSYS.SDO_GEOMETRY]
60911861 | 50232325 | EXISTING | DELHI | 4840 | FAIRVIEW | 5821 | D | NO | SCE | THREE | UNKNOWN | 12KV | LOW 9 | UNKNOWN | MB | UNKNOWN | UNKNOWN |  |  | SYSTEM | 2014-11-11 | manthak |  | CONSOLIDATED | ELLIS | ORANGE | 2165392 | 2 | 2220170 | A | N | N |  | -1 | I | 1950-01-01 |  | D |  | 50232335 | 50301473;50301474 |  |  |  | :04840 | 04840:04840 | main_exi_3_route_oh | CIRCUIT_BREAKER |  |  |  |  | 0.39 | 2 |  | 504449 |  | [MDSYS.SDO_GEOMETRY]
60912165 | 52709965 | EXISTING | TIDE | 17830 | LUCAS | 5771 | D | NO | SCE | THREE | UNKNOWN | 4KV | LOW 9 | UNKNOWN | MB | UNKNOWN | UNKNOWN |  |  | SYSTEM | 2014-12-12 | simhadk |  | CONSOLIDATED | LIGHTHIPE | METRO WEST | 2187111 | 1 | 2213164 | S | N | Y | 119 | -1 | I | 1953-12-01 |  | D |  | 52709975 | 52741308;52741309 |  |  |  | :17830 | 17830:17830 | main_exi_3_route_oh | CIRCUIT_BREAKER |  |  |  |  | -1.77 | 3 |  | 504449 |  | [MDSYS.SDO_GEOMETRY]
60912170 | 52744007 | EXISTING | EDWIN | 5619 | ALESSANDRO | 8024 | D | NO | SCE | THREE | UNKNOWN | 12KV | LOW 13 | UNKNOWN | MB | UNKNOWN | UNKNOWN |  |  | SYSTEM | 2014-09-23 | bodduvh |  | CONSOLIDATED | VALLEY | SAN JACINTO | 2150781 | 4 | 2218086 | A | N | N |  | -1 | I | 1992-06-12 |  | D |  | 52744017 | 52879823;52879824 |  |  |  | :05619 | 05619:05619 | main_exi_3_route_oh | CIRCUIT_BREAKER |  |  |  |  | -1.81 | 3 |  | 504449 |  | [MDSYS.SDO_GEOMETRY]
60912171 | 52756363 | EXISTING | GOLDEN | 7400 | LOCUST | 5735 | D | NO | SCE | THREE | UNKNOWN | 4KV | LOW 1 | UNKNOWN | MB | UNKNOWN | UNKNOWN |  |  | SYSTEM | 2015-01-12 | bessar |  | CONSOLIDATED | LIGHTHIPE | METRO WEST | 2175546 |  | 2213106 | S | N | N |  | -1 | I | 2026-11-01 |  | D |  | 52756373 | 52758912;52758913 |  |  |  | :07400 | 07400:07400 | main_exi_3_route_oh | CIRCUIT_BREAKER |  |  |  |  | -1.76 | 3 |  | 504449 |  | [MDSYS.SDO_GEOMETRY]
60912172 | 52764473 | EXISTING | SKELTON | 16476 | FARRELL | 8016 | D | NO | SCE | THREE | UNKNOWN | 12KV | LOW 4 | UNKNOWN | MB | UNKNOWN | UNKNOWN |  |  | SYSTEM | 2017-10-26 | krumwimg |  | CONSOLIDATED | DEVERS | DESERT | 2189182 |  | 2220394 | A | N | Y | 245 | -1 | I | 1984-06-01 |  | D |  | 52764480 | 52888345 |  |  |  | :16476 | 16476:16476 | main_exi_3_route_oh | CIRCUIT_BREAKER |  |  |  |  | -1.85 | 3 |  | 504449 |  | [MDSYS.SDO_GEOMETRY]
60912173 | 52765126 | EXISTING | TIGER | 17860 | CENTER | 5084 | D | NO | SCE | THREE | UNKNOWN | 12KV | LOW 21 | UNKNOWN | MB | UNKNOWN | UNKNOWN |  |  | SYSTEM | 2015-01-09 | rajendrs |  | CONSOLIDATED | LIGHTHIPE | METRO WEST | 2187114 | 6 | 2211948 | M | N | Y | 104 | -1 | I | 1958-10-01 |  | D |  | 52765133 | 52838907;52838908 |  |  |  | :17860 | 17860:17860 | main_exi_3_route_oh | CIRCUIT_BREAKER |  |  |  |  | -1.77 | 3 |  | 504449 |  | [MDSYS.SDO_GEOMETRY]
60912179 | 52777561 | EXISTING | HEALTHCARE | 8266 | THRIVE | 8134 | B | NO | SCE | THREE | UNKNOWN | 12KV | LOW 1 | UNKNOWN | MB | UNKNOWN | UNKNOWN |  |  | SYSTEM | 2014-05-13 | gallog |  | KAISER HEALTH CARE CENTER 9961 SIERRA AVE FONTANA (909) 427-5000 | VISTA | DESERT | 2177494 |  | 15090785 | N | Y | N |  | -1 | I | 1988-04-21 |  | D |  | 52777568 | 52778869 |  |  |  | :08266 | 08266:08266 | main_exi_3_route_oh | CIRCUIT_BREAKER |  |  |  |  | -1.8 | 2 |  | 504449 |  | [MDSYS.SDO_GEOMETRY]
60912180 | 52779023 | EXISTING | HEAPS PEAK | 8268 | BURNT MILL | 5640 | D | NO | SCE | THREE | UNKNOWN | 33KV | LOW 4 | UNKNOWN | MB | UNKNOWN | UNKNOWN |  |  | SYSTEM | 2014-05-07 | attiliv |  | CONSOLIDATED | VISTA | RURALS | 2177495 |  | 2273808 | A | Y | N |  | -1 | I | 1966-05-01 |  | D |  | 52779030 | 52780143;52780144 |  | 52779826 |  | :08268 | 08268:08268 | main_exi_3_route_oh | CIRCUIT_BREAKER |  |  |  |  | -1.81 | 2 |  | 504449 |  | [MDSYS.SDO_GEOMETRY]
60912181 | 52804185 | EXISTING | GOLDWYN | 7420 | CULVER | 5204 | D | NO | SCE | THREE | UNKNOWN | 4KV | LOW 11 | UNKNOWN | MB | UNKNOWN | UNKNOWN |  |  | SYSTEM | 2015-03-17 | simhadk |  | CONSOLIDATED | EL NIDO | METRO WEST | 2158431 | 3 | 2212238 | A | N | Y | 227 | -1 | I | 1950-01-01 |  | D |  | 52804195 | 52848330 |  |  |  | :07420 | 07420:07420 | main_exi_3_route_oh | CIRCUIT_BREAKER |  |  |  |  | -1.76 | 3 |  | 504449 |  | [MDSYS.SDO_GEOMETRY]
60912182 | 52813026 | EXISTING | HEFTLER | 8273 | BAIN | 5656 | D | NO | SCE | THREE | UNKNOWN | 12KV | LOW 4 | UNKNOWN | MB | UNKNOWN | UNKNOWN |  |  | SYSTEM | 2014-05-22 | bodduvh |  | CONSOLIDATED | MIRA LOMA | DESERT | 2153684 | 2 | 2212972 | A | N | Y | 243 | -1 | I | 1967-07-01 |  | D |  | 52813033 | 52843300 |  | 52824199 |  | :08273 | 08273:08273 | main_exi_3_route_oh | CIRCUIT_BREAKER |  |  |  |  | -1.8 | 3 |  | 504449 |  | [MDSYS.SDO_GEOMETRY]
60912183 | 52845270 | EXISTING | HELM | 8303 | NEWMARK | 5136 | D | NO | SCE | THREE | UNKNOWN | 16KV | LOW 3 | UNKNOWN | MB | UNKNOWN | UNKNOWN |  |  | SYSTEM | 2014-11-04 | bessar |  | CONSOLIDATED | MESA | METRO EAST | 2177579 |  | 2214416 | S | N | Y | 126 | -1 | I | 1963-07-01 |  | D |  | 52845280 | 52873265 |  |  |  | :08303 | 08303:08303 | main_exi_3_route_oh | CIRCUIT_BREAKER |  |  |  |  | -1.77 | 3 |  | 504449 |  | [MDSYS.SDO_GEOMETRY]
60912184 | 52848868 | EXISTING | GOTHAM | 7450 | FLORADAY | 5898 | D | NO | SCE | THREE | UNKNOWN | 4KV | LOW 3 | UNKNOWN | MB | UNKNOWN | UNKNOWN |  |  | SYSTEM | 2015-02-02 | bodduvh |  | CONSOLIDATED | LIGHTHIPE | METRO WEST | 2164458 | 1 | 2218012 | A | N | Y |  | -1 | I | 1950-01-01 |  | D |  | 52848875 | 52883614 |  |  |  | :07450 | 07450:07450 | main_exi_3_route_oh | CIRCUIT_BREAKER |  |  |  |  | -1.77 | 3 |  | 504449 |  | [MDSYS.SDO_GEOMETRY]
60912185 | 52859796 | EXISTING | TINDAL | 17895 | MOBILOIL | 5229 | C | NO | SCE | THREE | UNKNOWN | 12KV | LOW 7 | UNKNOWN | MB | UNKNOWN | UNKNOWN |  |  | SYSTEM | 2015-04-22 | merugusn |  | CONSOLIDATED | EL NIDO | METRO WEST | 2190365 | 4 | 2212312 | A | Y | N |  | -1 | I | 1966-09-01 |  | D |  | 52859803 | 52859936 |  |  |  | :17895 | 17895:17895 | main_exi_3_route_oh | CIRCUIT_BREAKER |  |  |  |  | -1.76 | 2 |  | 504449 |  | [MDSYS.SDO_GEOMETRY]
60912186 | 52860207 | EXISTING | TIPPERARY | 17907 | MURPHY | 5812 | D | NO | SCE | THREE | UNKNOWN | 12KV | LOW 6 | UNKNOWN | MB | UNKNOWN | UNKNOWN |  |  | SYSTEM | 2017-09-28 | bradlem |  |  | LIGHTHIPE | METRO WEST | 2187116 |  | 2213242 | A | N | Y | 204 | -1 | I | 1966-09-01 |  | D |  | 52860217 | 52986348 |  |  |  | :17907 | 17907:17907 | main_exi_3_route_oh | CIRCUIT_BREAKER |  |  |  |  | -1.77 | 3 |  | 504449 |  | [MDSYS.SDO_GEOMETRY]
60912187 | 52874670 | EXISTING | HELLMAN | 8304 | RAMONA | 5138 | D | NO | SCE | THREE | UNKNOWN | 4KV | LOW 8 | UNKNOWN | MB | UNKNOWN | UNKNOWN |  |  | SYSTEM | 2014-12-09 | simhadk |  | CONSOLIDATED | MESA | METRO EAST | 2155521 | 2 | 2219070 | A | N | Y | 216 | -1 | I | 1969-05-01 |  | D |  | 52874680 | 52892572;52892573 |  |  |  | :08304 | 08304:08304 | main_exi_3_route_oh | CIRCUIT_BREAKER |  |  |  |  | -1.77 | 3 |  | 504449 |  | [MDSYS.SDO_GEOMETRY]
60912477 | 55295254 | EXISTING | ST. CHARLES | 16955 | ALHAMBRA | 5101 | D | NO | SCE | THREE | UNKNOWN | 16KV | LOW 3 | UNKNOWN | MB | UNKNOWN | UNKNOWN |  |  | SYSTEM | 2015-01-28 | merugusn |  | CONSOLIDATED | MESA | METRO EAST | 2184714 | 1 | 2218972 | A | Y | N |  | -1 | I | 1967-04-01 |  | D |  | 55295261 | 55349438;55349439 |  |  |  | :16955 | 16955:16955 | main_exi_3_route_oh | CIRCUIT_BREAKER |  |  |  |  | -1.77 | 3 |  | 504449 |  | [MDSYS.SDO_GEOMETRY]
60912478 | 55310711 | EXISTING | IVY | 9050 | MONROVIA | 5134 | D | NO | SCE | THREE | UNKNOWN | 4KV | LOW 6 | UNKNOWN | MB | UNKNOWN | UNKNOWN |  |  | SYSTEM | 2017-11-30 | krumwimg |  | CONSOLIDATED | MESA | METRO EAST | 2167930 | 2 | 2216734 | A | N | Y |  | -1 | I | 1950-01-01 |  | D |  | 55310721 | 55330467 |  |  |  | :09050 | 09050:09050 | main_exi_3_route_oh | CIRCUIT_BREAKER |  |  |  |  | -1.78 | 3 |  | 504449 |  | [MDSYS.SDO_GEOMETRY]
60912484 | 55323755 | EXISTING | FLORIDA | 6555 | CAROLINA | 5813 | D | NO | SCE | THREE | UNKNOWN | 12KV | LOW 4 | UNKNOWN | MB | UNKNOWN | UNKNOWN |  |  | SYSTEM | 2017-10-04 | thompsma |  | CONSOLIDATED | VILLA PARK | ORANGE | 2171679 | 1 | 2217814 | A | N | N |  | -1 | I | 1963-09-01 |  | D |  | 55323762 | 55438094 |  |  |  | :06555 | 06555:06555 | main_exi_3_route_oh | CIRCUIT_BREAKER |  |  |  |  | -89.6 | 2.5 |  | 504449 |  | [MDSYS.SDO_GEOMETRY]
60912485 | 55330843 | EXISTING | JACK RABBIT | 9090 | BEAUMONT | 5605 | D | NO | SCE | THREE | UNKNOWN | 4KV | LOW 2 | UNKNOWN | MB | UNKNOWN | UNKNOWN |  |  | SYSTEM | 2014-03-17 | merugusn |  | CONSOLIDATED | VISTA | DESERT | 2162198 |  | 2212858 | A | N | Y | 220 | -1 | I | 1950-01-01 |  | D |  | 55330850 | 55337279;55337280 |  |  |  | :09090 | 09090:09090 | main_exi_3_route_oh | CIRCUIT_BREAKER |  |  |  |  | -1.82 | 3 |  | 504449 |  | [MDSYS.SDO_GEOMETRY]
60912486 | 55335200 | EXISTING | HARCO | 7990 | LAKEWOOD | 5733 | D | NO | SCE | THREE | UNKNOWN | 4KV | LOW 4 | UNKNOWN | MB | UNKNOWN | UNKNOWN |  |  | SYSTEM | 2017-09-27 | maxwelbw |  | CONSOLIDATED | LIGHTHIPE | METRO WEST | 2153328 | 1 | 2215320 | A | N | Y | 237 | -1 | I | 1959-12-01 |  | D |  | 55335210 | 55388762 |  |  |  | :07990 | 07990:07990 | main_exi_3_route_oh | CIRCUIT_BREAKER |  |  |  |  | -1.77 | 3 |  | 504449 |  | [MDSYS.SDO_GEOMETRY]
60912487 | 55337539 | EXISTING | JAKE | 9110 | SMILEY | 5653 | D | NO | SCE | THREE | UNKNOWN | 4KV | LOW 1 | UNKNOWN | MB | UNKNOWN | UNKNOWN |  |  | SYSTEM | 2014-04-05 | kallurr |  | CONSOLIDATED | VISTA | DESERT | 2161853 |  | 2219872 | A | N | Y |  | -1 | I | 1950-01-01 |  | D |  | 55337546 | 55355152;55355153 |  |  |  | :09110 | 09110:09110 | main_exi_3_route_oh | CIRCUIT_BREAKER |  |  |  |  | -1.82 | 3 |  | 504449 |  | [MDSYS.SDO_GEOMETRY]
60912488 | 55344279 | EXISTING | VENUS | 18648 | BLUFF COVE | 5266 | D | NO | SCE | THREE | UNKNOWN | 4KV | LOW 2 | UNKNOWN | MB | UNKNOWN | UNKNOWN |  |  | SYSTEM | 2015-04-14 | kallurr |  | CONSOLIDATED | EL NIDO | METRO WEST | 2190636 |  | 2214680 | A | N | Y |  | -1 | I | 1961-11-01 |  | D |  | 55344286 | 55398145 |  | 55365902 |  | :18648 | 18648:18648 | main_exi_3_route_oh | CIRCUIT_BREAKER |  |  |  |  | -1.75 | 3 |  | 504449 |  | [MDSYS.SDO_GEOMETRY]
60912489 | 55353000 | EXISTING | SHEPHERD | 16332 | MOULTON | 5845 | D | NO | SCE | THREE | UNKNOWN | 12KV | LOW 2 | UNKNOWN | MB | UNKNOWN | UNKNOWN |  |  | SYSTEM | 2017-09-21 | thompsma |  | CONSOLIDATED | ELLIS | ORANGE | 2183782 | 2 | 2215582 | A | N | Y | 249 | -1 | I | 1966-05-01 |  | D |  | 55353007 | 55479782 |  |  |  | :16332 | 16332:16332 | main_exi_3_route_oh | CIRCUIT_BREAKER |  |  |  |  | -1.79 | 3 |  | 504449 |  | [MDSYS.SDO_GEOMETRY]
60912490 | 55356222 | EXISTING | JARVIS | 9150 | DALTON | 5188 | D | NO | SCE | THREE | UNKNOWN | 12KV | LOW 7 | UNKNOWN | MB | UNKNOWN | UNKNOWN |  |  | SYSTEM | 2014-11-25 | attadas |  | CONSOLIDATED | MESA | METRO EAST | 2162395 |  | 2216828 | M | Y | N |  | -1 | I | 1950-01-01 |  | D |  | 55356229 | 55394672;55394673 |  |  |  | :09150 | 09150:09150 | main_exi_3_route_oh | CIRCUIT_BREAKER |  |  |  |  | -1.78 | 3.5 |  | 504449 |  | [MDSYS.SDO_GEOMETRY]
60912491 | 55377139 | EXISTING | STEGMAN | 16978 | DEL ROSA | 5670 | D | NO | SCE | THREE | UNKNOWN | 12KV | LOW 11 | UNKNOWN | MB | UNKNOWN | UNKNOWN |  |  | SYSTEM | 2017-09-29 | krumwimg |  | CONSOLIDATED | VISTA | DESERT | 2190912 | 2 | 2219894 | A | Y | N |  | -1 | I | 1969-07-01 |  | D |  | 55377146 | 55486268 |  |  |  | :16978 | 16978:16978 | main_exi_3_route_oh | CIRCUIT_BREAKER |  |  |  |  | -1.81 | 3 |  | 504449 |  | [MDSYS.SDO_GEOMETRY]
60912492 | 55391199 | EXISTING | HARDHAT | 8010 | CENTER | 5084 | D | NO | SCE | THREE | UNKNOWN | 12KV | LOW 20 | UNKNOWN | MB | UNKNOWN | UNKNOWN |  |  | SYSTEM | 2015-01-10 | manthak |  | CONSOLIDATED | LIGHTHIPE | METRO WEST | 2176186 | 6 | 2211948 | M | N | Y | 109 | -1 | I | 1956-10-01 |  | D |  | 55391206 | 55443602;55443603 |  |  |  | :08010 | 08010:08010 | main_exi_3_route_oh | CIRCUIT_BREAKER |  |  |  |  | 10.44 | 3 |  | 504449 |  | [MDSYS.SDO_GEOMETRY]
60912493 | 55400951 | EXISTING | VERDE | 18670 | HEDDA | 5784 | D | NO | SCE | THREE | UNKNOWN | 4KV | LOW 3 | UNKNOWN | MB | UNKNOWN | UNKNOWN |  |  | SYSTEM | 2015-01-08 | bessar |  | CONSOLIDATED | LIGHTHIPE | METRO WEST | 2188273 |  | 2213184 | A | N | Y | 214 | -1 | I | 1948-11-01 |  | D |  | 55400961 | 55447391;55447392 |  |  |  | :18670 | 18670:18670 | main_exi_3_route_oh | CIRCUIT_BREAKER |  |  |  |  | -1.77 | 3 |  | 504449 |  | [MDSYS.SDO_GEOMETRY]
60912494 | 55418312 | EXISTING | JASPER | 9170 | REDLANDS | 5629 | D | NO | SCE | THREE | UNKNOWN | 12KV | LOW 7 | UNKNOWN | MB | UNKNOWN | UNKNOWN |  |  | SYSTEM | 2014-04-09 | manthak |  | CONSOLIDATED | VISTA | DESERT | 2162396 |  | 2215146 | S | N | Y | 115 | -1 | I | 1950-01-01 |  | D |  | 55418322 | 55491700;55491701 |  |  |  | :09170 | 09170:09170 | main_exi_3_route_oh | CIRCUIT_BREAKER |  |  |  |  | -1.82 | 3 |  | 504449 |  | [MDSYS.SDO_GEOMETRY]
60912495 | 55439002 | EXISTING | FLOWER | 6580 | EDINGER | 5875 | D | NO | SCE | THREE | UNKNOWN | 4KV | LOW 4 | UNKNOWN | MB | UNKNOWN | UNKNOWN |  |  | SYSTEM | 2017-09-20 | thompsma |  | CONSOLIDATED | ELLIS | ORANGE | 2152048 |  | 2220288 | A | N | N |  | -1 | I | 1950-01-01 |  | D |  | 55439009 | 55469764 |  |  |  | :06580 | 06580:06580 | main_exi_3_route_oh | CIRCUIT_BREAKER |  |  |  |  | 0.39 | 2 |  | 504449 |  | [MDSYS.SDO_GEOMETRY]
60912804 | 57987504 | EXISTING | TAMPICO | 17522 | CARDIFF | 5608 | D | NO | SCE | THREE | UNKNOWN | 12KV | LOW 13 | UNKNOWN | MB | UNKNOWN | UNKNOWN |  |  | SYSTEM | 2014-04-04 | bessar |  | CONSOLIDATED | VISTA | DESERT | 2187860 | 4 | 2217428 | S | N | Y | 132 | -1 | I | 1973-05-01 |  | D |  | 57987514 | 58099016;58099017 |  |  |  | :17522 | 17522:17522 | main_exi_3_route_oh | CIRCUIT_BREAKER |  |  |  |  | -1.81 | 3 |  | 504449 |  | [MDSYS.SDO_GEOMETRY]
60912805 | 58000860 | EXISTING | GRASSHOPPER | 7517 | CHIQUITA | 5811 | D | NO | SCE | THREE | UNKNOWN | 12KV | LOW 9 | UNKNOWN | MB | UNKNOWN | UNKNOWN |  |  | SYSTEM | 2017-12-07 | thompsma |  | CONSOLIDATED | ELLIS | ORANGE | 2152937 | 2 | 2215488 | A | N | Y | 231 | -1 | I | 1982-05-01 |  | D |  | 58000870 | 58091840 |  |  |  | :07517 | 07517:07517 | main_exi_3_route_oh | CIRCUIT_BREAKER |  |  |  |  | -1.79 | 3 |  | 504449 |  | [MDSYS.SDO_GEOMETRY]
60912806 | 58053622 | EXISTING | SPITFIRE | 16784 | STETSON | 8095 | D | NO | SCE | THREE | UNKNOWN | 12KV | LOW 7 | UNKNOWN | MB | UNKNOWN | UNKNOWN |  |  | SYSTEM | 2014-07-16 | rajendrs |  | CONSOLIDATED | VALLEY | SAN JACINTO | 2190840 | 2 | 2218248 | A | Y | N |  | -1 | I | 1980-06-01 |  | D |  | 58053632 | 58110369;58110370 |  |  |  | :16784 | 16784:16784 | main_exi_3_route_oh | CIRCUIT_BREAKER |  |  |  |  | -1.82 | 3 |  | 504449 |  | [MDSYS.SDO_GEOMETRY]
60912807 | 58058050 | EXISTING | LANDAU | 10043 | FARRELL | 8016 | D | NO | SCE | THREE | UNKNOWN | 12KV | LOW 9 | UNKNOWN | MB | UNKNOWN | UNKNOWN |  |  | SYSTEM | 2017-10-26 | krumwimg |  | CONSOLIDATED | DEVERS | DESERT | 2182118 |  | 2220394 | A | Y | N |  | -1 | I | 1968-06-01 |  | D |  | 58058057 | 58121649 |  |  |  | :10043 | 10043:10043 | main_exi_3_route_oh | CIRCUIT_BREAKER |  |  |  |  | -1.85 | 3 |  | 504449 |  | [MDSYS.SDO_GEOMETRY]
60912808 | 58092883 | EXISTING | GREEN ACRES | 7575 | HEMET | 8164 | D | NO | SCE | THREE | UNKNOWN | 12KV | LOW 1 | UNKNOWN | MB | UNKNOWN | UNKNOWN |  |  | SYSTEM | 2014-10-16 | aminencn |  | 600A / 180A | VALLEY | SAN JACINTO | 2153103 |  | 2220650 | A | Y | N |  | -1 | I | 1950-01-01 |  | D |  | 58092890 | 58199818;58199819 |  |  |  | :07575 | 07575:07575 | main_exi_3_route_oh | CIRCUIT_BREAKER |  |  |  |  | -1.82 | 3 |  | 504449 |  | [MDSYS.SDO_GEOMETRY]
60912809 | 58101400 | EXISTING | TAMWORTH | 17525 | RAVENDALE | 5179 | D | NO | SCE | THREE | UNKNOWN | 4KV | LOW 12 | UNKNOWN | MB | UNKNOWN | UNKNOWN |  |  | SYSTEM | 2014-11-08 | simhadk |  | CONSOLIDATED | MESA | METRO EAST | 2187863 |  | 2219146 |  |  |  |  | -1 | I | 1961-03-01 |  | D |  | 58101410 | 58118875 |  |  |  | :17525 | 17525:17525 | main_exi_3_route_oh | CIRCUIT_BREAKER |  |  |  |  | -1.77 | 3 |  | 504449 |  | [MDSYS.SDO_GEOMETRY]
60912810 | 58114212 | EXISTING | IBEX | 8877 | GREENING | 5791 | D | NO | SCE | THREE | UNKNOWN | 12KV | LOW 2 | UNKNOWN | MB | UNKNOWN | UNKNOWN |  |  | SYSTEM | 2015-03-09 | bondigc |  | CONSOLIDATED | LIGHTHIPE | METRO WEST | 2160806 |  | 2213198 | A | N | N |  | -1 | I | 1982-06-01 |  | D |  | 58114222 | 58222596 |  |  |  | :08877 | 08877:08877 | main_exi_3_route_oh | CIRCUIT_BREAKER |  |  |  |  | 92.33 | 3 |  | 504449 |  | [MDSYS.SDO_GEOMETRY]
60912811 | 58127960 | EXISTING | LANE | 10050 | LA CANADA | 5130 | D | NO | SCE | THREE | UNKNOWN | 4KV | LOW 5 | UNKNOWN | MB | UNKNOWN | UNKNOWN |  |  | SYSTEM | 2014-11-03 | manthak |  | CONSOLIDATED | MESA | METRO EAST | 2168123 |  | 2219036 | A | N | Y | 243 | -1 | I | 1950-01-01 |  | D |  | 58127967 | 58146872;58146873 |  | 58132068 |  | :10050 | 10050:10050 | main_exi_3_route_oh | CIRCUIT_BREAKER |  |  |  |  | -1.77 | 3 |  | 504449 |  | [MDSYS.SDO_GEOMETRY]
60912812 | 58133257 | EXISTING | SPRAGUE | 16795 | MAYBERRY | 8089 | D | NO | SCE | THREE | UNKNOWN | 12KV | LOW 7 | UNKNOWN | MB | UNKNOWN | UNKNOWN |  |  | SYSTEM | 2014-08-11 | bodduvh |  | CONSOLIDATED | VALLEY | SAN JACINTO | 2186779 | 1 | 2215898 | A | N | Y | 248 | -1 | I | 1973-06-01 |  | D |  | 58133267 | 58240418;58240419 |  |  |  | :16795 | 16795:16795 | main_exi_3_route_oh | CIRCUIT_BREAKER |  |  |  |  | -1.83 | 3 |  | 504449 |  | [MDSYS.SDO_GEOMETRY]
60912813 | 58141345 | EXISTING | TANOBLE | 17526 | ALLEN | 5102 | D | NO | SCE | THREE | UNKNOWN | 4KV | LOW 1 | UNKNOWN | MB | UNKNOWN | UNKNOWN |  |  | SYSTEM | 2014-12-05 | simhadk |  | CONSOLIDATED | MESA | METRO EAST | 2190077 |  | 2216668 | A | N | Y |  | -1 | I | 1962-09-01 |  | D |  | 58141355 | 58169172 |  | 58167008 |  | :17526 | 17526:17526 | main_exi_3_route_oh | CIRCUIT_BREAKER |  |  |  |  | -1.77 | 3 |  | 504449 |  | [MDSYS.SDO_GEOMETRY]
60912814 | 58148176 | EXISTING | LANTERMAN | 10060 | SHARON | 5173 | D | NO | SCE | THREE | UNKNOWN | 4KV | LOW 1 | UNKNOWN | MB | UNKNOWN | UNKNOWN |  |  | SYSTEM | 2014-12-09 | bodduvh |  | CONSOLIDATED | MESA | METRO EAST | 2173850 |  | 2212168 | A | N | Y | 219 | -1 | I | 1950-01-01 |  | D |  | 58148180 | 58157593 |  | 58155899 |  | :10060 | 10060:10060 | main_exi_3_route_oh | CIRCUIT_BREAKER |  |  |  |  | -1.77 | 3 |  | 504449 |  | [MDSYS.SDO_GEOMETRY]
60912815 | 58170313 | EXISTING | TANGERINE | 17527 | CITRUS | 5185 | D | NO | SCE | THREE | UNKNOWN | 12KV | LOW 7 | UNKNOWN | MB | UNKNOWN | UNKNOWN |  |  | SYSTEM | 2014-07-15 | aminencn |  | CONSOLIDATED | MESA | METRO EAST | 2190078 | 1 | 2212194 | A | N | Y | 213 | -1 | I | 1965-07-01 |  | D |  | 58170320 | 58212899 |  |  |  | :17527 | 17527:17527 | main_exi_3_route_oh | CIRCUIT_BREAKER |  |  |  |  | -1.78 | 2 |  | 504449 |  | [MDSYS.SDO_GEOMETRY]
60912816 | 58172418 | EXISTING | LA PORTE | 10080 | ANITA | 5105 | D | NO | SCE | THREE | UNKNOWN | 16KV | LOW 5 | UNKNOWN | MB | UNKNOWN | UNKNOWN |  |  | SYSTEM | 2015-01-06 | simhadk |  | CONSOLIDATED | MESA | METRO EAST | 2173852 | 1 | 2216680 | S | N | Y | 103 | -1 | I | 1950-01-01 |  | D |  | 58172425 | 58232508 |  |  |  | :10080 | 10080:10080 | main_exi_3_route_oh | CIRCUIT_BREAKER |  |  |  |  | -1.78 | 3 |  | 504449 |  | [MDSYS.SDO_GEOMETRY]
60912822 | 58200774 | EXISTING | GREENBAY | 7576 | SLATER | 5809 | D | NO | SCE | THREE | UNKNOWN | 12KV | LOW 4 | UNKNOWN | MB | UNKNOWN | UNKNOWN |  |  | SYSTEM | 2018-01-08 | bradlem |  | CONSOLIDATED | ELLIS | ORANGE | 2153104 |  | 2220132 | A | Y | N |  | -1 | I | 1984-06-01 |  | D |  | 58200784 | 58358796 |  |  |  | :07576 | 07576:07576 | main_exi_3_route_oh | CIRCUIT_BREAKER |  |  |  |  | -1.77 | 3 |  | 504449 |  | [MDSYS.SDO_GEOMETRY]
60911865 | 50243571 | EXISTING | SEBASTIAN | 16076 | RUBIDOUX | 8231 | D | NO | SCE | THREE | UNKNOWN | 4KV | LOW 1 | UNKNOWN | MB | UNKNOWN | UNKNOWN |  |  | SYSTEM | 2014-04-28 | yallasv |  | CONSOLIDATED | VISTA | DESERT | 2189040 |  | 2220716 | A | N | N |  | -1 | I | 1950-01-01 |  | D |  | 50243578 | 50293102 |  |  |  | :16076 | 16076:16076 | main_exi_3_route_oh | CIRCUIT_BREAKER |  |  |  |  | -1.8 | 3 |  | 504449 |  | [MDSYS.SDO_GEOMETRY]
60911869 | 50244239 | EXISTING | GAFFEY 1 | 6900 | GAFFEY P.T. | 7301 | A | NO | SCE | THREE | UNKNOWN | 2.4KV | LOW 1 | UNKNOWN | MB | UNKNOWN | UNKNOWN |  |  | SYSTEM | 2015-03-26 | kallurr |  | CONSOLIDATED | EL NIDO | METRO WEST | 2152398 |  | 2123270 | N | N | N |  | -1 | I | 1950-01-01 |  | D |  | 50244243 | 50245907 |  |  |  | :06900 | 06900:06900 | main_exi_3_route_oh | CIRCUIT_BREAKER |  |  |  |  | -1.76 | 2 |  | 504449 |  | [MDSYS.SDO_GEOMETRY]
60911870 | 50248931 | EXISTING | RADEC | 14608 | VILLA PARK | 5082 | D | NO | SCE | THREE | UNKNOWN | 12KV | LOW 26 | UNKNOWN | MB | UNKNOWN | UNKNOWN |  |  | SYSTEM | 2014-11-15 | kallurr |  | CONSOLIDATED | VILLA PARK | ORANGE | 2182929 | 6 | 2216586 | M | N | Y | 112 | -1 | I | 1974-06-01 |  | D |  | 50248938 | 50317098;50317099 |  |  |  | :14608 | 14608:14608 | main_exi_3_route_oh | CIRCUIT_BREAKER |  |  |  |  | 0.38 | 2 |  | 504449 |  | [MDSYS.SDO_GEOMETRY]
60911871 | 50270143 | EXISTING | GLADYS | 7280 | ROSEMEAD | 5141 | D | NO | SCE | THREE | UNKNOWN | 16KV | LOW 1 | UNKNOWN | MB | UNKNOWN | UNKNOWN |  |  | SYSTEM | 2017-11-16 | murilljl |  | CONSOLIDATED | MESA | METRO EAST | 2157130 | 2 | 2214424 | A | N | Y | 249 | -1 | I | 1950-01-01 |  | D |  | 50270153 | 50352851 |  |  |  | :07280 | 07280:07280 | main_exi_3_route_oh | CIRCUIT_BREAKER |  |  |  |  | -101.62 | 3 |  | 504449 |  | [MDSYS.SDO_GEOMETRY]
60911872 | 50277246 | EXISTING | STOCKWELL | 17040 | COMPTON | 5767 | D | NO | SCE | THREE | UNKNOWN | 4KV | LOW 1 | UNKNOWN | MB | UNKNOWN | UNKNOWN |  |  | SYSTEM | 2015-02-20 | aminencn |  |  | LIGHTHIPE | METRO WEST | 2184799 | 2 | 2213150 | A | N | Y | 219 | -1 | I | 1950-01-01 |  | D |  | 50277256 | 50326613;50326614 |  |  |  | :17040 | 17040:17040 | main_exi_3_route_oh | CIRCUIT_BREAKER |  |  |  |  | -1.76 | 3 |  | 504449 |  | [MDSYS.SDO_GEOMETRY]
60911875 | 50279030 | EXISTING | GALLUP | 6970 | LUCAS | 5771 | D | NO | SCE | THREE | UNKNOWN | 4KV | LOW 10 | UNKNOWN | MB | UNKNOWN | UNKNOWN |  |  | SYSTEM | 2014-12-01 | simhadk |  |  | LIGHTHIPE | METRO WEST | 2175349 | 1 | 2213164 | S | N | Y | 119 | -1 | I | 1950-01-01 |  | D |  | 50279040 | 50332928 |  |  |  | :06970 | 06970:06970 | main_exi_3_route_oh | CIRCUIT_BREAKER |  |  |  |  | -1.77 | 3 |  | 504449 |  | [MDSYS.SDO_GEOMETRY]
60911879 | 50294663 | EXISTING | SECO | 16080 | ARROYO | 5158 | D | NO | SCE | THREE | UNKNOWN | 16KV | LOW 1 | UNKNOWN | MB | UNKNOWN | UNKNOWN |  |  | SYSTEM | 2014-12-15 | rajendrs |  | CONSOLIDATED | MESA | METRO EAST | 2183963 |  | 2214452 | A | N | N |  | -1 | I | 1950-01-01 |  | D |  | 50294673 | 50387262 |  |  |  | :16080 | 16080:16080 | main_exi_3_route_oh | CIRCUIT_BREAKER |  |  |  |  | -1.77 | 3 |  | 504449 |  | [MDSYS.SDO_GEOMETRY]
60911880 | 50302204 | EXISTING | DEODARA | 4960 | LA HABRA | 5832 | D | NO | SCE | THREE | UNKNOWN | 12KV | LOW 5 | UNKNOWN | MB | UNKNOWN | UNKNOWN |  |  | SYSTEM | 2014-09-25 | bessar |  | CONSOLIDATED | VILLA PARK | ORANGE | 2150275 | 2 | 2215550 | S | Y | N |  | -1 | I | 1950-01-01 |  | D |  | 50302211 | 50344866;50344867 |  |  |  | :04960 | 04960:04960 | main_exi_3_route_oh | CIRCUIT_BREAKER |  |  |  |  | -1.78 | 2 |  | 504449 |  | [MDSYS.SDO_GEOMETRY]
60911881 | 50317832 | EXISTING | RAMBLER | 14654 | VERA | 5801 | D | NO | SCE | THREE | UNKNOWN | 12KV | LOW 4 | UNKNOWN | MB | UNKNOWN | UNKNOWN |  |  | SYSTEM | 2014-10-06 | attadas |  | CONSOLIDATED | ELLIS | ORANGE | 2185480 |  | 2217782 | A | N | N |  | -1 | I | 1965-07-01 |  | D |  | 50317842 | 50398859;50398860;50398861 |  |  |  | :14654 | 14654:14654 | main_exi_3_route_oh | CIRCUIT_BREAKER |  |  |  |  | 0.39 | 2 |  | 504449 |  | [MDSYS.SDO_GEOMETRY]
60911885 | 50329090 | EXISTING | STOAKES | 17050 | GALLATIN | 5823 | D | NO | SCE | THREE | UNKNOWN | 12KV | LOW 4 | UNKNOWN | MB | UNKNOWN | UNKNOWN |  |  | SYSTEM | 2015-01-12 | manthak |  | CONSOLIDATED | LIGHTHIPE | METRO WEST | 2184800 |  | 2213268 | A | N | Y | 220 | -1 | I | 1946-10-01 |  | D |  | 50329100 | 50329878 |  |  |  | :17050 | 17050:17050 | main_exi_3_route_oh | CIRCUIT_BREAKER |  |  |  |  | -1.77 | 3 |  | 504449 |  | [MDSYS.SDO_GEOMETRY]
60911889 | 50360038 | EXISTING | GLEASON | 7320 | REPETTO | 5164 | D | NO | SCE | THREE | UNKNOWN | 16KV | LOW 6 | UNKNOWN | MB | UNKNOWN | UNKNOWN |  |  | SYSTEM | 2017-11-16 | murilljl |  | CONSOLIDATED | MESA | METRO EAST | 2161531 | 2 | 2219114 | S | N | Y | 135 | -1 | I | 1950-12-01 |  | D |  | 50360048 | 50403645 |  |  |  | :07320 | 07320:07320 | main_exi_3_route_oh | CIRCUIT_BREAKER |  |  |  |  | -1.77 | 3 |  | 504449 |  | [MDSYS.SDO_GEOMETRY]
60911890 | 50364450 | EXISTING | STORM | 17065 | NEPTUNE | 5781 | D | NO | SCE | THREE | UNKNOWN | 12KV | LOW 8 | UNKNOWN | MB | UNKNOWN | UNKNOWN |  |  | SYSTEM | 2015-03-11 | bondigc |  | CONSOLIDATED | LIGHTHIPE | METRO WEST | 2189634 |  | 2220082 | A | N | N |  | -1 | I | 1966-04-01 |  | D |  | 50364460 | 50484740 |  |  |  | :17065 | 17065:17065 | main_exi_3_route_oh | CIRCUIT_BREAKER |  |  |  |  | -1.76 | 3 |  | 504449 |  | [MDSYS.SDO_GEOMETRY]
60911891 | 50369255 | EXISTING | GARD | 6992 | ERIC | 5783 | D | NO | SCE | THREE | UNKNOWN | 12KV | LOW 9 | UNKNOWN | MB | UNKNOWN | UNKNOWN |  |  | SYSTEM | 2015-01-07 | bodduvh |  | CONSOLIDATED | LIGHTHIPE | METRO WEST | 2152731 | 1 | 2213182 | A | Y | N |  | -1 | I | 1972-08-01 |  | D |  | 50369265 | 50392408;50392409 |  |  |  | :06992 | 06992:06992 | main_exi_3_route_oh | CIRCUIT_BREAKER |  |  |  |  | -1.77 | 3 |  | 504449 |  | [MDSYS.SDO_GEOMETRY]
60911892 | 50384051 | EXISTING | DIANA | 5066 | MARION | 5866 | D | NO | SCE | THREE | UNKNOWN | 12KV | LOW 3 | UNKNOWN | MB | UNKNOWN | UNKNOWN |  |  | SYSTEM | 2014-09-06 | bodduvh |  | CONSOLIDATED | VILLA PARK | ORANGE | 2149580 | 1 | 2215624 | A | N | N |  | -1 | I | 1967-03-01 |  | D |  | 50384058 | 50493393;50493394 |  |  |  | :05066 | 05066:05066 | main_exi_3_route_oh | CIRCUIT_BREAKER |  |  |  |  | 0.39 | 3 |  | 504449 |  | [MDSYS.SDO_GEOMETRY]
60912188 | 52884299 | EXISTING | GRAND | 7460 | SEPULVEDA | 5207 | D | NO | SCE | THREE | UNKNOWN | 4KV | LOW 12 | UNKNOWN | MB | UNKNOWN | UNKNOWN |  |  | SYSTEM | 2015-03-10 | yallasv |  | CONSOLIDATED | EL NIDO | METRO WEST | 2164642 | 2 | 2212246 | A | N | Y | 240 | -1 | I | 1950-01-01 |  | D |  | 52884309 | 52932301 |  |  |  | :07460 | 07460:07460 | main_exi_3_route_oh | CIRCUIT_BREAKER |  |  |  |  | -1.76 | 3 |  | 504449 |  | [MDSYS.SDO_GEOMETRY]
60912189 | 52902957 | EXISTING | STILLWELL | 5637 | MACARTHUR | 5874 | D | NO | SCE | THREE | UNKNOWN | 12KV | LOW 8 | UNKNOWN | MB | UNKNOWN | UNKNOWN |  |  | SYSTEM | 2014-10-30 | bessar |  | CONSOLIDATED | ELLIS | ORANGE | 2156202 |  | 2215638 | A | Y | N |  | -1 | I | 1971-01-01 |  | D |  | 52902967 | 52969286 |  |  |  | :05637 | 05637:05637 | main_exi_3_route_oh | CIRCUIT_BREAKER |  |  |  |  | -1.78 | 3 |  | 504449 |  | [MDSYS.SDO_GEOMETRY]
60912190 | 52909461 | EXISTING | HERBERT | 8340 | BELVEDERE | 5114 | D | NO | SCE | THREE | UNKNOWN | 4KV | LOW 1 | UNKNOWN | MB | UNKNOWN | UNKNOWN |  |  | SYSTEM | 2014-12-22 | maxwelbw |  | CONSOLIDATED | MESA | METRO EAST | 2155523 |  | 2219012 | A | N | Y | 220 | -1 | I | 1964-06-01 |  | D |  | 52909471 | 52916454 |  |  |  | :08340 | 08340:08340 | main_exi_3_route_oh | CIRCUIT_BREAKER |  |  |  |  | -1.77 | 3 |  | 504449 |  | [MDSYS.SDO_GEOMETRY]
60912191 | 52911730 | EXISTING | SKYLAND | 16480 | HUSTON | 5621 | D | NO | SCE | THREE | UNKNOWN | 2.4KV | LOW 4 | UNKNOWN | MB | UNKNOWN | UNKNOWN |  |  | SYSTEM | 2014-03-08 | bodduvh |  | CONSOLIDATED | VISTA | RURALS | 2183887 |  | 2212904 | A | N | Y | 217 | -1 | I | 1950-01-01 |  | D |  | 52911734 | 52945803 |  |  |  | :16480 | 16480:16480 | main_exi_3_route_oh | CIRCUIT_BREAKER |  |  |  |  | -1.81 | 2 |  | 504449 |  | [MDSYS.SDO_GEOMETRY]
60912192 | 52924382 | EXISTING | HERRING | 8345 | MERCED | 5193 | D | NO | SCE | THREE | UNKNOWN | 12KV | LOW 5 | UNKNOWN | MB | UNKNOWN | UNKNOWN |  |  | SYSTEM | 2014-07-16 | punukos |  | CONSOLIDATED | MIRA LOMA | METRO EAST | 2166116 | 2 | 2214522 | S | N | Y | 132 | -1 | I | 1959-11-01 |  | D |  | 52924392 | 52996070;52996071 |  |  |  | :08345 | 08345:08345 | main_exi_3_route_oh | CIRCUIT_BREAKER |  |  |  |  | -1.78 | 3 |  | 504449 |  | [MDSYS.SDO_GEOMETRY]
60912193 | 52932506 | EXISTING | GRANDVIEW | 7470 | YUKON | 5241 | D | NO | SCE | THREE | UNKNOWN | 4KV | LOW 13 | UNKNOWN | MB | UNKNOWN | UNKNOWN |  |  | SYSTEM | 2015-03-17 | manthak |  | CONSOLIDATED | EL NIDO | METRO WEST | 2164643 | 1 | 2214644 | S | N | Y | 248 | -1 | I | 1950-01-01 |  | D |  | 52932516 | 52989224;52989225 |  |  |  | :07470 | 07470:07470 | main_exi_3_route_oh | CIRCUIT_BREAKER |  |  |  |  | -1.76 | 3 |  | 504449 |  | [MDSYS.SDO_GEOMETRY]
60912194 | 52947305 | EXISTING | SLACK | 16500 | HOYT | 5151 | D | NO | SCE | THREE | UNKNOWN | 4KV | LOW 3 | UNKNOWN | MB | UNKNOWN | UNKNOWN |  |  | SYSTEM | 2014-11-14 | merugusn |  | CONSOLIDATED | MESA | METRO EAST | 2189188 | 1 | 2216764 | A | N | Y |  | -1 | I | 1950-01-01 |  | D |  | 52947315 | 52997411;52997412 |  |  |  | :16500 | 16500:16500 | main_exi_3_route_oh | CIRCUIT_BREAKER |  |  |  |  | -1.78 | 3 |  | 504449 |  | [MDSYS.SDO_GEOMETRY]
60912195 | 52954709 | EXISTING | RUTLEDGE | 15594 | VILLA PARK | 5082 | D | NO | SCE | THREE | UNKNOWN | 12KV | LOW 14 | UNKNOWN | MB | UNKNOWN | UNKNOWN |  |  | SYSTEM | 2014-10-08 | manthak |  | CONSOLIDATED | VILLA PARK | ORANGE | 2190740 | 7 | 2216586 | M | N | Y | 137 | -1 | I | 1985-06-01 |  | D |  | 52954713 | 53043074;53043075 |  |  |  | :15594 | 15594:15594 | main_exi_3_route_oh | CIRCUIT_BREAKER |  |  |  |  | -1.78 | 2 |  | 504449 |  | [MDSYS.SDO_GEOMETRY]
60912196 | 52970215 | EXISTING | ELDEN | 5670 | IRVINE | 5829 | D | NO | SCE | THREE | UNKNOWN | 12KV | LOW 9 | UNKNOWN | MB | UNKNOWN | UNKNOWN |  |  | SYSTEM | 2014-11-24 | bodduvh |  | CONSOLIDATED | ELLIS | ORANGE | 2156206 |  | 2217856 | S | N | Y | 132 | -1 | I | 1950-01-01 |  | D |  |  | 53182555;53182556 |  |  |  | :05670 | 05670:05670 | main_exi_3_route_oh | CIRCUIT_BREAKER |  |  |  |  | -1.79 | 3 |  | 504449 |  | [MDSYS.SDO_GEOMETRY]
60912197 | 52991131 | EXISTING | GRANT | 7500 | LUCAS | 5771 | D | NO | SCE | THREE | UNKNOWN | 4KV | LOW 15 | UNKNOWN | MB | UNKNOWN | UNKNOWN |  |  | SYSTEM | 2017-11-17 | maxwelbw |  |  | LIGHTHIPE | METRO WEST | 2152932 | 2 | 2213164 | S | N | Y | 119 | -1 | I | 1950-01-01 |  | D |  | 52991141 | 53038961 |  |  |  | :07500 | 07500:07500 | main_exi_3_route_oh | CIRCUIT_BREAKER |  |  |  |  | -1.77 | 3 |  | 504449 |  | [MDSYS.SDO_GEOMETRY]
60912198 | 53000059 | EXISTING | SLOVER | 16550 | BLOOMINGTON | 5620 | D | NO | SCE | THREE | UNKNOWN | 12KV | LOW 12 | UNKNOWN | MB | UNKNOWN | UNKNOWN |  |  | SYSTEM | 2014-05-10 | rajendrs |  | CONSOLIDATED | VISTA | DESERT | 2184234 |  | 2217458 | S | N | Y | 207 | -1 | I | 1988-12-07 |  | D |  | 53000069 | 53140343;69088078 |  |  |  | :16550 | 16550:16550 | main_exi_3_route_oh | CIRCUIT_BREAKER |  |  |  |  | -1.8 | 3 |  | 504449 |  | [MDSYS.SDO_GEOMETRY]
60912199 | 53006037 | EXISTING | HERZ | 8360 | CARDIFF | 5608 | D | NO | SCE | THREE | UNKNOWN | 12KV | LOW 11 | UNKNOWN | MB | UNKNOWN | UNKNOWN |  |  | SYSTEM | 2014-05-30 | delriokm |  | CONSOLIDATED | VISTA | DESERT | 2160256 | 4 | 2217428 | S | N | N |  | -1 | I | 1950-01-01 |  | D |  | 53006047 | 53089921;53089922 |  |  |  | :08360 | 08360:08360 | main_exi_3_route_oh | CIRCUIT_BREAKER |  |  |  |  | -1.81 | 3 |  | 504449 |  | [MDSYS.SDO_GEOMETRY]
60912201 | 53027121 | EXISTING | TIZZARD | 17917 | LOS CERRITOS | 5738 | D | NO | SCE | THREE | UNKNOWN | 12KV | LOW 1 | UNKNOWN | MB | UNKNOWN | UNKNOWN |  |  | SYSTEM | 2015-01-24 | bessar |  | CONSOLIDATED | LIGHTHIPE | METRO WEST | 2190968 |  | 2217660 | A | Y | N |  | -1 | I | 1984-05-01 |  | D |  | 53027131 | 53027891 |  |  |  | :17917 | 17917:17917 | main_exi_3_route_oh | CIRCUIT_BREAKER |  |  |  |  | -1.76 | 3 |  | 504449 |  | [MDSYS.SDO_GEOMETRY]
60912206 | 53028126 | EXISTING | TOLEDO | 17950 | NAPLES | 5740 | D | NO | SCE | THREE | UNKNOWN | 4KV | LOW 1 | UNKNOWN | MB | UNKNOWN | UNKNOWN |  |  | SYSTEM | 2015-01-08 | merugusn |  | CONSOLIDATED | LIGHTHIPE | METRO WEST | 2188367 |  | 2220020 | A | N | Y | 239 | -1 | I | 1950-01-01 |  | D |  | 53028136 | 53072007;53072008 |  |  |  | :17950 | 17950:17950 | main_exi_3_route_oh | CIRCUIT_BREAKER |  |  |  |  | -1.77 | 3 |  | 504449 |  | [MDSYS.SDO_GEOMETRY]
60912496 | 55474601 | EXISTING | HARDY | 8020 | LENNOX | 5213 | D | NO | SCE | THREE | UNKNOWN | 4KV | LOW 7 | UNKNOWN | MB | UNKNOWN | UNKNOWN |  |  | SYSTEM | 2015-03-19 | aminencn |  | CONSOLIDATED | EL NIDO | METRO WEST | 2160064 | 6 | 2216884 | A | N | Y | 208 | -1 | I | 1950-01-01 |  | D |  | 55474611 | 55477544 |  |  |  | :08020 | 08020:08020 | main_exi_3_route_oh | CIRCUIT_BREAKER |  |  |  |  | -1.76 | 3 |  | 504449 |  | [MDSYS.SDO_GEOMETRY]
60912497 | 55481625 | EXISTING | SHIPLEY | 16354 | AULD | 8018 | D | NO | SCE | THREE | UNKNOWN | 12KV | LOW 5 | UNKNOWN | MB | UNKNOWN | UNKNOWN |  |  | SYSTEM | 2014-07-23 | manthak |  | CONSOLIDATED | VALLEY | SAN JACINTO | 2189047 |  | 2213470 | A | N | N |  | -1 | I | 1996-05-29 |  | D |  | 55481632 | 55730162;55730163 |  |  |  | :16354 | 16354:16354 | main_exi_3_route_oh | CIRCUIT_BREAKER |  |  |  |  | 88.16 | 2 |  | 504449 |  | [MDSYS.SDO_GEOMETRY]
60912498 | 55488754 | EXISTING | VERDUN | 18680 | WINDSOR HILLS | 5235 | D | NO | SCE | THREE | UNKNOWN | 4KV | LOW 4 | UNKNOWN | MB | UNKNOWN | UNKNOWN |  |  | SYSTEM | 2017-10-24 | beealdb |  | CONSOLIDATED | EL NIDO | METRO WEST | 2190133 | 6 | 2214618 | A | N | Y | 231 | -1 | I | 1950-01-01 |  | D |  | 55488764 | 55513678 |  |  |  | :18680 | 18680:18680 | main_exi_3_route_oh | CIRCUIT_BREAKER |  |  |  |  | -1.76 | 3 |  | 504449 |  | [MDSYS.SDO_GEOMETRY]
60912499 | 55494195 | EXISTING | JAYBIRD | 9189 | ARCHLINE | 5667 | D | NO | SCE | THREE | UNKNOWN | 12KV | LOW 8 | UNKNOWN | MB | UNKNOWN | UNKNOWN |  |  | SYSTEM | 2017-10-10 | krumwimg |  | CONSOLIDATED | VISTA | DESERT | 2162582 | 2 | 2212994 | A | N | N |  | -1 | I | 1989-06-07 |  | D |  | 55494202 | 55543193 |  |  |  | :09189 | 09189:09189 | main_exi_3_route_oh | CIRCUIT_BREAKER |  |  |  |  | -1.8 | 3 |  | 504449 |  | [MDSYS.SDO_GEOMETRY]
60912500 | 55501669 | EXISTING | STERLING | 16980 | TIPPECANOE | 5637 | D | NO | SCE | THREE | UNKNOWN | 4KV | LOW 1 | UNKNOWN | MB | UNKNOWN | UNKNOWN |  |  | SYSTEM | 2014-03-24 | bessar |  | CONSOLIDATED | VISTA | DESERT | 2190913 |  | 2215174 | A | N | Y |  | -1 | I | 1950-01-01 |  | D |  | 55501676 | 55531099;55531100 |  |  |  | :16980 | 16980:16980 | main_exi_3_route_oh | CIRCUIT_BREAKER |  |  |  |  | -1.81 | 3 |  | 504449 |  | [MDSYS.SDO_GEOMETRY]
60912506 | 55516520 | EXISTING | VICKI | 18727 | PASSONS | 5893 | D | NO | SCE | THREE | UNKNOWN | 12KV | LOW 2 | UNKNOWN | MB | UNKNOWN | UNKNOWN |  |  | SYSTEM | 2017-09-22 | maxwelbw |  |  | LIGHTHIPE | METRO WEST | 2191010 |  | 2217998 | A | N | Y | 218 | -1 | I | 1969-11-01 |  | D |  | 55516530 | 55629115 |  |  |  | :18727 | 18727:18727 | main_exi_3_route_oh | CIRCUIT_BREAKER |  |  |  |  | -1.77 | 3 |  | 504449 |  | [MDSYS.SDO_GEOMETRY]
60912507 | 55517738 | EXISTING | FLUTE | 6584 | NIGUEL | 5896 | D | NO | SCE | THREE | UNKNOWN | 12KV | LOW 9 | UNKNOWN | MB | UNKNOWN | UNKNOWN |  |  | SYSTEM | 2014-09-02 | attiliv |  | CONSOLIDATED | ELLIS | ORANGE | 2175159 |  | 2215686 | A | N | N |  | -1 | I | 2000-05-01 |  | D |  | 55517748 | 55581590 |  |  |  | :06584 | 06584:06584 | main_exi_3_route_oh | CIRCUIT_BREAKER |  |  |  |  | -1.79 | 2 |  | 504449 |  | [MDSYS.SDO_GEOMETRY]
60912508 | 55527719 | EXISTING | HARDWICK | 8030 | LINDEN | 5734 | D | NO | SCE | THREE | UNKNOWN | 4KV | LOW 4 | UNKNOWN | MB | UNKNOWN | UNKNOWN |  |  | SYSTEM | 2015-02-02 | attadas |  | CONSOLIDATED | LIGHTHIPE | METRO WEST | 2165746 |  | 2217650 | A | N | Y |  | -1 | I | 2029-11-01 |  | D |  | 55527729 | 55557398 |  |  |  | :08030 | 08030:08030 | main_exi_3_route_oh | CIRCUIT_BREAKER |  |  |  |  | 120.62 | 3.5 |  | 504449 |  | [MDSYS.SDO_GEOMETRY]
60912509 | 55532088 | EXISTING | STEWART | 17020 | BEAUMONT | 5605 | D | NO | SCE | THREE | UNKNOWN | 4KV | LOW 3 | UNKNOWN | MB | UNKNOWN | UNKNOWN |  |  | SYSTEM | 2014-03-25 | aminencn |  | CONSOLIDATED | VISTA | DESERT | 2190923 |  | 2212858 | A | N | Y | 220 | -1 | I | 1950-01-01 |  | D |  | 55532098 | 55565916 |  |  |  | :17020 | 17020:17020 | main_exi_3_route_oh | CIRCUIT_BREAKER |  |  |  |  | -1.82 | 2.5 |  | 504449 |  | [MDSYS.SDO_GEOMETRY]
60912510 | 55544745 | EXISTING | JEEP | 9194 | ARROWHEAD | 8094 | D | NO | SCE | THREE | UNKNOWN | 12KV | LOW 5 | UNKNOWN | MB | UNKNOWN | UNKNOWN |  |  | SYSTEM | 2017-11-08 | krumwimg |  | CONSOLIDATED | VISTA | RURALS | 2180539 |  | 2215904 | A | N | Y | 248 | -1 | I | 1973-03-01 |  | D |  | 55544752 | 55605579 |  |  |  | :09194 | 09194:09194 | main_exi_3_route_oh | CIRCUIT_BREAKER |  |  |  |  | -1.81 | 3 |  | 504449 |  | [MDSYS.SDO_GEOMETRY]
60912511 | 55557672 | EXISTING | HARKNESS | 8040 | DITMAR | 5246 | D | NO | SCE | THREE | UNKNOWN | 4KV | LOW 10 | UNKNOWN | MB | UNKNOWN | UNKNOWN |  |  | SYSTEM | 2015-04-02 | kallurr |  |  | EL NIDO | METRO WEST | 2160065 | 5 | 2212364 | A | N | Y | 203 | -1 | I | 1950-01-01 |  | D |  | 55557682 | 55627821 |  |  |  | :08040 | 08040:08040 | main_exi_3_route_oh | CIRCUIT_BREAKER |  |  |  |  | -1.76 | 3 |  | 504449 |  | [MDSYS.SDO_GEOMETRY]
60912512 | 55566223 | EXISTING | STOLI | 17051 | MILLIKEN | 5663 | D | NO | SCE | THREE | UNKNOWN | 12KV | LOW 2 | UNKNOWN | MB | UNKNOWN | UNKNOWN |  |  | SYSTEM | 2014-07-02 | kallurr |  | CONSOLIDATED | MIRA LOMA | METRO EAST | 2184801 |  | 2215218 | A | N | N |  | -1 | I | 2002-03-27 |  | D |  | 55566230 | 55650879;55650880 |  |  |  | :17051 | 17051:17051 | main_exi_3_route_oh | CIRCUIT_BREAKER |  |  |  |  | -1.8 | 2 |  | 504449 |  | [MDSYS.SDO_GEOMETRY]
60912513 | 55582552 | EXISTING | FONDA | 6605 | LA HABRA | 5832 | D | NO | SCE | THREE | UNKNOWN | 12KV | LOW 9 | UNKNOWN | MB | UNKNOWN | UNKNOWN |  |  | SYSTEM | 2014-09-09 | kallurr |  | CONSOLIDATED | VILLA PARK | ORANGE | 2152211 | 2 | 2215550 | S | N | N |  | -1 | I | 1962-12-01 |  | D |  | 55582556 | 55670004;55670005 |  |  |  | :06605 | 06605:06605 | main_exi_3_route_oh | CIRCUIT_BREAKER |  |  |  |  | 0.39 | 2 |  | 504449 |  | [MDSYS.SDO_GEOMETRY]
60912514 | 55621348 | EXISTING | JELLYSTONE | 9203 | YUCCA | 8022 | D | NO | SCE | THREE | UNKNOWN | 12KV | LOW 1 | UNKNOWN | MB | UNKNOWN | UNKNOWN |  |  | SYSTEM | 2014-05-05 | merugusn |  | CONSOLIDATED | DEVERS | RURALS | 2169279 |  | 2213486 | A | N | Y | 204 | -1 | I | 1975-05-01 |  | D |  | 55621358 | 55722437;55722438 |  |  |  | :09203 | 09203:09203 | main_exi_3_route_oh | CIRCUIT_BREAKER |  |  |  |  | -1.85 | 3 |  | 504449 |  | [MDSYS.SDO_GEOMETRY]
60912823 | 58213344 | EXISTING | TANGLEWOOD | 17535 | SANTA ROSA | 8036 | D | NO | SCE | THREE | UNKNOWN | 12KV | LOW 6 | UNKNOWN | MB | UNKNOWN | UNKNOWN |  |  | SYSTEM | 2014-05-14 | bodduvh |  | CONSOLIDATED | DEVERS | DESERT | 2190954 | 6 | 2218128 |  | N | N |  | -1 | I | 1990-06-07 |  | D |  | 58213354 | 58349998 |  |  |  | :17535 | 17535:17535 | main_exi_3_route_oh | CIRCUIT_BREAKER |  |  |  |  | -1.85 | 3 |  | 504449 |  | [MDSYS.SDO_GEOMETRY]
60912824 | 58225699 | EXISTING | ILLINOIS | 8900 | MONETA | 5218 | D | NO | SCE | THREE | UNKNOWN | 4KV | LOW 2 | UNKNOWN | MB | UNKNOWN | UNKNOWN |  |  | SYSTEM | 2017-10-04 | maxwelbw |  | CONSOLIDATED | EL NIDO | METRO WEST | 2178423 | 2 | 2216898 | A | N | Y | 234 | -1 | I | 1950-01-01 |  | D |  | 58225706 | 59438906 |  |  |  | :08900 | 08900:08900 | main_exi_3_route_oh | CIRCUIT_BREAKER |  |  |  |  | -1.76 | 3 |  | 504449 |  | [MDSYS.SDO_GEOMETRY]
60912825 | 58242508 | EXISTING | STAGELINE | 16882 | IVYGLEN | 8073 | D | NO | SCE | THREE | UNKNOWN | 12KV | LOW 4 | UNKNOWN | MB | UNKNOWN | UNKNOWN |  |  | SYSTEM | 2014-07-31 | manthak |  | CONSOLIDATED | VALLEY | SAN JACINTO | 2190848 |  | 2220540 | S | N | Y | 235 | -1 | I | 1989-05-01 |  | D |  | 58242518 | 58359793;58359794 |  |  |  | :16882 | 16882:16882 | main_exi_3_route_oh | CIRCUIT_BREAKER |  |  |  |  | -1.8 | 3 |  | 504449 |  | [MDSYS.SDO_GEOMETRY]
60912826 | 58245168 | EXISTING | LA POSADA | 10090 | REDLANDS | 5629 | D | NO | SCE | THREE | UNKNOWN | 4KV | LOW 15 | UNKNOWN | MB | UNKNOWN | UNKNOWN |  |  | SYSTEM | 2014-03-20 | kallurr |  | CONSOLIDATED | VISTA | DESERT | 2168128 | 2 | 2217488 | S | N | Y | 115 | -1 | I | 1950-01-01 |  | D |  | 58245178 | 58247781;166093630 |  |  |  | :10090 | 10090:10090 | main_exi_3_route_oh | CIRCUIT_BREAKER |  |  |  |  | -1.82 | 3 |  | 504449 |  | [MDSYS.SDO_GEOMETRY]
60912827 | 58248028 | EXISTING | LA PRESA | 10093 | SAN GABRIEL | 5142 | D | NO | SCE | THREE | UNKNOWN | 4KV | LOW 7 | UNKNOWN | MB | UNKNOWN | UNKNOWN |  |  | SYSTEM | 2014-11-14 | bessar |  | CONSOLIDATED | MESA | METRO EAST | 2173853 | 1 | 2214430 | A | N | Y | 212 | -1 | I | 1950-01-01 |  | D |  | 58248038 | 58278888 |  |  |  | :10093 | 10093:10093 | main_exi_3_route_oh | CIRCUIT_BREAKER |  |  |  |  | -1.77 | 3 |  | 504449 |  | [MDSYS.SDO_GEOMETRY]
60912828 | 58281883 | EXISTING | LA QUINTA | 10096 | SANTA ROSA | 8036 | D | NO | SCE | THREE | UNKNOWN | 33KV | LOW 4 | UNKNOWN | MB | UNKNOWN | UNKNOWN |  |  | SYSTEM | 2016-01-15 | murilljl |  | CONSOLIDATED | DEVERS | DESERT | 2168319 |  | 2220464 | S | N | Y | 141 | -1 | I | 1965-09-01 |  | D |  | 58281890 | 58296630;58296631 |  |  |  | :10096 | 10096:10096 | main_exi_3_route_oh | CIRCUIT_BREAKER |  |  |  |  | -1.85 | 2 |  | 504449 |  | [MDSYS.SDO_GEOMETRY]
60912829 | 58312835 | EXISTING | LARCH | 10102 | CALECTRIC | 8042 | D | NO | SCE | THREE | UNKNOWN | 33KV | LOW 6 | UNKNOWN | MB | UNKNOWN | UNKNOWN |  |  | SYSTEM | 2014-03-29 | kallurr |  | CONSOLIDATED | VISTA | DESERT | 2168321 |  | 2218150 | A | Y | N |  | -1 | I | 1950-01-01 |  | D |  | 58312842 | 58314900;58314901 |  |  |  | :10102 | 10102:10102 | main_exi_3_route_oh | CIRCUIT_BREAKER |  |  |  |  | -1.81 | 3.5 |  | 504449 |  | [MDSYS.SDO_GEOMETRY]
60912830 | 58345550 | EXISTING | LA RICA | 10110 | DALTON | 5188 | D | NO | SCE | THREE | UNKNOWN | 12KV | LOW 1 | UNKNOWN | MB | UNKNOWN | UNKNOWN |  |  | SYSTEM | 2014-10-29 | punukos |  | CONSOLIDATED | MESA | METRO EAST | 2182200 |  | 2216828 | M | N | Y | 108 | -1 | I | 1950-01-01 |  | D |  | 58345557 | 58352766;58352767 |  |  |  | :10110 | 10110:10110 | main_exi_3_route_oh | CIRCUIT_BREAKER |  |  |  |  | -1.78 | 3 |  | 504449 |  | [MDSYS.SDO_GEOMETRY]
60912831 | 58353671 | EXISTING | LARREA | 10124 | CARODEAN | 8072 | D | NO | SCE | THREE | UNKNOWN | 12KV | LOW 1 | UNKNOWN | MB | UNKNOWN | UNKNOWN |  |  | SYSTEM | 2014-03-17 | merugusn |  | CONSOLIDATED | DEVERS | RURALS | 2164256 |  | 2215858 | A | N | N |  | -1 | I | 1993-03-18 |  | D |  | 58353681 | 58438642;58438643 |  |  |  | :10124 | 10124:10124 | main_exi_3_route_oh | CIRCUIT_BREAKER |  |  |  |  | -1.86 | 3 |  | 504449 |  | [MDSYS.SDO_GEOMETRY]
60912832 | 58362399 | EXISTING | STANDARD | 16900 | OCEANVIEW | 5842 | D | NO | SCE | THREE | UNKNOWN | 12KV | LOW 5 | UNKNOWN | MB | UNKNOWN | UNKNOWN |  |  | SYSTEM | 2015-03-03 | aminencn |  | CONSOLIDATED | ELLIS | ORANGE | 2184407 | 1 | 2215576 | S | N | Y | 138 | -1 | I | 1950-01-01 |  | D |  | 58362409 | 58468927;58468928 |  |  |  | :16900 | 16900:16900 | main_exi_3_route_oh | CIRCUIT_BREAKER |  |  |  |  | -1.77 | 2 |  | 504449 |  | [MDSYS.SDO_GEOMETRY]
60912833 | 58369981 | EXISTING | TELEPHONE | 17634 | FRANCIS | 5639 | D | NO | SCE | THREE | UNKNOWN | 12KV | LOW 9 | UNKNOWN | MB | UNKNOWN | UNKNOWN |  |  | SYSTEM | 2014-07-11 | attadas |  | CONSOLIDATED | MIRA LOMA | METRO EAST | 2187046 | 2 | 2217516 | A | N | Y |  | -1 | I | 2000-03-01 |  | D |  | 58369991 | 58461474;58461475 |  |  |  | :17634 | 17634:17634 | main_exi_3_route_oh | CIRCUIT_BREAKER |  |  |  |  | -1.79 | 2 |  | 504449 |  | [MDSYS.SDO_GEOMETRY]
60912834 | 58382182 | EXISTING | GREEN RIVER | 7594 | CANYON | 5890 | D | NO | SCE | THREE | UNKNOWN | 12KV | LOW 1 | UNKNOWN | MB | UNKNOWN | UNKNOWN |  |  | SYSTEM | 2014-10-21 | aminencn |  | CONSOLIDATED | VILLA PARK | ORANGE | 2175765 |  | 2220314 | A | N | Y | 244 | -1 | I | 1969-03-01 |  | D |  | 58382186 | 58450685;58450687 |  |  |  | :07594 | 07594:07594 | main_exi_3_route_oh | CIRCUIT_BREAKER |  |  |  |  | 0.38 | 2 |  | 504449 |  | [MDSYS.SDO_GEOMETRY]
60912835 | 58440942 | EXISTING | LA SIERRA | 10141 | PEDLEY | 5626 | D | NO | SCE | THREE | UNKNOWN | 12KV | LOW 5 | UNKNOWN | MB | UNKNOWN | UNKNOWN |  |  | SYSTEM | 2014-06-28 | yallasv |  | CONSOLIDATED | MIRA LOMA | METRO EAST | 2168322 |  | 2212914 | S | N | Y | 118 | -1 | I | 1971-06-01 |  | D |  | 58440952 | 58455366;58455367 |  |  |  | :10141 | 10141:10141 | main_exi_3_route_oh | CIRCUIT_BREAKER |  |  |  |  | -78.01 | 3 |  | 504449 |  | [MDSYS.SDO_GEOMETRY]
60912836 | 58452629 | EXISTING | GRETA | 7638 | MARION | 5866 | D | NO | SCE | THREE | UNKNOWN | 12KV | LOW 2 | UNKNOWN | MB | UNKNOWN | UNKNOWN |  |  | SYSTEM | 2014-09-19 | manthak |  | CONSOLIDATED | VILLA PARK | ORANGE | 2175970 | 1 | 2215624 |  |  |  |  | -1 | I | 1967-05-01 |  | D |  | 58452636 | 58502571;58502572 |  |  |  | :07638 | 07638:07638 | main_exi_3_route_oh | CIRCUIT_BREAKER |  |  |  |  | -1.77 | 3 |  | 504449 |  | [MDSYS.SDO_GEOMETRY]
60911893 | 50389357 | EXISTING | SEELEY | 16100 | HUSTON | 5621 | D | NO | SCE | THREE | UNKNOWN | 2.4KV | LOW 2 | UNKNOWN | MB | UNKNOWN | UNKNOWN |  |  | SYSTEM | 2014-04-15 | kallurr |  | CONSOLIDATED | VISTA | RURALS | 2190784 |  | 2212904 | A | N | Y | 217 | -1 | I | 1950-01-01 |  | D |  | 50389364 | 50410093 |  |  |  | :16100 | 16100:16100 | main_exi_3_route_oh | CIRCUIT_BREAKER |  |  |  |  | -1.81 | 1.5 |  | 504449 |  | [MDSYS.SDO_GEOMETRY]
60911894 | 50399414 | EXISTING | RAMS | 14662 | SLATER | 5809 | D | NO | SCE | THREE | UNKNOWN | 12KV | LOW 3 | UNKNOWN | MB | UNKNOWN | UNKNOWN |  |  | SYSTEM | 2014-12-29 | bessar |  | CONSOLIDATED | ELLIS | ORANGE | 2180194 |  | 2220132 | A | Y | N |  | -1 | I | 1971-11-01 |  | D |  | 50399421 | 50525143;50525144 |  |  |  | :14662 | 14662:14662 | main_exi_3_route_oh | CIRCUIT_BREAKER |  |  |  |  | -1.77 | 3 |  | 504449 |  | [MDSYS.SDO_GEOMETRY]
60911895 | 50405641 | EXISTING | GLENDON | 7342 | RAMONA | 5138 | D | NO | SCE | THREE | UNKNOWN | 4KV | LOW 5 | UNKNOWN | MB | UNKNOWN | UNKNOWN |  |  | SYSTEM | 2014-11-26 | bodduvh |  | CONSOLIDATED | MESA | METRO EAST | 2161533 | 2 | 2219070 | A | N | Y | 216 | -1 | I | 1967-01-01 |  | D |  | 50405651 | 50415158;50415159 |  |  |  | :07342 | 07342:07342 | main_exi_3_route_oh | CIRCUIT_BREAKER |  |  |  |  | -1.77 | 3 |  | 504449 |  | [MDSYS.SDO_GEOMETRY]
60911896 | 50422292 | EXISTING | GLEN RIDGE | 7346 | PEYTON | 5614 | D | NO | SCE | THREE | UNKNOWN | 12KV | LOW 5 | UNKNOWN | MB | UNKNOWN | UNKNOWN |  |  | SYSTEM | 2014-07-14 | yallasv |  | CONSOLIDATED | MIRA LOMA | METRO EAST | 2157132 | 3 | 2215106 | A | N | N |  | -1 | I | 1979-05-01 |  | D |  | 50422299 | 50452204 |  |  |  | :07346 | 07346:07346 | main_exi_3_route_oh | CIRCUIT_BREAKER |  |  |  |  | -91.81 | 3 |  | 504449 |  | [MDSYS.SDO_GEOMETRY]
60911897 | 50425627 | EXISTING | GARFORD | 6995 | CLARK | 5769 | D | NO | SCE | THREE | UNKNOWN | 4KV | LOW 1 | UNKNOWN | MB | UNKNOWN | UNKNOWN |  |  | SYSTEM | 2017-12-29 | maxwelbw |  | CONSOLIDATED | LIGHTHIPE | METRO WEST | 2152732 | 1 | 2217718 | A | N | Y | 235 | -1 | I | 1961-09-01 |  | D |  | 50425637 | 50506098 |  |  |  | :06995 | 06995:06995 | main_exi_3_route_oh | CIRCUIT_BREAKER |  |  |  |  | -1.77 | 3 |  | 504449 |  | [MDSYS.SDO_GEOMETRY]
60911898 | 50433412 | EXISTING | SEGOVIA | 16110 | ROSEMEAD | 5141 | D | NO | SCE | THREE | UNKNOWN | 16KV | LOW 7 | UNKNOWN | MB | UNKNOWN | UNKNOWN |  |  | SYSTEM | 2014-10-31 | punukos |  | CONSOLIDATED | MESA | METRO EAST | 2183964 | 3 | 2214424 | S | Y | N |  | -1 | I | 1950-01-01 |  | D |  | 50433422 | 50537642;50537643 |  |  |  | :16110 | 16110:16110 | main_exi_3_route_oh | CIRCUIT_BREAKER |  |  |  |  | -1.77 | 3 |  | 504449 |  | [MDSYS.SDO_GEOMETRY]
60911899 | 50453171 | EXISTING | GLOBE MILLS | 7370 | COLTON | 5610 | D | NO | SCE | THREE | UNKNOWN | 12KV | LOW 1 | UNKNOWN | MB | UNKNOWN | UNKNOWN |  |  | SYSTEM | 2017-09-25 | krumwimg |  | CONSOLIDATED | VISTA | DESERT | 2158266 |  | 2212868 | M | N | Y | 112 | -1 | I | 1950-01-01 |  | D |  | 50453178 | 50528783 |  |  |  | :07370 | 07370:07370 | main_exi_3_route_oh | CIRCUIT_BREAKER |  |  |  |  | -1.81 | 3 |  | 504449 |  | [MDSYS.SDO_GEOMETRY]
60911900 | 50487123 | EXISTING | STRAWBERRY | 17110 | PERRY | 5225 | D | NO | SCE | THREE | UNKNOWN | 4KV | LOW 4 | UNKNOWN | MB | UNKNOWN | UNKNOWN |  |  | SYSTEM | 2015-04-03 | attadas |  | CONSOLIDATED | EL NIDO | METRO WEST | 2189637 |  | 2216918 | A | N | Y |  | -1 | I | 1950-01-01 |  | D |  | 50487133 | 50488835 |  |  |  | :17110 | 17110:17110 | main_exi_3_route_oh | CIRCUIT_BREAKER |  |  |  |  | -1.76 | 3 |  | 504449 |  | [MDSYS.SDO_GEOMETRY]
60911901 | 50494238 | EXISTING | DIAZ | 5067 | MORAGA | 8348 | D | NO | SCE | THREE | UNKNOWN | 12KV | LOW 4 | UNKNOWN | MB | UNKNOWN | UNKNOWN |  |  | SYSTEM | 2017-09-19 | bradlem |  | 720A / 180A | VALLEY | SAN JACINTO | 2145140 |  | 2213880 | A | N | N |  | -1 | I | 1992-06-02 |  | D |  | 50494245 | 50546481 |  |  |  | :05067 | 05067:05067 | main_exi_3_route_oh | CIRCUIT_BREAKER |  |  |  |  | -1.82 | 3 |  | 504449 |  | [MDSYS.SDO_GEOMETRY]
60911902 | 50509483 | EXISTING | GARDENDALE | 7014 | IMPERIAL | 5772 | D | NO | SCE | THREE | UNKNOWN | 4KV | LOW 11 | UNKNOWN | MB | UNKNOWN | UNKNOWN |  |  | SYSTEM | 2017-09-27 | maxwelbw |  | CONSOLIDATED | LIGHTHIPE | METRO WEST | 2152563 | 3 | 2215400 | S | N | Y | 110 | -1 | I | 1962-04-01 |  | D |  | 50509493 | 50523156 |  |  |  | :07014 | 07014:07014 | main_exi_3_route_oh | CIRCUIT_BREAKER |  |  |  |  | -1.77 | 3 |  | 504449 |  | [MDSYS.SDO_GEOMETRY]
60911909 | 50526096 | EXISTING | RANCH | 14666 | ONEILL | 8810 | D | NO | SCE | THREE | UNKNOWN | 12KV | LOW 8 | UNKNOWN | MB | UNKNOWN | UNKNOWN |  |  | SYSTEM | 2014-09-01 | aminencn |  | CONSOLIDATED | ELLIS | ORANGE | 2190533 |  | 2216200 | A | N | N |  | -1 | I | 1993-06-18 |  | D |  | 50526106 | 50624659;50624660 |  |  |  | :14666 | 14666:14666 | main_exi_3_route_oh | CIRCUIT_BREAKER |  |  |  |  | -1.79 | 3 |  | 504449 |  | [MDSYS.SDO_GEOMETRY]
60911910 | 50530468 | EXISTING | GLORIA | 7375 | ARCADIA | 5106 | D | NO | SCE | THREE | UNKNOWN | 16KV | LOW 2 | UNKNOWN | MB | UNKNOWN | UNKNOWN |  |  | SYSTEM | 2015-01-05 | merugusn |  | CONSOLIDATED | MESA | METRO EAST | 2161535 | 3 | 2218994 | A | Y | N |  | -1 | I | 1965-10-01 |  | D |  | 50530475 | 50593538 |  |  |  | :07375 | 07375:07375 | main_exi_3_route_oh | CIRCUIT_BREAKER |  |  |  |  | -1.78 | 2 |  | 504449 |  | [MDSYS.SDO_GEOMETRY]
60911911 | 50531989 | EXISTING | STRINGER | 17117 | BRIDGE | 5257 | D | NO | SCE | THREE | UNKNOWN | 4KV | LOW 1 | UNKNOWN | MB | UNKNOWN | UNKNOWN |  |  | SYSTEM | 2015-04-15 | bodduvh |  | CONSOLIDATED | EL NIDO | METRO WEST | 2189699 | 1 | 2212394 | A | N | Y | 229 | -1 | I | 1960-11-01 |  | D |  | 50531999 | 50572642;90825874 |  |  |  | :17117 | 17117:17117 | main_exi_3_route_oh | CIRCUIT_BREAKER |  |  |  |  | -1.76 | 3 |  | 504449 |  | [MDSYS.SDO_GEOMETRY]
60911912 | 50547859 | EXISTING | DINGY | 5083 | BOLSA | 5807 | D | NO | SCE | THREE | UNKNOWN | 12KV | LOW 1 | UNKNOWN | MB | UNKNOWN | UNKNOWN |  |  | SYSTEM | 2017-09-08 | lantzmk |  |  | VILLA PARK | ORANGE | 2165584 |  | 2213224 | A | N | Y | 201 | -1 | I | 1963-12-01 |  | D |  | 50547866 | 50638618;50638619 |  |  |  | :05083 | 05083:05083 | main_exi_3_route_oh | CIRCUIT_BREAKER |  |  |  |  | -1.77 | 3 |  | 504449 |  | [MDSYS.SDO_GEOMETRY]
60912207 | 53043763 | EXISTING | RUTGERS | 15600 | CROWN | 5818 | D | NO | SCE | THREE | UNKNOWN | 12KV | LOW 5 | UNKNOWN | MB | UNKNOWN | UNKNOWN |  |  | SYSTEM | 2015-01-14 | bradlem |  | CONSOLIDATED | ELLIS | ORANGE | 2190742 | 1 | 2217826 | S | N | Y | 127 | -1 | I | 1950-01-01 |  | D |  | 53043773 | 53206840;53206841 |  |  |  | :15600 | 15600:15600 | main_exi_3_route_oh | CIRCUIT_BREAKER |  |  |  |  | -1.78 | 3 |  | 504449 |  | [MDSYS.SDO_GEOMETRY]
60912208 | 53084764 | EXISTING | GRAPE | 7510 | FERNWOOD | 5749 | D | NO | SCE | THREE | UNKNOWN | 16KV | LOW 1 | UNKNOWN | MB | UNKNOWN | UNKNOWN |  |  | SYSTEM | 2015-03-16 | bessar |  |  | LIGHTHIPE | METRO WEST | 2152933 |  | 2217676 | S | N | Y | 111 | -1 | I | 1947-05-01 |  | D |  | 53084774 | 53191170 |  |  |  | :07510 | 07510:07510 | main_exi_3_route_oh | CIRCUIT_BREAKER |  |  |  |  | -1.77 | 2 |  | 504449 |  | [MDSYS.SDO_GEOMETRY]
60912209 | 53103794 | EXISTING | TOPEKA | 17960 | RIVERA | 5848 | D | NO | SCE | THREE | UNKNOWN | 4KV | LOW 5 | UNKNOWN | MB | UNKNOWN | UNKNOWN |  |  | SYSTEM | 2015-01-27 | bessar |  |  | LIGHTHIPE | METRO WEST | 2190972 | 1 | 2220230 | A | N | Y |  | -1 | I | 1947-10-01 |  | D |  | 53103801 | 53152093;53152094 |  |  |  | :17960 | 17960:17960 | main_exi_3_route_oh | CIRCUIT_BREAKER |  |  |  |  | -1.77 | 3 |  | 504449 |  | [MDSYS.SDO_GEOMETRY]
60912210 | 53110561 | EXISTING | HIBISCUS | 8383 | KEMPSTER | 8176 | D | NO | SCE | THREE | UNKNOWN | 4KV | LOW 2 | UNKNOWN | MB | UNKNOWN | UNKNOWN |  |  | SYSTEM | 2014-05-22 | kallurr |  | CONSOLIDATED | VISTA | DESERT | 2160258 |  | 2213720 | A | N | N |  | -1 | I | 1950-01-01 |  | D |  | 53110568 | 53126480 |  |  |  | :08383 | 08383:08383 | main_exi_3_route_oh | CIRCUIT_BREAKER |  |  |  |  | -1.8 | 3 |  | 504449 |  | [MDSYS.SDO_GEOMETRY]
60912211 | 53127411 | EXISTING | HIDALGO | 8400 | GRANADA | 5126 | D | NO | SCE | THREE | UNKNOWN | 4KV | LOW 3 | UNKNOWN | MB | UNKNOWN | UNKNOWN |  |  | SYSTEM | 2014-12-29 | merugusn |  | CONSOLIDATED | MESA | METRO EAST | 2160449 |  | 2216720 | A | N | Y | 214 | -1 | I | 1950-01-01 |  | D |  | 53127421 | 53129263 |  |  |  | :08400 | 08400:08400 | main_exi_3_route_oh | CIRCUIT_BREAKER |  |  |  |  | -1.77 | 3 |  | 504449 |  | [MDSYS.SDO_GEOMETRY]
60912212 | 53129480 | EXISTING | HIDDEN | 8403 | BLACK MEADOWS | 7064 | A | NO | SCE | THREE | UNKNOWN | 12KV | LOW 1 | UNKNOWN | MB | UNKNOWN | UNKNOWN |  |  | SYSTEM | 2014-02-28 | bessar |  | CONSOLIDATED | DEVERS | RURALS | 2166310 |  | 2121108 | A | N | N |  | -1 | I | 1984-08-01 |  | D |  | 53129487 | 53143222 |  |  |  | :08403 | 08403:08403 | main_exi_3_route_oh | CIRCUIT_BREAKER |  |  |  |  | -1.94 | 3 |  | 504449 |  | [MDSYS.SDO_GEOMETRY]
60912219 | 53143301 | EXISTING | HIGHBALL | 8407 | BLOOMINGTON | 5620 | D | NO | SCE | THREE | UNKNOWN | 12KV | LOW 5 | UNKNOWN | MB | UNKNOWN | UNKNOWN |  |  | SYSTEM | 2014-06-17 | bodduvh |  | CONSOLIDATED | VISTA | DESERT | 2155526 |  | 2217458 | S | N | Y | 207 | -1 | I | 1985-06-01 |  | D |  | 53143308 | 53200514;53200515 |  |  |  | :08407 | 08407:08407 | main_exi_3_route_oh | CIRCUIT_BREAKER |  |  |  |  | -1.8 | 3 |  | 504449 |  | [MDSYS.SDO_GEOMETRY]
60912220 | 53152860 | EXISTING | TORSON | 18010 | CARSON | 5711 | D | NO | SCE | THREE | UNKNOWN | 16KV | LOW 1 | UNKNOWN | MB | UNKNOWN | UNKNOWN |  |  | SYSTEM | 2015-03-13 | punukos |  |  | LIGHTHIPE | METRO WEST | 2190588 | 4 | 2217602 | S | Y | N |  | -1 | I | 1950-01-01 |  | D |  | 53152870 | 53213122;53213123 |  |  |  | :18010 | 18010:18010 | main_exi_3_route_oh | CIRCUIT_BREAKER |  |  |  |  | -1.76 | 3 |  | 504449 |  | [MDSYS.SDO_GEOMETRY]
60912221 | 53160476 | EXISTING | SMIRNOFF | 16557 | MILLIKEN | 5663 | D | NO | SCE | THREE | UNKNOWN | 12KV | LOW 6 | UNKNOWN | MB | UNKNOWN | UNKNOWN |  |  | SYSTEM | 2014-07-04 | punukos |  | CONSOLIDATED | MIRA LOMA | METRO EAST | 2190823 |  | 2215218 | A | N | N |  | -1 | I | 1993-06-03 |  | D |  | 53160483 | 53188213;53188214 |  |  |  | :16557 | 16557:16557 | main_exi_3_route_oh | CIRCUIT_BREAKER |  |  |  |  | -1.8 | 3 |  | 504449 |  | [MDSYS.SDO_GEOMETRY]
60912222 | 53184585 | EXISTING | ELEPHANT | 5686 | LAMPSON | 5870 | D | NO | SCE | THREE | UNKNOWN | 12KV | LOW 4 | UNKNOWN | MB | UNKNOWN | UNKNOWN |  |  | SYSTEM | 2014-10-27 | kallurr |  | CONSOLIDATED | VILLA PARK | ORANGE | 2148301 |  | 2213356 | A | N | Y | 203 | -1 | I | 1967-11-01 |  | D |  | 53184595 | 53243226;53243227 |  |  |  | :05686 | 05686:05686 | main_exi_3_route_oh | CIRCUIT_BREAKER |  |  |  |  | -1.78 | 2 |  | 504449 |  | [MDSYS.SDO_GEOMETRY]
60912223 | 53202487 | EXISTING | HIGHCLIFF | 8408 | RUSH | 5116 | D | NO | SCE | THREE | UNKNOWN | 16KV | LOW 10 | UNKNOWN | MB | UNKNOWN | UNKNOWN |  |  | SYSTEM | 2014-11-27 | rajendrs |  |  | MESA | METRO EAST | 2177582 | 2 | 2212060 | A | Y | N |  | -1 | I | 1965-06-01 |  | D |  | 53202497 | 53248494 |  |  |  | :08408 | 08408:08408 | main_exi_3_route_oh | CIRCUIT_BREAKER |  |  |  |  | -1.77 | 3 |  | 504449 |  | [MDSYS.SDO_GEOMETRY]
60912224 | 53214492 | EXISTING | TOUR | 18016 | MOBILOIL | 5229 | C | NO | SCE | THREE | UNKNOWN | 12KV | LOW 2 | UNKNOWN | MB | UNKNOWN | UNKNOWN |  |  | SYSTEM | 2015-04-22 | bodduvh |  | CONSOLIDATED | EL NIDO | METRO WEST | 2190589 | 1 | 2212312 | A | N | N |  | -1 | I | 1966-09-01 |  | D |  | 53214499 | 53214687 |  |  |  | :18016 | 18016:18016 | main_exi_3_route_oh | CIRCUIT_BREAKER |  |  |  |  | -1.76 | 2 |  | 504449 |  | [MDSYS.SDO_GEOMETRY]
60912225 | 53214988 | EXISTING | TOYON | 18055 | CHERRY | 5797 | D | NO | SCE | THREE | UNKNOWN | 12KV | LOW 1 | UNKNOWN | MB | UNKNOWN | UNKNOWN |  |  | SYSTEM | 2015-02-11 | simhadk |  | CONSOLIDATED | LIGHTHIPE | METRO WEST | 2190978 |  | 2217778 | A | N | N |  | -1 | I | 1987-08-01 |  | D |  | 53214998 | 53277601 |  |  |  | :18055 | 18055:18055 | main_exi_3_route_oh | CIRCUIT_BREAKER |  |  |  |  | -1.76 | 3 |  | 504449 |  | [MDSYS.SDO_GEOMETRY]
60912226 | 53220253 | EXISTING | SMOKE TREE | 16575 | TWENTYNINE PALMS | 8255 | D | NO | SCE | THREE | UNKNOWN | 12KV | LOW 3 | UNKNOWN | MB | UNKNOWN | UNKNOWN |  |  | SYSTEM | 2014-03-26 | merugusn |  | CONSOLIDATED | DEVERS | RURALS | 2190824 |  | 2218390 | A | N | Y |  | -1 | I | 1950-01-01 |  | D |  | 53220260 | 53262914 |  |  |  | :16575 | 16575:16575 | main_exi_3_route_oh | CIRCUIT_BREAKER |  |  |  |  | -1.87 | 3 |  | 504449 |  | [MDSYS.SDO_GEOMETRY]
60912515 | 55630098 | EXISTING | VIKING | 18740 | LAKEWOOD | 5733 | D | NO | SCE | THREE | UNKNOWN | 4KV | LOW 7 | UNKNOWN | MB | UNKNOWN | UNKNOWN |  |  | SYSTEM | 2015-02-12 | simhadk |  |  | LIGHTHIPE | METRO WEST | 2191011 | 2 | 2215320 | A | N | Y | 237 | -1 | I | 1959-12-01 |  | D |  | 55630108 | 55693639;55693640 |  |  |  | :18740 | 18740:18740 | main_exi_3_route_oh | CIRCUIT_BREAKER |  |  |  |  | -1.77 | 3 |  | 504449 |  | [MDSYS.SDO_GEOMETRY]
60912516 | 55652225 | EXISTING | STONELEY | 17061 | RAVENDALE | 5179 | D | NO | SCE | THREE | UNKNOWN | 16KV | LOW 7 | UNKNOWN | MB | UNKNOWN | UNKNOWN |  |  | SYSTEM | 2017-09-29 | lantzmk |  | CONSOLIDATED | MESA | METRO EAST | 2189632 | 1 | 2216810 | A | Y | N |  | -1 | I | 1972-09-01 |  | D |  | 55652232 | 55705837 |  |  |  | :17061 | 17061:17061 | main_exi_3_route_oh | CIRCUIT_BREAKER |  |  |  |  | -1.77 | 3 |  | 504449 |  | [MDSYS.SDO_GEOMETRY]
60912517 | 55670882 | EXISTING | FOOTBALL | 6618 | STADLER | 8005 | D | NO | SCE | THREE | UNKNOWN | 12KV | LOW 7 | UNKNOWN | MB | UNKNOWN | UNKNOWN |  |  | SYSTEM | 2014-07-09 | simhadk |  | CONSOLIDATED | VALLEY | SAN JACINTO | 2159512 | 1 | 2215704 | A | N | N |  | -1 | I | 1990-04-01 |  | D |  | 55670892 | 55846414;55846415 |  |  |  | :06618 | 06618:06618 | main_exi_3_route_oh | CIRCUIT_BREAKER |  |  |  |  | -1.81 | 3 |  | 504449 |  | [MDSYS.SDO_GEOMETRY]
60912520 | 55677609 | EXISTING | HARRATT | 8077 | DOHENY | 5209 | D | NO | SCE | THREE | UNKNOWN | 4KV | LOW 2 | UNKNOWN | MB | UNKNOWN | UNKNOWN |  |  | SYSTEM | 2015-04-03 | kallurr |  | CONSOLIDATED | EL NIDO | METRO WEST | 2176399 |  | 2219220 | A | N | Y |  | -1 | I | 1961-10-01 |  | D |  | 55677619 | 55697818;55697819 |  | 149191364 |  | :08077 | 08077:08077 | main_exi_3_route_oh | CIRCUIT_BREAKER |  |  |  |  | -1.76 | 3 |  | 504449 |  | [MDSYS.SDO_GEOMETRY]
60912524 | 55694997 | EXISTING | VILLA | 18750 | PERRY | 5225 | D | NO | SCE | THREE | UNKNOWN | 4KV | LOW 3 | UNKNOWN | MB | UNKNOWN | UNKNOWN |  |  | SYSTEM | 2017-12-14 | maxwelbw |  | CONSOLIDATED | EL NIDO | METRO WEST | 2188537 |  | 2216918 | A | N | Y |  | -1 | I | 1950-01-01 |  | D |  | 55695007 | 55726363 |  |  |  | :18750 | 18750:18750 | main_exi_3_route_oh | CIRCUIT_BREAKER |  |  |  |  | -1.76 | 3 |  | 504449 |  | [MDSYS.SDO_GEOMETRY]
60912525 | 55699803 | EXISTING | HARTLE | 8112 | CUDAHY | 5714 | D | NO | SCE | THREE | UNKNOWN | 4KV | LOW 16 | UNKNOWN | MB | UNKNOWN | UNKNOWN |  |  | SYSTEM | 2017-06-08 | maxwelbw |  | CONSOLIDATED | LIGHTHIPE | METRO WEST | 2177404 | 4 | 2213060 | A | N | Y | 241 | -1 | I | 1950-01-01 |  | D |  | 55699813 | 55751454 |  |  |  | :08112 | 08112:08112 | main_exi_3_route_oh | CIRCUIT_BREAKER |  |  |  |  | -1.77 | 3 |  | 504449 |  | [MDSYS.SDO_GEOMETRY]
60912526 | 55734873 | EXISTING | JENKS LAKE | 9205 | CONVERSE FLATS | 8130 | A | NO | SCE | THREE | UNKNOWN | 12KV | LOW 1 | UNKNOWN | MB | UNKNOWN | UNKNOWN |  |  | SYSTEM | 2014-04-01 | bodduvh |  | CONSOLIDATED | VISTA | DESERT | 2162585 |  | 2220618 | A | N | N |  | -1 | I | 1950-01-01 |  | D |  | 55734880 | 55747101;55747102 |  |  |  | :09205 | 09205:09205 | main_exi_3_route_oh | CIRCUIT_BREAKER |  |  |  |  | -1.83 | 3 |  | 504449 |  | [MDSYS.SDO_GEOMETRY]
60912527 | 55737904 | EXISTING | STORAGE | 17064 | CHINO | 5062 | D | NO | SCE | THREE | UNKNOWN | 12KV | LOW 25 | UNKNOWN | MB | UNKNOWN | UNKNOWN |  |  | SYSTEM | 2017-11-13 | murilljl |  | CONSOLIDATED | MIRA LOMA | METRO EAST | 2184803 | 4 | 2214174 | M | N | N |  | -1 | I | 2003-07-08 |  | D |  | 55737911 | 55820595 |  |  |  | :17064 | 17064:17064 | main_exi_3_route_oh | CIRCUIT_BREAKER |  |  |  |  | -1.79 | 2 |  | 504449 |  | [MDSYS.SDO_GEOMETRY]
60912528 | 55748918 | EXISTING | JET SKI | 9229 | PARKER STRIP | 7679 | A | NO | SCE | THREE | UNKNOWN | 12KV | LOW 1 | UNKNOWN | MB | UNKNOWN | UNKNOWN |  |  | SYSTEM | 2014-03-11 | merugusn |  | CONSOLIDATED | DEVERS | RURALS | 2162587 |  | 2124388 | A | N | N |  | -1 | I | 1999-12-01 |  | D |  | 55748922 | 55761813;55761814 |  |  |  | :09229 | 09229:09229 | main_exi_3_route_oh | CIRCUIT_BREAKER |  |  |  |  | -1.94 | 2.5 |  | 504449 |  | [MDSYS.SDO_GEOMETRY]
60912529 | 55754718 | EXISTING | SHOOTER | 16366 | CHIQUITA | 5811 | D | NO | SCE | THREE | UNKNOWN | 12KV | LOW 10 | UNKNOWN | MB | UNKNOWN | UNKNOWN |  |  | SYSTEM | 2014-12-29 | merugusn |  | CONSOLIDATED | ELLIS | ORANGE | 2190812 | 2 | 2215488 | A | N | N |  | -1 | I | 1989-06-23 |  | D |  | 55754728 | 55836725;55836726 |  |  |  | :16366 | 16366:16366 | main_exi_3_route_oh | CIRCUIT_BREAKER |  |  |  |  | -1.79 | 3.5 |  | 504449 |  | [MDSYS.SDO_GEOMETRY]
60912530 | 55772538 | EXISTING | VIOLET | 18790 | ROLLING HILLS | 5252 | D | NO | SCE | THREE | UNKNOWN | 4KV | LOW 12 | UNKNOWN | MB | UNKNOWN | UNKNOWN |  |  | SYSTEM | 2015-04-20 | aminencn |  | CONSOLIDATED | EL NIDO | METRO WEST | 2190640 |  | 2219336 | S | N | Y | 103 | -1 | I | 1950-01-01 |  | D |  | 55772548 | 55802195;55802196 |  | 55800672 |  | :18790 | 18790:18790 | main_exi_3_route_oh | CIRCUIT_BREAKER |  |  |  |  | -1.76 | 3 |  | 504449 |  | [MDSYS.SDO_GEOMETRY]
60912531 | 55775378 | EXISTING | JIMS | 9251 | MENTONE | 8082 | D | NO | SCE | THREE | UNKNOWN | 12KV | LOW 4 | UNKNOWN | MB | UNKNOWN | UNKNOWN |  |  | SYSTEM | 2014-09-11 | lantzmk |  | CONSOLIDATED | VISTA | DESERT | 2162781 |  | 2215884 | A | N | Y | 213 | -1 | I | 1988-06-01 |  | D |  | 55775388 | 55807382;55807383 |  |  |  | :09251 | 09251:09251 | main_exi_3_route_oh | CIRCUIT_BREAKER |  |  |  |  | -1.82 | 3 |  | 504449 |  | [MDSYS.SDO_GEOMETRY]
60912532 | 55796324 | EXISTING | HARVEST | 8135 | ERIC | 5783 | D | NO | SCE | THREE | UNKNOWN | 12KV | LOW 4 | UNKNOWN | MB | UNKNOWN | UNKNOWN |  |  | SYSTEM | 2015-01-14 | bessar |  | CONSOLIDATED | LIGHTHIPE | METRO WEST | 2177408 | 2 | 2213182 | A | N | Y | 210 | -1 | I | 1985-07-01 |  | D |  | 55796334 | 55892373;55892374 |  |  |  | :08135 | 08135:08135 | main_exi_3_route_oh | CIRCUIT_BREAKER |  |  |  |  | -1.77 | 3 |  | 504449 |  | [MDSYS.SDO_GEOMETRY]
60912533 | 55804633 | EXISTING | VITA | 18830 | BREWSTER | 5710 | D | NO | SCE | THREE | UNKNOWN | 4KV | LOW 4 | UNKNOWN | MB | UNKNOWN | UNKNOWN |  |  | SYSTEM | 2015-01-30 | bodduvh |  | CONSOLIDATED | LIGHTHIPE | METRO WEST | 2188612 |  | 2213044 | A | Y | N |  | -1 | I | 1949-11-01 |  | D |  | 55804640 | 55866133;55866134 |  |  |  | :18830 | 18830:18830 | main_exi_3_route_oh | CIRCUIT_BREAKER |  |  |  |  | -1.77 | 2 |  | 504449 |  | [MDSYS.SDO_GEOMETRY]
60912837 | 58457789 | EXISTING | LAS PALMAS | 10155 | HOLIDAY | 8207 | D | NO | SCE | THREE | UNKNOWN | 4KV | LOW 5 | UNKNOWN | MB | UNKNOWN | UNKNOWN |  |  | SYSTEM | 2014-05-29 | merugusn |  | CONSOLIDATED | DEVERS | DESERT | 2168324 |  | 2220676 | A | N | N |  | -1 | I | 1950-01-01 |  | D |  | 58457796 | 58477959;58477960 |  |  |  | :10155 | 10155:10155 | main_exi_3_route_oh | CIRCUIT_BREAKER |  |  |  |  | -1.85 | 1.5 |  | 504449 |  | [MDSYS.SDO_GEOMETRY]
60912838 | 58470285 | EXISTING | STANFORD | 16926 | MAYBERRY | 8089 | D | NO | SCE | THREE | UNKNOWN | 12KV | LOW 11 | UNKNOWN | MB | UNKNOWN | UNKNOWN |  |  | SYSTEM | 2017-11-17 | thompsma |  | CONSOLIDATED | VALLEY | SAN JACINTO | 2190849 | 1 | 2215898 | A | N | Y | 248 | -1 | I | 1973-06-01 |  | D |  | 58470295 | 58587450 |  |  |  | :16926 | 16926:16926 | main_exi_3_route_oh | CIRCUIT_BREAKER |  |  |  |  | -1.83 | 3 |  | 504449 |  | [MDSYS.SDO_GEOMETRY]
60912844 | 58479212 | EXISTING | LAST | 10163 | JEFFERSON | 8275 | D | NO | SCE | THREE | UNKNOWN | 12KV | LOW 9 | UNKNOWN | MB | UNKNOWN | UNKNOWN |  |  | SYSTEM | 2014-07-02 | bessar |  | CONSOLIDATED | MIRA LOMA | METRO EAST | 2182205 | 2 | 2220744 | A | N | Y | 212 | -1 | I | 1968-10-01 |  | D |  | 58479219 | 58546486;58546487 |  |  |  | :10163 | 10163:10163 | main_exi_3_route_oh | CIRCUIT_BREAKER |  |  |  |  | -1.79 | 3 |  | 504449 |  | [MDSYS.SDO_GEOMETRY]
60912845 | 58480434 | EXISTING | TENDER | 17661 | BLOOMINGTON | 5620 | D | NO | SCE | THREE | UNKNOWN | 12KV | LOW 9 | UNKNOWN | MB | UNKNOWN | UNKNOWN |  |  | SYSTEM | 2014-06-25 | merugusn |  | CONSOLIDATED | VISTA | DESERT | 2190342 |  | 2217458 | S | N | N | 207 | -1 | I | 1988-12-01 |  | D |  | 58480444 | 58516606;58516607 |  |  |  | :17661 | 17661:17661 | main_exi_3_route_oh | CIRCUIT_BREAKER |  |  |  |  | -1.8 | 3 |  | 504449 |  | [MDSYS.SDO_GEOMETRY]
60912846 | 58503653 | EXISTING | GREYHOUND | 7655 | MOULTON | 5845 | D | NO | SCE | THREE | UNKNOWN | 12KV | LOW 1 | UNKNOWN | MB | UNKNOWN | UNKNOWN |  |  | SYSTEM | 2014-12-10 | manthak |  | CONSOLIDATED | ELLIS | ORANGE | 2164819 | 2 | 2215582 | A | Y | N |  | -1 | I | 1978-07-01 |  | D |  | 58503663 | 58599376;58599377;58599378 |  |  |  | :07655 | 07655:07655 | main_exi_3_route_oh | CIRCUIT_BREAKER |  |  |  |  | -1.79 | 3 |  | 504449 |  | [MDSYS.SDO_GEOMETRY]
60912847 | 58517745 | EXISTING | TERRA | 17673 | ARCHLINE | 5667 | D | NO | SCE | THREE | UNKNOWN | 12KV | LOW 6 | UNKNOWN | MB | UNKNOWN | UNKNOWN |  |  | SYSTEM | 2014-05-09 | punukos |  | CONSOLIDATED | VISTA | DESERT | 2188020 | 2 | 2212994 | A | N | N |  | -1 | I | 1980-06-01 |  | D |  | 58517755 | 58585292;58585293 |  |  |  | :17673 | 17673:17673 | main_exi_3_route_oh | CIRCUIT_BREAKER |  |  |  |  | -1.8 | 3 |  | 504449 |  | [MDSYS.SDO_GEOMETRY]
60912848 | 58553572 | EXISTING | LAS TUNAS | 10170 | SAN GABRIEL | 5142 | D | NO | SCE | THREE | UNKNOWN | 4KV | LOW 1 | UNKNOWN | MB | UNKNOWN | UNKNOWN |  |  | SYSTEM | 2014-12-04 | bessar |  | CONSOLIDATED | MESA | METRO EAST | 2168326 | 2 | 2214430 | A | N | Y | 212 | -1 | I | 1950-01-01 |  | D |  | 58553579 | 58567642;58567643 |  |  |  | :10170 | 10170:10170 | main_exi_3_route_oh | CIRCUIT_BREAKER |  |  |  |  | -1.77 | 3 |  | 504449 |  | [MDSYS.SDO_GEOMETRY]
60912849 | 58568823 | EXISTING | LATHE | 10184 | INDUSTRY | 5191 | D | NO | SCE | THREE | UNKNOWN | 12KV | LOW 7 | UNKNOWN | MB | UNKNOWN | UNKNOWN |  |  | SYSTEM | 2014-06-12 | simhadk |  | CONSOLIDATED | MIRA LOMA | METRO EAST | 2168327 | 2 | 2216832 | A | Y | N |  | -1 | I | 1968-03-01 |  | D |  | 58568833 | 58591675;58591676 |  |  |  | :10184 | 10184:10184 | main_exi_3_route_oh | CIRCUIT_BREAKER |  |  |  |  | -1.78 | 3 |  | 504449 |  | [MDSYS.SDO_GEOMETRY]
60912850 | 58586693 | EXISTING | TEST | 17690 | ALHAMBRA | 5101 | D | NO | SCE | THREE | UNKNOWN | 16KV | LOW 6 | UNKNOWN | MB | UNKNOWN | UNKNOWN |  |  | SYSTEM | 2014-11-17 | kallurr |  | CONSOLIDATED | MESA | METRO EAST | 2190348 | 1 | 2218972 | A | N | Y | 246 | -1 | I | 1950-01-01 |  | D |  | 58586700 | 58713369 |  |  |  | :17690 | 17690:17690 | main_exi_3_route_oh | CIRCUIT_BREAKER |  |  |  |  | -1.77 | 3 |  | 504449 |  | [MDSYS.SDO_GEOMETRY]
60912851 | 58589045 | EXISTING | STARGAZER | 16935 | ESTRELLA | 5865 | D | NO | SCE | THREE | UNKNOWN | 12KV | LOW 9 | UNKNOWN | MB | UNKNOWN | UNKNOWN |  |  | SYSTEM | 2014-09-09 | bodduvh |  | CONSOLIDATED | ELLIS | ORANGE | 2186787 | 2 | 2213342 | A | N | N |  | -1 | I | 1985-06-01 |  | D |  | 58589055 | 58623989 |  |  |  | :16935 | 16935:16935 | main_exi_3_route_oh | CIRCUIT_BREAKER |  |  |  |  | 0.38 | 3 |  | 504449 |  | [MDSYS.SDO_GEOMETRY]
60912852 | 58592259 | EXISTING | LATIN | 10194 | REPETTO | 5164 | D | NO | SCE | THREE | UNKNOWN | 4KV | LOW 11 | UNKNOWN | MB | UNKNOWN | UNKNOWN |  |  | SYSTEM | 2014-10-29 | simhadk |  | CONSOLIDATED | MESA | METRO EAST | 2168328 |  | 2216782 | S | N | Y | 115 | -1 | I | 1964-03-01 |  | D |  | 58592269 | 58613233;58613234 |  |  |  | :10194 | 10194:10194 | main_exi_3_route_oh | CIRCUIT_BREAKER |  |  |  |  | -1.77 | 3 |  | 504449 |  | [MDSYS.SDO_GEOMETRY]
60912853 | 58614429 | EXISTING | LAVA | 10216 | AMBOY | 8103 | D | NO | SCE | THREE | UNKNOWN | 12KV | LOW 1 | UNKNOWN | MB | UNKNOWN | UNKNOWN |  |  | SYSTEM | 2014-03-13 | kallurr |  | CONSOLIDATED | DEVERS | RURALS | 2174573 |  | 2213652 | A | N | Y |  | -1 | I | 1950-01-01 |  | D |  | 58614436 | 58617579;58617580 |  |  |  | :10216 | 10216:10216 | main_exi_3_route_oh | CIRCUIT_BREAKER |  |  |  |  | -1.87 | 2.5 |  | 504449 |  | [MDSYS.SDO_GEOMETRY]
60912854 | 58618502 | EXISTING | LAVER | 10222 | WIMBLEDON | 5664 | D | NO | SCE | THREE | UNKNOWN | 12KV | LOW 10 | UNKNOWN | MB | UNKNOWN | UNKNOWN |  |  | SYSTEM | 2014-05-28 | yallasv |  | CONSOLIDATED | VISTA | DESERT | 2174575 |  | 2215220 | A | N | N |  | -1 | I | 1987-06-04 |  | D |  | 58618509 | 58619964 |  |  |  | :10222 | 10222:10222 | main_exi_3_route_oh | CIRCUIT_BREAKER |  |  |  |  | -1.8 | 3 |  | 504449 |  | [MDSYS.SDO_GEOMETRY]
60912855 | 58620124 | EXISTING | LAWMAN | 10239 | DIAMOND BAR | 5680 | D | NO | SCE | THREE | UNKNOWN | 12KV | LOW 3 | UNKNOWN | MB | UNKNOWN | UNKNOWN |  |  | SYSTEM | 2014-08-27 | punukos |  | CONSOLIDATED | MIRA LOMA | METRO EAST | 2174577 | 1 | 2219908 | A | N | N |  | -1 | I | 1987-06-01 |  | D |  | 58620131 | 58687842;170282114 |  |  |  | :10239 | 10239:10239 | main_exi_3_route_oh | CIRCUIT_BREAKER |  |  |  |  | -1.79 | 3 |  | 504449 |  | [MDSYS.SDO_GEOMETRY]
60911913 | 50549097 | EXISTING | SENORITA | 16129 | CONCHO | 8017 | D | NO | SCE | THREE | UNKNOWN | 12KV | LOW 3 | UNKNOWN | MB | UNKNOWN | UNKNOWN |  |  | SYSTEM | 2017-12-14 | murilljl |  | CONSOLIDATED | DEVERS | DESERT | 2190789 |  | 2215730 | A | N | N |  | -1 | I | 1985-05-01 |  | D |  | 50549104 | 50668888 |  |  |  | :16129 | 16129:16129 | main_exi_3_route_oh | CIRCUIT_BREAKER |  |  |  |  | -1.86 | 1 |  | 504449 |  | [MDSYS.SDO_GEOMETRY]
60911914 | 50561937 | EXISTING | TOURMALINE | 7062 | TOPAZ | 5268 | D | NO | SCE | THREE | UNKNOWN | 4KV | LOW 3 | UNKNOWN | MB | UNKNOWN | UNKNOWN |  |  | SYSTEM | 2017-12-11 | maxwelbw |  | CONSOLIDATED | EL NIDO | METRO WEST | 2156564 | 2 | 2219370 | A | N | Y | 216 | -1 | I | 1967-03-01 |  | D |  | 50561947 | 50604067 |  |  |  | :07062 | 07062:07062 | main_exi_3_route_oh | CIRCUIT_BREAKER |  |  |  |  | -1.76 | 3 |  | 504449 |  | [MDSYS.SDO_GEOMETRY]
60911915 | 50573984 | EXISTING | STUDEBAKER | 17120 | CARMENITA | 5814 | D | NO | SCE | THREE | UNKNOWN | 12KV | LOW 3 | UNKNOWN | MB | UNKNOWN | UNKNOWN |  |  | SYSTEM | 2015-01-20 | simhadk |  | CONSOLIDATED | LIGHTHIPE | METRO WEST | 2186875 | 2 | 2217816 | S | N | Y | 127 | -1 | I | 1950-01-01 |  | D |  | 50573991 | 50640309 |  |  |  | :17120 | 17120:17120 | main_exi_3_route_oh | CIRCUIT_BREAKER |  |  |  |  | -1.77 | 3 |  | 504449 |  | [MDSYS.SDO_GEOMETRY]
60911916 | 50595480 | EXISTING | GOODNER | 7387 | MT. VERNON | 5641 | D | NO | SCE | THREE | UNKNOWN | 4KV | LOW 5 | UNKNOWN | MB | UNKNOWN | UNKNOWN |  |  | SYSTEM | 2017-09-25 | murilljl |  | CONSOLIDATED | VISTA | DESERT | 2175543 | 1 | 2212948 | A | N | Y |  | -1 | I | 1968-07-01 |  | D |  | 50595487 | 50631624 |  |  |  | :07387 | 07387:07387 | main_exi_3_route_oh | CIRCUIT_BREAKER |  |  |  |  | -1.81 | 3 |  | 504449 |  | [MDSYS.SDO_GEOMETRY]
60911917 | 50625765 | EXISTING | RAND | 14704 | SANTIAGO | 5088 | D | NO | SCE | THREE | UNKNOWN | 12KV | LOW 23 | UNKNOWN | MB | UNKNOWN | UNKNOWN |  |  | SYSTEM | 2014-08-11 | aminencn |  | CONSOLIDATED | ELLIS | ORANGE | 2182934 | 5 | 2211986 | M | N | N |  | -1 | I | 1991-06-05 |  | D |  | 50625775 | 50688016;50688017 |  |  |  | :14704 | 14704:14704 | main_exi_3_route_oh | CIRCUIT_BREAKER |  |  |  |  | -91.52 | 3 |  | 504449 |  | [MDSYS.SDO_GEOMETRY]
60911918 | 50634004 | EXISTING | GOLDBUCKLE | 7390 | HIGHLAND | 5619 | D | NO | SCE | THREE | UNKNOWN | 12KV | LOW 12 | UNKNOWN | MB | UNKNOWN | UNKNOWN |  |  | SYSTEM | 2014-04-04 | bodduvh |  | CONSOLIDATED | VISTA | DESERT | 2175544 |  | 2219808 | S | N | Y | 103 | -1 | I | 1950-01-01 |  | D |  | 50634011 | 50710096;50710097 |  |  |  | :07390 | 07390:07390 | main_exi_3_route_oh | CIRCUIT_BREAKER |  |  |  |  | -1.81 | 3 |  | 504449 |  | [MDSYS.SDO_GEOMETRY]
60911919 | 50642737 | EXISTING | SUMP | 17200 | HAVEDA | 5254 | D | NO | SCE | THREE | UNKNOWN | 4KV | LOW 2 | UNKNOWN | MB | UNKNOWN | UNKNOWN |  |  | SYSTEM | 2015-03-31 | bessar |  | CONSOLIDATED | EL NIDO | METRO WEST | 2189928 |  | 2212384 | A | N | Y |  | -1 | I | 1950-01-01 |  | D |  | 50642747 | 50670025 |  |  |  | :17200 | 17200:17200 | main_exi_3_route_oh | CIRCUIT_BREAKER |  |  |  |  | -1.76 | 3 |  | 504449 |  | [MDSYS.SDO_GEOMETRY]
60911920 | 50649595 | EXISTING | GARNSEY | 7070 | CYPRESS | 5837 | D | NO | SCE | THREE | UNKNOWN | 12KV | LOW 7 | UNKNOWN | MB | UNKNOWN | UNKNOWN |  |  | SYSTEM | 2018-01-09 | maxwelbw |  | CONSOLIDATED | LIGHTHIPE | METRO WEST | 2156565 |  | 2217874 | S | Y | N |  | -1 | I | 1950-01-01 |  | D |  | 50649605 | 50705355 |  |  |  | :07070 | 07070:07070 | main_exi_3_route_oh | CIRCUIT_BREAKER |  |  |  |  | -1.77 | 2.5 |  | 504449 |  | [MDSYS.SDO_GEOMETRY]
60911921 | 50670170 | EXISTING | SUMMERHILL | 17224 | WINDSOR HILLS | 5235 | D | NO | SCE | THREE | UNKNOWN | 16KV | LOW 1 | UNKNOWN | MB | UNKNOWN | UNKNOWN |  |  | SYSTEM | 2017-11-08 | maxwelbw |  |  | EL NIDO | METRO WEST | 2189991 |  | 2214622 | A | N | Y | 231 | -1 | I | 1971-09-01 |  | D |  | 50670174 | 50799228 |  |  |  | :17224 | 17224:17224 | main_exi_3_route_oh | CIRCUIT_BREAKER |  |  |  |  | -1.76 | 3 |  | 504449 |  | [MDSYS.SDO_GEOMETRY]
60911922 | 50684497 | EXISTING | DIME | 5084 | SANTIAGO | 5088 | D | NO | SCE | THREE | UNKNOWN | 12KV | LOW 14 | UNKNOWN | MB | UNKNOWN | UNKNOWN |  |  | SYSTEM | 2014-08-30 | kallurr |  | CONSOLIDATED | ELLIS | ORANGE | 2165585 | 5 | 2211986 | S | N | Y | 122 | -1 | I | 1981-08-01 |  | D |  | 50684504 | 50821768;50821769 |  |  |  | :05084 | 05084:05084 | main_exi_3_route_oh | CIRCUIT_BREAKER |  |  |  |  | -1.78 | 3 |  | 504449 |  | [MDSYS.SDO_GEOMETRY]
60911923 | 50688462 | EXISTING | RAVEN | 14717 | TALBERT | 5853 | D | NO | SCE | THREE | UNKNOWN | 12KV | LOW 7 | UNKNOWN | MB | UNKNOWN | UNKNOWN |  |  | SYSTEM | 2014-09-15 | simhadk |  | CONSOLIDATED | ELLIS | ORANGE | 2186061 |  | 2213328 | A | N | N |  | -1 | I | 1950-01-01 |  | D |  | 50688469 | 50745637;188599239 |  |  |  | :14717 | 14717:14717 | main_exi_3_route_oh | CIRCUIT_BREAKER |  |  |  |  | -10.11 | 2 |  | 504449 |  | [MDSYS.SDO_GEOMETRY]
60911924 | 50697209 | EXISTING | SERAPE | 16145 | CONCHO | 8017 | D | NO | SCE | THREE | UNKNOWN | 12KV | LOW 6 | UNKNOWN | MB | UNKNOWN | UNKNOWN |  |  | SYSTEM | 2014-04-22 | simhadk |  | CONSOLIDATED | DEVERS | DESERT | 2190791 |  | 2215730 | A | N | N |  | -1 | I | 1985-05-01 |  | D |  | 50697216 | 50783210 |  |  |  | :16145 | 16145:16145 | main_exi_3_route_oh | CIRCUIT_BREAKER |  |  |  |  | -1.86 | 3 |  | 504449 |  | [MDSYS.SDO_GEOMETRY]
60911925 | 50712012 | EXISTING | GOLDENWEST | 7410 | MICHILLINDA | 5133 | D | NO | SCE | THREE | UNKNOWN | 4KV | LOW 5 | UNKNOWN | MB | UNKNOWN | UNKNOWN |  |  | SYSTEM | 2014-12-15 | merugusn |  | CONSOLIDATED | MESA | METRO EAST | 2175547 | 1 | 2216732 | A | N | Y | 234 | -1 | I | 1950-01-01 |  | D |  | 50712016 | 50728789;50728790 |  |  |  | :07410 | 07410:07410 | main_exi_3_route_oh | CIRCUIT_BREAKER |  |  |  |  | -1.78 | 3 |  | 504449 |  | [MDSYS.SDO_GEOMETRY]
60911926 | 50730042 | EXISTING | GASBAG | 7085 | NOLA | 5751 | D | NO | SCE | THREE | UNKNOWN | 16KV | LOW 4 | UNKNOWN | MB | UNKNOWN | UNKNOWN |  |  | SYSTEM | 2015-02-03 | bodduvh |  | CONSOLIDATED | LIGHTHIPE | METRO WEST | 2156739 |  | 2213126 | A | Y | N |  | -1 | I | 1984-06-01 |  | D |  | 50730052 | 50768360;50768361 |  |  |  | :07085 | 07085:07085 | main_exi_3_route_oh | CIRCUIT_BREAKER |  |  |  |  | -1.76 | 3 |  | 504449 |  | [MDSYS.SDO_GEOMETRY]
60910606 | 39493376 | EXISTING | LATON | 10200 | HANFORD | 5310 | D | NO | SCE | THREE | UNKNOWN | 12KV | LOW 2 | UNKNOWN | MB | UNKNOWN | UNKNOWN |  |  | SYSTEM | 2014-04-25 | simhadk |  | CONSOLIDATED | SAN JOAQUIN | SAN JOAQUIN | 2174572 |  | 2219430 | A | N | Y | 209 | -1 | I | 1950-01-01 |  | D |  | 39493386 | 39612466 |  |  |  | :10200 | 10200:10200 | main_exi_3_route_oh | CIRCUIT_BREAKER |  |  |  |  | -1.79 | 3 |  | 504449 |  | [MDSYS.SDO_GEOMETRY]
60910612 | 39513828 | EXISTING | POLYMER | 14294 | TEMESCAL P.T. | 7829 | A | NO | SCE | THREE | UNKNOWN | 12KV | LOW 3 | UNKNOWN | MB | UNKNOWN | UNKNOWN |  |  | SYSTEM | 2014-05-31 | attadas |  | CONSOLIDATED | MIRA LOMA | METRO EAST | 2190413 |  | 2273819 | A | N | N |  | -1 | I | 2001-04-30 |  | D |  | 39513835 | 39514427;128356895 |  |  |  | :14294 | 14294:14294 | main_exi_3_route_oh | CIRCUIT_BREAKER |  |  |  |  | -1.8 | 2 |  | 504449 |  | [MDSYS.SDO_GEOMETRY]
60910613 | 39514467 | EXISTING | POMALL | 14295 | FRANCIS | 5639 | D | NO | SCE | THREE | UNKNOWN | 12KV | LOW 6 | UNKNOWN | MB | UNKNOWN | UNKNOWN |  |  | SYSTEM | 2014-06-28 | punukos |  | CONSOLIDATED | MIRA LOMA | METRO EAST | 2190414 | 2 | 2217516 | A | N | Y | 248 | -1 | I | 1964-06-01 |  | D |  | 39514474 | 39705899 |  |  |  | :14295 | 14295:14295 | main_exi_3_route_oh | CIRCUIT_BREAKER |  |  |  |  | -1.79 | 3 |  | 504449 |  | [MDSYS.SDO_GEOMETRY]
60910614 | 39518131 | EXISTING | CALICO | 2676 | SULLIVAN | 5862 | D | NO | SCE | THREE | UNKNOWN | 12KV | LOW 10 | UNKNOWN | MB | UNKNOWN | UNKNOWN |  |  | SYSTEM | 2017-09-29 | thompsma |  | CONSOLIDATED | ELLIS | ORANGE | 2138437 | 3 | 2213338 | S | N | Y | 119 | -1 | I | 1960-09-01 |  | D |  | 39518138 | 39647271 |  |  |  | :02676 | 02676:02676 | main_exi_3_route_oh | CIRCUIT_BREAKER |  |  |  |  | -1.78 | 3 |  | 504449 |  | [MDSYS.SDO_GEOMETRY]
60910615 | 39551264 | EXISTING | DURHAM | 5462 | BOVINE | 5788 | D | NO | SCE | THREE | UNKNOWN | 12KV | LOW 6 | UNKNOWN | MB | UNKNOWN | UNKNOWN |  |  | SYSTEM | 2015-02-03 | manthak |  | CONSOLIDATED | LIGHTHIPE | METRO WEST | 2156032 |  | 2213188 | A | N | Y | 249 | -1 | I | 1967-12-01 |  | D |  | 39551274 | 39667399 |  |  |  | :05462 | 05462:05462 | main_exi_3_route_oh | CIRCUIT_BREAKER |  |  |  |  | -1.77 | 3 |  | 504449 |  | [MDSYS.SDO_GEOMETRY]
60910622 | 39555666 | EXISTING | MUIRLANDS | 12318 | IRVINE | 5829 | D | NO | SCE | THREE | UNKNOWN | 12KV | LOW 5 | UNKNOWN | MB | UNKNOWN | UNKNOWN |  |  | SYSTEM | 2015-03-02 | kallurr |  | CONSOLIDATED | ELLIS | ORANGE | 2181647 |  | 2217856 | S | N | N |  | -1 | I | 2001-02-01 |  | D |  | 39555673 | 39757331;39757332 |  |  |  | :12318 | 12318:12318 | main_exi_3_route_oh | CIRCUIT_BREAKER |  |  |  |  | -1.79 | 2 |  | 504449 |  | [MDSYS.SDO_GEOMETRY]
60910623 | 39602013 | EXISTING | CHAFFEY | 3310 | UPLAND | 5635 | D | NO | SCE | THREE | UNKNOWN | 12KV | LOW 5 | UNKNOWN | MB | UNKNOWN | UNKNOWN |  |  | SYSTEM | 2014-05-26 | simhadk |  | CONSOLIDATED | MIRA LOMA | METRO EAST | 2137236 | 2 | 2217504 | S | N | Y | 123 | -1 | I | 1950-01-01 |  | D |  | 39602023 | 39652323 |  |  |  | :03310 | 03310:03310 | main_exi_3_route_oh | CIRCUIT_BREAKER |  |  |  |  | -1.79 | 3 |  | 504449 |  | [MDSYS.SDO_GEOMETRY]
60910624 | 39614339 | EXISTING | LAURO | 10210 | MODOC | 5520 | D | NO | SCE | THREE | UNKNOWN | 4KV | LOW 6 | UNKNOWN | MB | UNKNOWN | UNKNOWN |  |  | SYSTEM | 2013-11-01 | kotakr |  | CONSOLIDATED | GOLETA | NORTH COAST | 2164449 |  | 2214922 | A | Y | N |  | -1 | I | 1950-01-01 |  | D |  | 39614349 | 39632403;39632404 |  |  |  | :10210 | 10210:10210 | main_exi_3_route_oh | CIRCUIT_BREAKER |  |  |  |  | -1.71 | 3 |  | 504449 |  | [MDSYS.SDO_GEOMETRY]
60910625 | 39624588 | EXISTING | TROUT | 18227 | CASA DIABLO | 2557 | D | NO | SCE | THREE | UNKNOWN | 33KV | LOW 3 | UNKNOWN | MB | UNKNOWN | UNKNOWN |  |  | SYSTEM | 2017-08-14 | lantzmk |  | CONSOLIDATED | LUGO | RURALS | 2188026 |  | 2273990 | A | N | N |  | -1 | I | 1968-09-01 |  | D |  | 39624598 | 39677709;39677710 |  |  |  | :18227 | 18227:18227 | main_exi_3_route_oh | CIRCUIT_BREAKER |  |  |  |  | -1.83 | 4.5 |  | 504449 |  | [MDSYS.SDO_GEOMETRY]
60910626 | 39644420 | EXISTING | SASSOON | 15907 | BROADWAY | 5768 | D | NO | SCE | THREE | UNKNOWN | 12KV | LOW 5 | UNKNOWN | MB | UNKNOWN | UNKNOWN |  |  | SYSTEM | 2015-02-13 | simhadk |  | CONSOLIDATED | LIGHTHIPE | METRO WEST | 2190764 |  | 2220056 | A | N | Y | 224 | -1 | I | 1965-08-01 |  | D |  | 39644430 | 39773820 |  |  |  | :15907 | 15907:15907 | main_exi_3_route_oh | CIRCUIT_BREAKER |  |  |  |  | -1.77 | 3 |  | 504449 |  | [MDSYS.SDO_GEOMETRY]
60910627 | 39648515 | EXISTING | CALLA | 2727 | BARRE | 5081 | D | NO | SCE | THREE | UNKNOWN | 12KV | LOW 18 | UNKNOWN | MB | UNKNOWN | UNKNOWN |  |  | SYSTEM | 2014-10-24 | rajendrs |  | CONSOLIDATED | VILLA PARK | ORANGE | 2139631 |  | 2218876 | M | N | Y | 103 | -1 | I | 1960-09-01 |  | D |  | 39648522 | 39863007;145305164 |  |  |  | :02727 | 02727:02727 | main_exi_3_route_oh | CIRCUIT_BREAKER |  |  |  |  | 0.39 | 2 |  | 504449 |  | [MDSYS.SDO_GEOMETRY]
60910628 | 39653254 | EXISTING | CHANDLER | 3320 | REDLANDS | 5629 | D | NO | SCE | THREE | UNKNOWN | 4KV | LOW 10 | UNKNOWN | MB | UNKNOWN | UNKNOWN |  |  | SYSTEM | 2014-03-11 | aminencn |  | CONSOLIDATED | VISTA | DESERT | 2155335 | 1 | 2217488 | S | N | Y | 115 | -1 | I | 1950-01-01 |  | D |  | 39653264 | 39654189 |  |  |  | :03320 | 03320:03320 | main_exi_3_route_oh | CIRCUIT_BREAKER |  |  |  |  | -1.82 | 3 |  | 504449 |  | [MDSYS.SDO_GEOMETRY]
60910629 | 39654433 | EXISTING | CHANG | 3326 | WIMBLEDON | 5664 | D | NO | SCE | THREE | UNKNOWN | 12KV | LOW 11 | UNKNOWN | MB | UNKNOWN | UNKNOWN |  |  | SYSTEM | 2014-04-30 | gallog |  | CONSOLIDATED | VISTA | DESERT | 2140309 |  | 2215220 |  | N | N |  | -1 | I | 1991-06-22 |  | D |  | 39654443 | 39700922 |  |  |  | :03326 | 03326:03326 | main_exi_3_route_oh | CIRCUIT_BREAKER |  |  |  |  | -1.8 | 3 |  | 504449 |  | [MDSYS.SDO_GEOMETRY]
60910630 | 39655468 | EXISTING | LAUTERBACH | 10214 | WEST BARSTOW | 8262 | D | NO | SCE | THREE | UNKNOWN | 4KV | LOW 1 | UNKNOWN | MB | UNKNOWN | UNKNOWN |  |  | SYSTEM | 2014-02-04 | ankarlr |  | CONSOLIDATED | LUGO | RURALS | 2182208 |  | 2220738 | A | N | Y | 208 | -1 | I | 1950-01-01 |  | D |  | 39655478 | 39668215;39668216 |  |  |  | :10214 | 10214:10214 | main_exi_3_route_oh | CIRCUIT_BREAKER |  |  |  |  | -1.82 | 2 |  | 504449 |  | [MDSYS.SDO_GEOMETRY]
60911602 | 47977473 | EXISTING | SPINEL | 16777 | TOPAZ | 5268 | D | NO | SCE | THREE | UNKNOWN | 4KV | LOW 5 | UNKNOWN | MB | UNKNOWN | UNKNOWN |  |  | SYSTEM | 2015-04-06 | simhadk |  | CONSOLIDATED | EL NIDO | METRO WEST | 2190838 | 1 | 2219370 | A | N | Y | 216 | -1 | I | 1962-09-01 |  | D |  | 47977483 | 48015700 |  |  |  | :16777 | 16777:16777 | main_exi_3_route_oh | CIRCUIT_BREAKER |  |  |  |  | -1.76 | 3 |  | 504449 |  | [MDSYS.SDO_GEOMETRY]
60911603 | 48004389 | EXISTING | TANK | 21083 | FORT IRWIN | 8138 | D | NO | SCE | THREE | UNKNOWN | 12KV | LOW 3 | UNKNOWN | MB | UNKNOWN | UNKNOWN |  |  | SYSTEM | 2016-08-24 | lantzmk |  | CONSOLIDATED | BARSTOW | RURALS | 2190505 |  | 2218300 | A | N | N |  | -1 | I | 2003-08-01 |  | D |  | 48004396 | 48061869;48061870 |  |  |  | :21083 | 21083:21083 | main_exi_3_route_oh | CIRCUIT_BREAKER |  |  |  |  | -1.83 | 3 |  | 504449 |  | [MDSYS.SDO_GEOMETRY]
60911604 | 48007204 | EXISTING | FERON | 6354 | ARCHLINE | 5667 | D | NO | SCE | THREE | UNKNOWN | 12KV | LOW 4 | UNKNOWN | MB | UNKNOWN | UNKNOWN |  |  | SYSTEM | 2017-11-14 | krumwimg |  | CONSOLIDATED | VISTA | DESERT | 2151852 | 1 | 2212994 | A | N | Y | 209 | -1 | I | 1961-06-01 |  | D |  | 48007211 | 48045371 |  |  |  | :06354 | 06354:06354 | main_exi_3_route_oh | CIRCUIT_BREAKER |  |  |  |  | -1.8 | 3 |  | 504449 |  | [MDSYS.SDO_GEOMETRY]
60911605 | 48018056 | EXISTING | SPINNING | 16790 | LENNOX | 5213 | D | NO | SCE | THREE | UNKNOWN | 4KV | LOW 10 | UNKNOWN | MB | UNKNOWN | UNKNOWN |  |  | SYSTEM | 2017-12-04 | maxwelbw |  | CONSOLIDATED | EL NIDO | METRO WEST | 2185984 | 5 | 2216884 | A | N | Y | 208 | -1 | I | 1950-01-01 |  | D |  | 48018066 | 48049498 |  |  |  | :16790 | 16790:16790 | main_exi_3_route_oh | CIRCUIT_BREAKER |  |  |  |  | -1.76 | 3 |  | 504449 |  | [MDSYS.SDO_GEOMETRY]
60911606 | 48033297 | EXISTING | PISCES | 14154 | ESTRELLA | 5865 | D | NO | SCE | THREE | UNKNOWN | 12KV | LOW 12 | UNKNOWN | MB | UNKNOWN | UNKNOWN |  |  | SYSTEM | 2014-08-13 | aminencn |  | CONSOLIDATED | ELLIS | ORANGE | 2184648 | 4 | 2213342 | A | Y | N |  | -1 | I | 1973-07-01 |  | D |  | 48033304 | 48055383 |  |  |  | :14154 | 14154:14154 | main_exi_3_route_oh | CIRCUIT_BREAKER |  |  |  |  | 0.38 | 3 |  | 504449 |  | [MDSYS.SDO_GEOMETRY]
60911607 | 48055943 | EXISTING | PISTACHIO | 14162 | CHESTNUT | 5861 | D | NO | SCE | THREE | UNKNOWN | 12KV | LOW 2 | UNKNOWN | MB | UNKNOWN | UNKNOWN |  |  | SYSTEM | 2014-12-08 | bessar |  | CONSOLIDATED | ELLIS | ORANGE | 2185234 | 1 | 2215608 | A | Y | N |  | -1 | I | 1970-09-01 |  | D |  | 48055950 | 48125857;48125858 |  |  |  | :14162 | 14162:14162 | main_exi_3_route_oh | CIRCUIT_BREAKER |  |  |  |  | -1.78 | 2 |  | 504449 |  | [MDSYS.SDO_GEOMETRY]
60911608 | 48066259 | EXISTING | FERRARA | 6357 | PADUA | 5060 | D | NO | SCE | THREE | UNKNOWN | 12KV | LOW 17 | UNKNOWN | MB | UNKNOWN | UNKNOWN |  |  | SYSTEM | 2014-09-01 | rajendrs |  | CONSOLIDATED | MIRA LOMA | METRO EAST | 2158059 | 6 | 2216446 | M | Y | N |  | -1 | I | 1975-09-01 |  | D |  | 48066269 | 48171848;48171849 |  |  |  | :06357 | 06357:06357 | main_exi_3_route_oh | CIRCUIT_BREAKER |  |  |  |  | -1.79 | 3 |  | 504449 |  | [MDSYS.SDO_GEOMETRY]
60911609 | 48073027 | EXISTING | RADNOR | 14630 | DELANO | 5305 | D | NO | SCE | THREE | UNKNOWN | 12KV | LOW 7 | UNKNOWN | MB | UNKNOWN | UNKNOWN |  |  | SYSTEM | 2014-01-21 | bodduvh |  | CONSOLIDATED | SAN JOAQUIN | SAN JOAQUIN | 2190526 |  | 2219412 | S | N | Y | 102 | -1 | I | 1950-01-01 |  | D |  | 48073037 | 51574303;105321140 |  |  |  | :14630 | 14630:14630 | main_exi_3_route_oh | CIRCUIT_BREAKER |  |  |  |  | -1.78 | 3 |  | 504449 |  | [MDSYS.SDO_GEOMETRY]
60911610 | 48081713 | EXISTING | SAM | 15704 | LAYFAIR | 5645 | D | NO | SCE | THREE | UNKNOWN | 12KV | LOW 1 | UNKNOWN | MB | UNKNOWN | UNKNOWN |  |  | SYSTEM | 2017-09-29 | krumwimg |  | CONSOLIDATED | MIRA LOMA | METRO EAST | 2183530 | 3 | 2217522 | A | N | N |  | -1 | I | 2000-06-01 |  | D |  | 48081720 | 48184764 |  |  |  | :15704 | 15704:15704 | main_exi_3_route_oh | CIRCUIT_BREAKER |  |  |  |  | -1.79 | 2 |  | 504449 |  | [MDSYS.SDO_GEOMETRY]
60911611 | 48100762 | EXISTING | SPRAY | 16798 | SEABRIGHT | 5790 | D | NO | SCE | THREE | UNKNOWN | 12KV | LOW 7 | UNKNOWN | MB | UNKNOWN | UNKNOWN |  |  | SYSTEM | 2014-12-17 | kallurr |  | CONSOLIDATED | LIGHTHIPE | METRO WEST | 2184399 |  | 2217772 | S | N | Y | 116 | -1 | I | 1964-01-01 |  | D |  | 48100772 | 48115688 |  |  |  | :16798 | 16798:16798 | main_exi_3_route_oh | CIRCUIT_BREAKER |  |  |  |  | -1.76 | 1.5 |  | 504449 |  | [MDSYS.SDO_GEOMETRY]
60911612 | 48106948 | EXISTING | CORBINA | 4035 | BAYSIDE | 5805 | D | NO | SCE | THREE | UNKNOWN | 12KV | LOW 1 | UNKNOWN | MB | UNKNOWN | UNKNOWN |  |  | SYSTEM | 2014-12-16 | rajendrs |  | CONSOLIDATED | ELLIS | ORANGE | 2159325 | 2 | 2220126 | A | N | N |  | -1 | I | 1962-10-01 |  | D |  | 48106958 | 48193314;48193315 |  |  |  | :04035 | 04035:04035 | main_exi_3_route_oh | CIRCUIT_BREAKER |  |  |  |  | -1.78 | 3 |  | 504449 |  | [MDSYS.SDO_GEOMETRY]
60911614 | 48115896 | EXISTING | SPRING | 16800 | SIGNAL HILL | 5753 | D | NO | SCE | THREE | UNKNOWN | 12KV | LOW 2 | UNKNOWN | MB | UNKNOWN | UNKNOWN |  |  | SYSTEM | 2015-01-23 | manthak |  | CONSOLIDATED | LIGHTHIPE | METRO WEST | 2190841 |  | 2215350 | S | N | N |  | -1 | I | 1990-12-05 |  | D |  | 48115906 | 48176884;48176885 |  |  |  | :16800 | 16800:16800 | main_exi_3_route_oh | CIRCUIT_BREAKER |  |  |  |  | -1.77 | 3 |  | 504449 |  | [MDSYS.SDO_GEOMETRY]
60911619 | 48144925 | EXISTING | PLATINUM | 14191 | LIMESTONE | 8804 | D | NO | SCE | THREE | UNKNOWN | 12KV | LOW 4 | UNKNOWN | MB | UNKNOWN | UNKNOWN |  |  | SYSTEM | 2017-12-04 | thompsma |  | CONSOLIDATED | ELLIS | ORANGE | 2190407 | 4 | 2220828 | A | N | N |  | -1 | I | 1998-05-01 |  | D |  | 48144935 | 48214773 |  |  |  | :14191 | 14191:14191 | main_exi_3_route_oh | CIRCUIT_BREAKER |  |  |  |  | -1.79 | 2 |  | 504449 |  | [MDSYS.SDO_GEOMETRY]
60911620 | 48187060 | EXISTING | SAMPRAS | 15706 | WIMBLEDON | 5664 | D | NO | SCE | THREE | UNKNOWN | 12KV | LOW 3 | UNKNOWN | MB | UNKNOWN | UNKNOWN |  |  | SYSTEM | 2014-05-15 | yallasv |  | CONSOLIDATED | VISTA | DESERT | 2183241 |  | 2215220 | A | Y | N |  | -1 | I | 2000-05-01 |  | D |  | 48187064 | 48226806 |  |  |  | :15706 | 15706:15706 | main_exi_3_route_oh | CIRCUIT_BREAKER |  |  |  |  | -1.8 | 2 |  | 504449 |  | [MDSYS.SDO_GEOMETRY]
60910963 | 42464268 | EXISTING | CATHY | 3168 | LA VETA | 5835 | D | NO | SCE | THREE | UNKNOWN | 12KV | LOW 2 | UNKNOWN | MB | UNKNOWN | UNKNOWN |  |  | SYSTEM | 2017-09-21 | thompsma |  | CONSOLIDATED | VILLA PARK | ORANGE | 2147044 | 2 | 2215558 | A | N | Y | 217 | -1 | I | 1950-01-01 |  | D |  | 42464275 | 42615340 |  |  |  | :03168 | 03168:03168 | main_exi_3_route_oh | CIRCUIT_BREAKER |  |  |  |  | 0.38 | 3 |  | 504449 |  | [MDSYS.SDO_GEOMETRY]
60910964 | 42472303 | EXISTING | VALENTINE | 18512 | VALENTINE P.T. | 7880 | A | NO | SCE | THREE | UNKNOWN | 2.4KV | LOW 1 | UNKNOWN | MB | UNKNOWN | UNKNOWN |  |  | SYSTEM | 2014-02-14 | attadas |  | CONSOLIDATED | LUGO | RURALS | 2191001 |  | 2126208 | N | N | Y | 239 | -1 | I | 1968-12-01 |  | D |  | 42472313 | 42472607 |  | 149694682 |  | :18512 | 18512:18512 | main_exi_3_route_oh | CIRCUIT_BREAKER |  |  |  |  | -1.83 | 3 |  | 504449 |  | [MDSYS.SDO_GEOMETRY]
60910965 | 42472698 | EXISTING | VALLECITO | 18525 | CARPINTERIA | 5503 | D | NO | SCE | THREE | UNKNOWN | 16KV | LOW 1 | UNKNOWN | MB | UNKNOWN | UNKNOWN |  |  | SYSTEM | 2013-11-04 | simhadk |  | CONSOLIDATED | GOLETA | NORTH COAST | 2191005 |  | 2214876 | A | Y | N |  | -1 | I | 1964-12-01 |  | D |  | 42472708 | 42752449;42752450 |  |  |  | :18525 | 18525:18525 | main_exi_3_route_oh | CIRCUIT_BREAKER |  |  |  |  | -1.72 | 3 |  | 504449 |  | [MDSYS.SDO_GEOMETRY]
60910968 | 42479203 | EXISTING | CORVETTE | 4130 | NARROWS | 5838 | D | NO | SCE | THREE | UNKNOWN | 12KV | LOW 8 | UNKNOWN | MB | UNKNOWN | UNKNOWN |  |  | SYSTEM | 2014-12-15 | kallurr |  | CONSOLIDATED | MESA | METRO EAST | 2163542 | 1 | 2220218 | A | N | N |  | -1 | I | 1950-01-01 |  | D |  | 42479210 | 42489683 |  |  |  | :04130 | 04130:04130 | main_exi_3_route_oh | CIRCUIT_BREAKER |  |  |  |  | -1.77 | 3 |  | 504449 |  | [MDSYS.SDO_GEOMETRY]
60910972 | 42483736 | EXISTING | MAVERICK | 11355 | WILSONA | 5567 | D | NO | SCE | THREE | UNKNOWN | 12KV | LOW 2 | UNKNOWN | MB | UNKNOWN | UNKNOWN |  |  | SYSTEM | 2013-11-18 | aminencn |  | CONSOLIDATED | VINCENT | NORTH COAST | 2172263 |  | 2215024 | A | N | Y | 248 | -1 | I | 1960-06-01 |  | D |  | 42483746 | 42564213;42564214 |  |  |  | :11355 | 11355:11355 | main_exi_3_route_oh | CIRCUIT_BREAKER |  |  |  |  | -1.8 | 4 |  | 504449 |  | [MDSYS.SDO_GEOMETRY]
60910973 | 42489885 | EXISTING | COSTELLO | 4137 | SANTA ROSA | 8036 | D | NO | SCE | THREE | UNKNOWN | 33KV | LOW 2 | UNKNOWN | MB | UNKNOWN | UNKNOWN |  |  | SYSTEM | 2014-04-11 | simhadk |  | CONSOLIDATED | DEVERS | DESERT | 2148847 |  | 2220464 | S | N | Y | 119 | -1 | I | 1965-05-01 |  | D |  | 42489892 | 42490981;42490982 |  |  |  | :04137 | 04137:04137 | main_exi_3_route_oh | CIRCUIT_BREAKER |  |  |  |  | -1.85 | 3 |  | 504449 |  | [MDSYS.SDO_GEOMETRY]
60910974 | 42533970 | EXISTING | COTTAGE GROVE | 4150 | COTTAGE GROVE | 7150 | A | NO | SCE | THREE | UNKNOWN | 2.4KV | LOW 1 | UNKNOWN | MB | UNKNOWN | UNKNOWN |  |  | SYSTEM | 2014-03-26 | merugusn |  | CONSOLIDATED | VISTA | RURALS | 2143773 |  | 2123865 | N | N | Y | 211 | -1 | I | 1950-01-01 |  | D |  | 42533977 | 42549600;42549601 |  | 42535881 |  | :04150 | 04150:04150 | main_exi_3_route_oh | CIRCUIT_BREAKER |  |  |  |  | 71.34 | 2 |  | 504449 |  | [MDSYS.SDO_GEOMETRY]
60910975 | 42551018 | EXISTING | COUNTRYWOOD | 4201 | WALNUT | 5014 | D | NO | SCE | THREE | UNKNOWN | 12KV | LOW 23 | UNKNOWN | MB | UNKNOWN | UNKNOWN |  |  | SYSTEM | 2014-07-15 | merugusn |  | CONSOLIDATED | MIRA LOMA | METRO EAST | 2163548 | 6 | 2218564 | M | N | Y | 134 | -1 | I | 1974-03-01 |  | D |  | 42551025 | 42612372 |  |  |  | :04201 | 04201:04201 | main_exi_3_route_oh | CIRCUIT_BREAKER |  |  |  |  | -1.78 | 3 |  | 504449 |  | [MDSYS.SDO_GEOMETRY]
60910976 | 42556687 | EXISTING | PUTNEY | 14530 | SAN GABRIEL | 5142 | D | NO | SCE | THREE | UNKNOWN | 4KV | LOW 6 | UNKNOWN | MB | UNKNOWN | UNKNOWN |  |  | SYSTEM | 2014-11-20 | kallurr |  | CONSOLIDATED | MESA | METRO EAST | 2190422 | 2 | 2214430 | A | N | Y | 212 | -1 | I | 1950-01-01 |  | D |  | 42556697 | 42600132 |  |  |  | :14530 | 14530:14530 | main_exi_3_route_oh | CIRCUIT_BREAKER |  |  |  |  | -1.77 | 3 |  | 504449 |  | [MDSYS.SDO_GEOMETRY]
60910983 | 42566402 | EXISTING | MAXSON | 11364 | SATICOY | 5534 | D | NO | SCE | THREE | UNKNOWN | 16KV | LOW 2 | UNKNOWN | MB | UNKNOWN | UNKNOWN |  |  | SYSTEM | 2013-12-12 | aminencn |  | CONSOLIDATED | SANTA CLARA | NORTH COAST | 2179829 |  | 2219652 | S | N | Y | 135 | -1 | I | 1968-10-01 |  | D |  | 42566412 | 42697228;42697229 |  |  |  | :11364 | 11364:11364 | main_exi_3_route_oh | CIRCUIT_BREAKER |  |  |  |  | -1.73 | 3 |  | 504449 |  | [MDSYS.SDO_GEOMETRY]
60910984 | 42605794 | EXISTING | EVERGREEN | 6140 | SOUTH GATE | 5787 | D | NO | SCE | THREE | UNKNOWN | 4KV | LOW 5 | UNKNOWN | MB | UNKNOWN | UNKNOWN |  |  | SYSTEM | 2015-03-12 | bessar |  | CONSOLIDATED | LIGHTHIPE | METRO WEST | 2171096 |  | 2220094 | A | N | Y | 211 | -1 | I | 1950-01-01 |  | D |  | 42605801 | 42653769;42653770 |  |  |  | :06140 | 06140:06140 | main_exi_3_route_oh | CIRCUIT_BREAKER |  |  |  |  | -1.77 | 3 |  | 504449 |  | [MDSYS.SDO_GEOMETRY]
60910985 | 42616098 | EXISTING | CAVALIERS | 3182 | TEAM | 8808 | D | NO | SCE | THREE | UNKNOWN | 12KV | LOW 5 | UNKNOWN | MB | UNKNOWN | UNKNOWN |  |  | SYSTEM | 2014-09-11 | bodduvh |  | CONSOLIDATED | VILLA PARK | ORANGE | 2137231 |  | 2220830 | A | N | N |  | -1 | I | 1986-06-01 |  | D |  | 42616105 | 42617693 |  |  |  | :03182 | 03182:03182 | main_exi_3_route_oh | CIRCUIT_BREAKER |  |  |  |  | -1.77 | 3 |  | 504449 |  | [MDSYS.SDO_GEOMETRY]
60910986 | 42617784 | EXISTING | CAYMEN | 3201 | BRYAN | 5808 | D | NO | SCE | THREE | UNKNOWN | 12KV | LOW 15 | UNKNOWN | MB | UNKNOWN | UNKNOWN |  |  | SYSTEM | 2017-12-08 | thompsma |  | CONSOLIDATED | VILLA PARK | ORANGE | 2155170 | 1 | 2215480 | A | N | N |  | -1 | I | 1993-04-28 |  | D |  | 42617794 | 42859340 |  |  |  | :03201 | 03201:03201 | main_exi_3_route_oh | CIRCUIT_BREAKER |  |  |  |  | 0.38 | 2 |  | 504449 |  | [MDSYS.SDO_GEOMETRY]
60910987 | 42627884 | EXISTING | COWCATCHER | 4229 | RAILROAD | 5196 | D | NO | SCE | THREE | UNKNOWN | 12KV | LOW 1 | UNKNOWN | MB | UNKNOWN | UNKNOWN |  |  | SYSTEM | 2014-05-27 | bessar |  | CONSOLIDATED | MIRA LOMA | METRO EAST | 2141762 | 3 | 2216842 | A | N | Y | 225 | -1 | I | 1971-07-01 |  | D |  | 42627891 | 42688461 |  |  |  | :04229 | 04229:04229 | main_exi_3_route_oh | CIRCUIT_BREAKER |  |  |  |  | -1.78 | 3 |  | 504449 |  | [MDSYS.SDO_GEOMETRY]
60910282 | 36260318 | EXISTING | MELISSA | 11618 | LA VETA | 5835 | D | NO | SCE | THREE | UNKNOWN | 12KV | LOW 6 | UNKNOWN | MB | UNKNOWN | UNKNOWN |  |  | SYSTEM | 2014-10-20 | punukos |  | CONSOLIDATED | VILLA PARK | ORANGE | 2180022 | 2 | 2215558 | A | N | N | 215 | -1 | I | 1982-05-01 |  | D |  | 36260325 | 36412432;36412433 |  |  |  | :11618 | 11618:11618 | main_exi_3_route_oh | CIRCUIT_BREAKER |  |  |  |  | -1.78 | 3 |  | 504449 |  | [MDSYS.SDO_GEOMETRY]
60910283 | 36283244 | EXISTING | PETRI | 13990 | BASSETT | 5184 | D | NO | SCE | THREE | UNKNOWN | 12KV | LOW 1 | UNKNOWN | MB | UNKNOWN | UNKNOWN |  |  | SYSTEM | 2017-10-13 | krumwimg |  | CONSOLIDATED | MIRA LOMA | METRO EAST | 2179178 | 2 | 2216816 | S | N | Y | 139 | -1 | I | 1959-05-01 |  | D |  | 36283254 | 36475855 |  |  |  | :13990 | 13990:13990 | main_exi_3_route_oh | CIRCUIT_BREAKER |  |  |  |  | -1.78 | 3 |  | 504449 |  | [MDSYS.SDO_GEOMETRY]
60910284 | 36314026 | EXISTING | DENKER | 4930 | HOWARD | 5210 | D | NO | SCE | THREE | UNKNOWN | 4KV | LOW 1 | UNKNOWN | MB | UNKNOWN | UNKNOWN |  |  | SYSTEM | 2015-03-17 | merugusn |  | CONSOLIDATED | EL NIDO | METRO WEST | 2165395 | 1 | 2216880 | A | N | Y | 210 | -1 | I | 1950-01-01 |  | D |  | 36314036 | 36378478 |  |  |  | :04930 | 04930:04930 | main_exi_3_route_oh | CIRCUIT_BREAKER |  |  |  |  | -1.76 | 3 |  | 504449 |  | [MDSYS.SDO_GEOMETRY]
60910285 | 36339885 | EXISTING | ROBERTSON | 15270 | OLYMPIC | 5222 | D | NO | SCE | THREE | UNKNOWN | 4KV | LOW 4 | UNKNOWN | MB | UNKNOWN | UNKNOWN |  |  | SYSTEM | 2015-04-06 | amathis |  | CONSOLIDATED | EL NIDO | METRO WEST | 2181020 |  | 2216906 | A | N | Y |  | -1 | I | 1967-06-01 |  | D |  | 36339892 | 36345995 |  |  |  | :15270 | 15270:15270 | main_exi_3_route_oh | CIRCUIT_BREAKER |  |  |  |  | -1.76 | 3 |  | 504449 |  | [MDSYS.SDO_GEOMETRY]
60910286 | 36346392 | EXISTING | ROBINSON | 15280 | RANDOLPH | 5739 | D | NO | SCE | THREE | UNKNOWN | 16KV | LOW 4 | UNKNOWN | MB | UNKNOWN | UNKNOWN |  |  | SYSTEM | 2015-05-15 | aminencn |  | CONSOLIDATED | LIGHTHIPE | METRO WEST | 2183159 | 1 | 2217662 | S | N | N |  | -1 | I | 1950-01-01 |  | D |  | 36346402 | 36437551;36437552 |  |  |  | :15280 | 15280:15280 | main_exi_3_route_oh | CIRCUIT_BREAKER |  |  |  |  | -1.77 | 3 |  | 504449 |  | [MDSYS.SDO_GEOMETRY]
60910287 | 36372411 | EXISTING | CACTUS | 2600 | COLTON | 5610 | D | NO | SCE | THREE | UNKNOWN | 12KV | LOW 4 | UNKNOWN | MB | UNKNOWN | UNKNOWN |  |  | SYSTEM | 2017-10-04 | murilljl |  | CONSOLIDATED | VISTA | DESERT | 2139245 |  | 2212868 | M | Y | N |  | -1 | I | 1950-01-01 |  | D |  | 36372421 | 36390086 |  | 36388836 |  | :02600 | 02600:02600 | main_exi_3_route_oh | CIRCUIT_BREAKER |  |  |  |  | -1.81 | 3 |  | 504449 |  | [MDSYS.SDO_GEOMETRY]
60910288 | 36402289 | EXISTING | JOSHUA | 9330 | LANCASTER | 5514 | D | NO | SCE | THREE | UNKNOWN | 12KV | LOW 5 | UNKNOWN | MB | UNKNOWN | UNKNOWN |  |  | SYSTEM | 2013-11-08 | bodduvh |  | CONSOLIDATED | VINCENT | NORTH COAST | 2162023 | 2 | 2212660 | S | Y | N |  | -1 | I | 1950-01-01 |  | D |  | 36402299 | 36513322;36513323 |  |  |  | :09330 | 09330:09330 | main_exi_3_route_oh | CIRCUIT_BREAKER |  |  |  |  | -1.78 | 3 |  | 504449 |  | [MDSYS.SDO_GEOMETRY]
60910294 | 36415280 | EXISTING | THORNBURG | 17790 | PALMDALE | 5564 | D | NO | SCE | THREE | UNKNOWN | 12KV | LOW 10 | UNKNOWN | MB | UNKNOWN | UNKNOWN |  |  | SYSTEM | 2013-11-24 | simhadk |  | CONSOLIDATED | VINCENT | NORTH COAST | 2188278 | 2 | 2212778 | A | Y | N |  | -1 | I | 1950-01-01 |  | D |  | 36415290 | 36561385;36561386 |  |  |  | :17790 | 17790:17790 | main_exi_3_route_oh | CIRCUIT_BREAKER |  |  |  |  | -1.78 | 3 |  | 504449 |  | [MDSYS.SDO_GEOMETRY]
60910295 | 36418210 | EXISTING | CADILLAC | 2605 | NARROWS | 5838 | D | NO | SCE | THREE | UNKNOWN | 12KV | LOW 9 | UNKNOWN | MB | UNKNOWN | UNKNOWN |  |  | SYSTEM | 2014-11-06 | rajendrs |  | CONSOLIDATED | MESA | METRO EAST | 2154064 | 2 | 2220218 | A | Y | N |  | -1 | I | 1986-04-01 |  | D |  | 36418217 | 36479699;165029177 |  |  |  | :02605 | 02605:02605 | main_exi_3_route_oh | CIRCUIT_BREAKER |  |  |  |  | -1.77 | 3 |  | 504449 |  | [MDSYS.SDO_GEOMETRY]
60910296 | 36426812 | EXISTING | DENVER | 4950 | CAMERON | 5712 | D | NO | SCE | THREE | UNKNOWN | 12KV | LOW 2 | UNKNOWN | MB | UNKNOWN | UNKNOWN |  |  | SYSTEM | 2015-02-10 | manthak |  | CONSOLIDATED | LIGHTHIPE | METRO WEST | 2150274 |  | 2215280 | S | N | Y | 102 | -1 | I | 1946-07-01 |  | D |  | 36426822 | 36467117;36467118 |  |  |  | :04950 | 04950:04950 | main_exi_3_route_oh | CIRCUIT_BREAKER |  |  |  |  | -1.76 | 3 |  | 504449 |  | [MDSYS.SDO_GEOMETRY]
60910297 | 36456382 | EXISTING | MELVERE | 11627 | HEMET | 8164 | D | NO | SCE | THREE | UNKNOWN | 12KV | LOW 4 | UNKNOWN | MB | UNKNOWN | UNKNOWN |  |  | SYSTEM | 2014-09-18 | aminencn |  | CONSOLIDATED | VALLEY | SAN JACINTO | 2180023 |  | 2220650 | A | Y | N |  | -1 | I | 1965-10-01 |  | D |  | 36456392 | 36580999;36581000 |  |  |  | :11627 | 11627:11627 | main_exi_3_route_oh | CIRCUIT_BREAKER |  |  |  |  | -1.82 | 3 |  | 504449 |  | [MDSYS.SDO_GEOMETRY]
60910298 | 36471472 | EXISTING | BORCHERS | 1971 | ONEILL | 8810 | D | NO | SCE | THREE | UNKNOWN | 12KV | LOW 1 | UNKNOWN | MB | UNKNOWN | UNKNOWN |  |  | SYSTEM | 2014-09-10 | evasicj |  | CONSOLIDATED | ELLIS | ORANGE | 2132233 |  | 2216200 | A | N | N |  | -1 | I | 1993-06-17 |  | D |  | 36471479 | 36626684;36626685;36626686 |  |  |  | :01971 | 01971:01971 | main_exi_3_route_oh | CIRCUIT_BREAKER |  |  |  |  | -1.79 | 3 |  | 504449 |  | [MDSYS.SDO_GEOMETRY]
60910299 | 36481464 | EXISTING | CADBURY | 2610 | WESTGATE | 5888 | D | NO | SCE | THREE | UNKNOWN | 4KV | LOW 3 | UNKNOWN | MB | UNKNOWN | UNKNOWN |  |  | SYSTEM | 2014-10-24 | kallurr |  | CONSOLIDATED | MESA | METRO EAST | 2138429 |  | 2215666 | A | N | N |  | -1 | I | 1950-01-01 |  | D |  | 36481471 | 36498834 |  |  |  | :02610 | 02610:02610 | main_exi_3_route_oh | CIRCUIT_BREAKER |  |  |  |  | -1.77 | 3 |  | 504449 |  | [MDSYS.SDO_GEOMETRY]
60910300 | 36503549 | EXISTING | PETTIS | 13999 | TIMOTEO | 5604 | D | NO | SCE | THREE | UNKNOWN | 12KV | LOW 7 | UNKNOWN | MB | UNKNOWN | UNKNOWN |  |  | SYSTEM | 2018-01-03 | krumwimg |  | CONSOLIDATED | VISTA | DESERT | 2184641 | 2 | 2217420 | S | Y | N |  | -1 | I | 1977-05-01 |  | D |  | 36503559 | 36556465 |  |  |  | :13999 | 13999:13999 | main_exi_3_route_oh | CIRCUIT_BREAKER |  |  |  |  | -1.81 | 3 |  | 504449 |  | [MDSYS.SDO_GEOMETRY]
60910631 | 39669618 | EXISTING | LA VACA | 10217 | POTRERO | 5597 | D | NO | SCE | THREE | UNKNOWN | 16KV | LOW 1 | UNKNOWN | MB | UNKNOWN | UNKNOWN |  |  | SYSTEM | 2014-01-02 | bodduvh |  | CONSOLIDATED | MOORPARK | NORTH COAST | 2174574 | 3 | 2219760 | A | Y | N |  | -1 | I | 1979-08-01 |  | D |  | 39669625 | 39760782;39760783 |  |  |  | :10217 | 10217:10217 | main_exi_3_route_oh | CIRCUIT_BREAKER |  |  |  |  | -1.74 | 4 |  | 504449 |  | [MDSYS.SDO_GEOMETRY]
60911291 | 45549262 | EXISTING | CLAUDIA | 3607 | MARION | 5866 | D | NO | SCE | THREE | UNKNOWN | 12KV | LOW 8 | UNKNOWN | MB | UNKNOWN | UNKNOWN |  |  | SYSTEM | 2015-01-24 | aminencn |  | CONSOLIDATED | VILLA PARK | ORANGE | 2157487 | 1 | 2215624 | A | N | N |  | -1 | I | 1967-01-01 |  | D |  | 45549269 | 45751498;45751499 |  |  |  | :03607 | 03607:03607 | main_exi_3_route_oh | CIRCUIT_BREAKER |  |  |  |  | 0.39 | 3 |  | 504449 |  | [MDSYS.SDO_GEOMETRY]
60911292 | 45558003 | EXISTING | PEARCY | 13868 | CABRILLO | 5879 | D | NO | SCE | THREE | UNKNOWN | 12KV | LOW 20 | UNKNOWN | MB | UNKNOWN | UNKNOWN |  |  | SYSTEM | 2017-11-15 | thompsma |  | CONSOLIDATED | ELLIS | ORANGE | 2179381 | 4 | 2220290 | A | N | N | 214 | -1 | I | 1978-07-01 |  | D |  | 45558010 | 45699267 |  |  |  | :13868 | 13868:13868 | main_exi_3_route_oh | CIRCUIT_BREAKER |  |  |  |  | -1.78 | 3 |  | 504449 |  | [MDSYS.SDO_GEOMETRY]
60911293 | 45591367 | EXISTING | DITMAN | 5100 | BELVEDERE | 5114 | D | NO | SCE | THREE | UNKNOWN | 4KV | LOW 3 | UNKNOWN | MB | UNKNOWN | UNKNOWN |  |  | SYSTEM | 2014-11-21 | aminencn |  | CONSOLIDATED | MESA | METRO EAST | 2145143 |  | 2219012 | A | N | Y | 220 | -1 | I | 1964-06-01 |  | D |  | 45591377 | 45599965;45599966 |  |  |  | :05100 | 05100:05100 | main_exi_3_route_oh | CIRCUIT_BREAKER |  |  |  |  | -1.77 | 3 |  | 504449 |  | [MDSYS.SDO_GEOMETRY]
60911294 | 45601650 | EXISTING | DIXON | 5130 | DECLEZ | 5615 | D | NO | SCE | THREE | UNKNOWN | 12KV | LOW 7 | UNKNOWN | MB | UNKNOWN | UNKNOWN |  |  | SYSTEM | 2014-08-06 | punukos |  | CONSOLIDATED | VISTA | DESERT | 2166854 | 3 | 2219794 | S | N | Y | 117 | -1 | I | 1950-01-01 |  | D |  | 45601657 | 45646228 |  |  |  | :05130 | 05130:05130 | main_exi_3_route_oh | CIRCUIT_BREAKER |  |  |  |  | -1.8 | 3 |  | 504449 |  | [MDSYS.SDO_GEOMETRY]
60911299 | 45628475 | EXISTING | RIVERVIEW | 15173 | SECOND AVENUE | 8235 | D | NO | SCE | THREE | UNKNOWN | 12KV | LOW 2 | UNKNOWN | MB | UNKNOWN | UNKNOWN |  |  | SYSTEM | 2014-03-05 | kollir |  | CONSOLIDATED | DEVERS | RURALS | 2190561 |  | 2216060 | A | N | N |  | -1 | I | 1950-01-01 |  | D |  | 45628482 | 45629864 |  |  |  | :15173 | 15173:15173 | main_exi_3_route_oh | CIRCUIT_BREAKER |  |  |  |  | -1.95 | 4 |  | 504449 |  | [MDSYS.SDO_GEOMETRY]
60911301 | 45630522 | EXISTING | ROANOKE | 15230 | GRANADA | 5126 | D | NO | SCE | THREE | UNKNOWN | 4KV | LOW 4 | UNKNOWN | MB | UNKNOWN | UNKNOWN |  |  | SYSTEM | 2014-11-27 | bodduvh |  | CONSOLIDATED | MESA | METRO EAST | 2180937 |  | 2216720 | A | N | Y | 214 | -1 | I | 1950-01-01 |  | D |  | 45630532 | 45659820 |  |  |  | :15230 | 15230:15230 | main_exi_3_route_oh | CIRCUIT_BREAKER |  |  |  |  | -1.77 | 3 |  | 504449 |  | [MDSYS.SDO_GEOMETRY]
60911302 | 45647729 | EXISTING | DOANE | 5132 | SAN ANTONIO | 5631 | D | NO | SCE | THREE | UNKNOWN | 12KV | LOW 13 | UNKNOWN | MB | UNKNOWN | UNKNOWN |  |  | SYSTEM | 2014-05-21 | merugusn |  | CONSOLIDATED | MIRA LOMA | METRO EAST | 2145147 |  | 2219828 | S | N | Y | 125 | -1 | I | 1972-06-01 |  | D |  | 45647739 | 45720909;45720910 |  |  |  | :05132 | 05132:05132 | main_exi_3_route_oh | CIRCUIT_BREAKER |  |  |  |  | -1.79 | 3 |  | 504449 |  | [MDSYS.SDO_GEOMETRY]
60911303 | 45660145 | EXISTING | ROBBIE | 15235 | ARCADIA | 5106 | D | NO | SCE | THREE | UNKNOWN | 16KV | LOW 8 | UNKNOWN | MB | UNKNOWN | UNKNOWN |  |  | SYSTEM | 2017-11-02 | krumwimg |  | CONSOLIDATED | MESA | METRO EAST | 2180938 | 4 | 2218994 | A | N | Y | 216 | -1 | I | 1988-03-01 |  | D |  | 45660152 | 45797510 |  |  |  | :15235 | 15235:15235 | main_exi_3_route_oh | CIRCUIT_BREAKER |  |  |  |  | -1.78 | 3 |  | 504449 |  | [MDSYS.SDO_GEOMETRY]
60911304 | 45681347 | EXISTING | WILLOW SPRINGS | 19430 | ROSAMOND | 5541 | D | NO | SCE | THREE | UNKNOWN | 12KV | LOW 3 | UNKNOWN | MB | UNKNOWN | UNKNOWN |  |  | SYSTEM | 2013-11-21 | mannepl |  | CONSOLIDATED | VINCENT | NORTH COAST | 2188846 |  | 2217298 | S | N | Y | 129 | -1 | I | 1950-01-01 |  | D |  | 45681357 | 45739376;45739377 |  |  |  | :19430 | 19430:19430 | main_exi_3_route_oh | CIRCUIT_BREAKER |  |  |  |  | -1.78 | 6 |  | 504449 |  | [MDSYS.SDO_GEOMETRY]
60911305 | 45684109 | EXISTING | SECRETARY | 16088 | BEVERLY | 5201 | D | NO | SCE | THREE | UNKNOWN | 16KV | LOW 4 | UNKNOWN | MB | UNKNOWN | UNKNOWN |  |  | SYSTEM | 2015-04-10 | merugusn |  | CONSOLIDATED | EL NIDO | METRO WEST | 2190783 | 5 | 2216848 | S | N | Y | 117 | -1 | I | 1972-07-01 |  | D |  | 45684119 | 45747940;45747941 |  |  |  | :16088 | 16088:16088 | main_exi_3_route_oh | CIRCUIT_BREAKER |  |  |  |  | -1.76 | 3 |  | 504449 |  | [MDSYS.SDO_GEOMETRY]
60911306 | 45700901 | EXISTING | PECAN | 13875 | CHESTNUT | 5861 | D | NO | SCE | THREE | UNKNOWN | 12KV | LOW 3 | UNKNOWN | MB | UNKNOWN | UNKNOWN |  |  | SYSTEM | 2014-10-08 | yallasv |  | CONSOLIDATED | ELLIS | ORANGE | 2179382 | 2 | 2215608 | A | N | N |  | -1 | I | 1966-11-01 |  | D |  | 45700908 | 45770671 |  |  |  | :13875 | 13875:13875 | main_exi_3_route_oh | CIRCUIT_BREAKER |  |  |  |  | -91.8 | 2 |  | 504449 |  | [MDSYS.SDO_GEOMETRY]
60911307 | 45703893 | EXISTING | FANWOOD | 6275 | CLARK | 5769 | D | NO | SCE | THREE | UNKNOWN | 4KV | LOW 2 | UNKNOWN | MB | UNKNOWN | UNKNOWN |  |  | SYSTEM | 2015-01-05 | simhadk |  | CONSOLIDATED | LIGHTHIPE | METRO WEST | 2151124 | 2 | 2217718 | A | N | Y | 235 | -1 | I | 1961-09-01 |  | D |  | 45703903 | 45766960;45766961 |  |  |  | :06275 | 06275:06275 | main_exi_3_route_oh | CIRCUIT_BREAKER |  |  |  |  | -1.77 | 3 |  | 504449 |  | [MDSYS.SDO_GEOMETRY]
60910632 | 39679592 | EXISTING | TRUMP | 18233 | GOLETA | 5055 | D | NO | SCE | THREE | UNKNOWN | 16KV | LOW 10 | UNKNOWN | MB | UNKNOWN | UNKNOWN |  |  | SYSTEM | 2013-10-30 | inneswm |  | CONSOLIDATED | GOLETA | NORTH COAST | 2188027 |  | 2214136 | M | Y | N |  | -1 | I | 1963-11-01 |  | D |  | 39679602 | 39780120;39780121 |  |  |  | :18233 | 18233:18233 | main_exi_3_route_oh | CIRCUIT_BREAKER |  |  |  |  | -1.71 | 5 |  | 504449 |  | [MDSYS.SDO_GEOMETRY]
60910633 | 39702039 | EXISTING | CHANGE | 3328 | RUSH | 5116 | D | NO | SCE | THREE | UNKNOWN | 16KV | LOW 8 | UNKNOWN | MB | UNKNOWN | UNKNOWN |  |  | SYSTEM | 2015-01-02 | merugusn |  | CONSOLIDATED | MESA | METRO EAST | 2155336 | 1 | 2212060 | A | N | Y | 235 | -1 | I | 1950-01-01 |  | D |  | 39702046 | 39809917 |  |  |  | :03328 | 03328:03328 | main_exi_3_route_oh | CIRCUIT_BREAKER |  |  |  |  | -1.77 | 3 |  | 504449 |  | [MDSYS.SDO_GEOMETRY]
60910634 | 39738058 | EXISTING | POMEROY | 14300 | TERRACE | 5146 | D | NO | SCE | THREE | UNKNOWN | 4KV | LOW 3 | UNKNOWN | MB | UNKNOWN | UNKNOWN |  |  | SYSTEM | 2014-12-10 | punukos |  | CONSOLIDATED | MESA | METRO EAST | 2179733 |  | 2214438 | A | N | Y |  | -1 | I | 2026-08-01 |  | D |  | 39738065 | 39767119 |  |  |  | :14300 | 14300:14300 | main_exi_3_route_oh | CIRCUIT_BREAKER |  |  |  |  | -1.77 | 3 |  | 504449 |  | [MDSYS.SDO_GEOMETRY]
60910635 | 39741687 | EXISTING | DUSK | 5467 | CHERRY | 5797 | D | NO | SCE | THREE | UNKNOWN | 12KV | LOW 6 | UNKNOWN | MB | UNKNOWN | UNKNOWN |  |  | SYSTEM | 2015-01-23 | simhadk |  | CONSOLIDATED | LIGHTHIPE | METRO WEST | 2156034 |  | 2217778 | A | Y | N |  | -1 | I | 1987-08-01 |  | D |  | 39741697 | 39743725 |  |  |  | :05467 | 05467:05467 | main_exi_3_route_oh | CIRCUIT_BREAKER |  |  |  |  | -1.76 | 3 |  | 504449 |  | [MDSYS.SDO_GEOMETRY]
60910636 | 39743999 | EXISTING | EARL | 5490 | BOWL | 5708 | D | NO | SCE | THREE | UNKNOWN | 4KV | LOW 5 | UNKNOWN | MB | UNKNOWN | UNKNOWN |  |  | SYSTEM | 2014-12-06 | merugusn |  | CONSOLIDATED | LIGHTHIPE | METRO WEST | 2146824 | 2 | 2219942 | S | N | Y | 136 | -1 | I | 1956-12-01 |  | D |  | 39744009 | 39794610;39794611 |  |  |  | :05490 | 05490:05490 | main_exi_3_route_oh | CIRCUIT_BREAKER |  |  |  |  | -1.77 | 3 |  | 504449 |  | [MDSYS.SDO_GEOMETRY]
60910642 | 39767342 | EXISTING | POPPET FLATS | 14337 | CABAZON | 8118 | D | NO | SCE | THREE | UNKNOWN | 12KV | LOW 2 | UNKNOWN | MB | UNKNOWN | UNKNOWN |  |  | SYSTEM | 2014-04-21 | attadas |  | CONSOLIDATED | DEVERS | DESERT | 2185309 |  | 2220604 | N | N | Y | 215 | -1 | I | 1950-01-01 |  | D |  | 39767349 | 39801629;39801630 |  | 39770141 |  | :14337 | 14337:14337 | main_exi_3_route_oh | CIRCUIT_BREAKER |  |  |  |  | -1.83 | 3.5 |  | 504449 |  | [MDSYS.SDO_GEOMETRY]
60910643 | 39781139 | EXISTING | TRUMPET | 18234 | ELIZABETH LAKE | 5546 | D | NO | SCE | THREE | UNKNOWN | 16KV | LOW 3 | UNKNOWN | MB | UNKNOWN | UNKNOWN |  |  | SYSTEM | 2013-12-20 | manthak |  | CONSOLIDATED | SAUGUS | NORTH COAST | 2188028 |  | 2212742 | A | N | N |  | -1 | I | 1975-03-01 |  | D |  | 39781146 | 39941486;39941487 |  |  |  | :18234 | 18234:18234 | main_exi_3_route_oh | CIRCUIT_BREAKER |  |  |  |  | -1.76 | 3 |  | 504449 |  | [MDSYS.SDO_GEOMETRY]
60910645 | 39791603 | EXISTING | MYFORD | 12440 | IRVINE | 5829 | D | NO | SCE | THREE | UNKNOWN | 12KV | LOW 8 | UNKNOWN | MB | UNKNOWN | UNKNOWN |  |  | SYSTEM | 2015-02-09 | attadas |  | CONSOLIDATED | ELLIS | ORANGE | 2173095 |  | 2217856 | S | N | Y | 106 | -1 | I | 1950-01-01 |  | D |  | 39791610 | 39885532;69158196 |  |  |  | :12440 | 12440:12440 | main_exi_3_route_oh | CIRCUIT_BREAKER |  |  |  |  | -1.79 | 3.5 |  | 504449 |  | [MDSYS.SDO_GEOMETRY]
60910650 | 39798367 | EXISTING | LEMOORE | 10360 | HANFORD | 5310 | D | NO | SCE | THREE | UNKNOWN | 12KV | LOW 10 | UNKNOWN | MB | UNKNOWN | UNKNOWN |  |  | SYSTEM | 2014-03-18 | bodduvh |  | CONSOLIDATED | SAN JOAQUIN | SAN JOAQUIN | 2169658 |  | 2219430 | A | Y | N |  | -1 | I | 1950-01-01 |  | D |  | 39798377 | 39913598;39913599 |  |  |  | :10360 | 10360:10360 | main_exi_3_route_oh | CIRCUIT_BREAKER |  |  |  |  | -1.79 | 3 |  | 504449 |  | [MDSYS.SDO_GEOMETRY]
60910652 | 39803416 | EXISTING | PORCELAIN | 14341 | TEMESCAL P.T. | 7829 | A | NO | SCE | THREE | UNKNOWN | 4KV | LOW 1 | UNKNOWN | MB | UNKNOWN | UNKNOWN |  |  | SYSTEM | 2014-06-26 | yallasv |  | CONSOLIDATED | MIRA LOMA | METRO EAST | 2179735 |  | 2273820 | A | N | N |  | -1 | I | 2001-04-30 |  | D |  | 39803420 | 39918066;39918067 |  | 39875601 |  | :14341 | 14341:14341 | main_exi_3_route_oh | CIRCUIT_BREAKER |  |  |  |  | -1.8 | 2 |  | 504449 |  | [MDSYS.SDO_GEOMETRY]
60910653 | 39811454 | EXISTING | CHANSLOR | 3333 | BLYTHE | 8048 | D | NO | SCE | THREE | UNKNOWN | 33KV | LOW 4 | UNKNOWN | MB | UNKNOWN | UNKNOWN |  |  | SYSTEM | 2014-10-02 | lantzmk |  | CONSOLIDATED | DEVERS | RURALS | 2155338 |  | 2220506 | S | Y | N |  | -1 | I | 1950-01-01 |  | D |  | 39811461 | 39812478;39812479 |  |  |  | :03333 | 03333:03333 | main_exi_3_route_oh | CIRCUIT_BREAKER |  |  |  |  | -1.94 | 3 |  | 504449 |  | [MDSYS.SDO_GEOMETRY]
60910654 | 39817795 | EXISTING | SATURN | 15910 | RANDOLPH | 5739 | D | NO | SCE | THREE | UNKNOWN | 16KV | LOW 2 | UNKNOWN | MB | UNKNOWN | UNKNOWN |  |  | SYSTEM | 2015-02-27 | manthak |  | CONSOLIDATED | LIGHTHIPE | METRO WEST | 2190765 | 2 | 2217662 | S | N | N |  | -1 | I | 1950-01-01 |  | D |  | 39817805 | 39839082 |  |  |  | :15910 | 15910:15910 | main_exi_3_route_oh | CIRCUIT_BREAKER |  |  |  |  | -1.77 | 2 |  | 504449 |  | [MDSYS.SDO_GEOMETRY]
60910655 | 39829124 | EXISTING | CHANTRY | 3335 | ARCADIA | 5106 | D | NO | SCE | THREE | UNKNOWN | 16KV | LOW 5 | UNKNOWN | MB | UNKNOWN | UNKNOWN |  |  | SYSTEM | 2014-12-04 | kallurr |  | CONSOLIDATED | MESA | METRO EAST | 2137410 | 4 | 2218994 | A | N | Y | 216 | -1 | I | 1988-03-01 |  | D |  | 39829131 | 39924317 |  | 70702076 |  | :03335 | 03335:03335 | main_exi_3_route_oh | CIRCUIT_BREAKER |  |  |  |  | -1.78 | 3 |  | 504449 |  | [MDSYS.SDO_GEOMETRY]
60910988 | 42631949 | EXISTING | QUAKER | 14550 | LAYFAIR | 5645 | D | NO | SCE | THREE | UNKNOWN | 4KV | LOW 11 | UNKNOWN | MB | UNKNOWN | UNKNOWN |  |  | SYSTEM | 2014-05-29 | kallurr |  | CONSOLIDATED | MIRA LOMA | METRO EAST | 2185479 |  | 2215192 | A | N | Y | 250 | -1 | I | 1950-01-01 |  | D |  | 42631959 | 42670104;42670105 |  |  |  | :14550 | 14550:14550 | main_exi_3_route_oh | CIRCUIT_BREAKER |  |  |  |  | -1.79 | 3 |  | 504449 |  | [MDSYS.SDO_GEOMETRY]
60910989 | 42641450 | EXISTING | OMAHA | 13160 | TRASK | 5899 | D | NO | SCE | THREE | UNKNOWN | 12KV | LOW 4 | UNKNOWN | MB | UNKNOWN | UNKNOWN |  |  | SYSTEM | 2014-12-08 | simhadk |  | CONSOLIDATED | VILLA PARK | ORANGE | 2182454 | 1 | 2213412 | S | N | Y | 110 | -1 | I | 1955-12-01 |  | D |  | 42641460 | 42846531;42846532 |  |  |  | :13160 | 13160:13160 | main_exi_3_route_oh | CIRCUIT_BREAKER |  |  |  |  | -1.77 | 3 |  | 504449 |  | [MDSYS.SDO_GEOMETRY]
60910990 | 42655418 | EXISTING | EXECUTIVE | 6145 | BEVERLY | 5201 | D | NO | SCE | THREE | UNKNOWN | 16KV | LOW 2 | UNKNOWN | MB | UNKNOWN | UNKNOWN |  |  | SYSTEM | 2015-03-30 | manthak |  | CONSOLIDATED | EL NIDO | METRO WEST | 2148656 | 4 | 2216848 | S | N | Y | 104 | -1 | I | 1974-06-01 |  | D |  | 42655428 | 42714430;196096439 |  |  |  | :06145 | 06145:06145 | main_exi_3_route_oh | CIRCUIT_BREAKER |  |  |  |  | -1.76 | 3 |  | 504449 |  | [MDSYS.SDO_GEOMETRY]
60910991 | 42671288 | EXISTING | QUARRY | 14565 | PEDLEY | 5626 | D | NO | SCE | THREE | UNKNOWN | 12KV | LOW 2 | UNKNOWN | MB | UNKNOWN | UNKNOWN |  |  | SYSTEM | 2014-07-28 | merugusn |  | CONSOLIDATED | MIRA LOMA | METRO EAST | 2190424 |  | 2212914 | S | N | Y | 118 | -1 | I | 1965-04-01 |  | D |  | 42671292 | 42767534;42767535 |  |  |  | :14565 | 14565:14565 | main_exi_3_route_oh | CIRCUIT_BREAKER |  |  |  |  | 178.2 | 2 |  | 504449 |  | [MDSYS.SDO_GEOMETRY]
60910992 | 42690440 | EXISTING | COWEN | 4231 | MT. VERNON | 5641 | D | NO | SCE | THREE | UNKNOWN | 4KV | LOW 2 | UNKNOWN | MB | UNKNOWN | UNKNOWN |  |  | SYSTEM | 2017-10-24 | krumwimg |  | CONSOLIDATED | VISTA | DESERT | 2149023 | 2 | 2212948 | A | N | Y |  | -1 | I | 1972-02-01 |  | D |  | 42690447 | 42703446 |  |  |  | :04231 | 04231:04231 | main_exi_3_route_oh | CIRCUIT_BREAKER |  |  |  |  | -1.81 | 3 |  | 504449 |  | [MDSYS.SDO_GEOMETRY]
60910993 | 42699306 | EXISTING | MAYS | 11420 | LANCASTER | 5514 | D | NO | SCE | THREE | UNKNOWN | 12KV | LOW 8 | UNKNOWN | MB | UNKNOWN | UNKNOWN |  |  | SYSTEM | 2013-11-09 | kollir |  | CONSOLIDATED | VINCENT | NORTH COAST | 2172265 | 2 | 2212660 | S | N | Y | 117 | -1 | I | 1950-01-01 |  | D |  | 42699316 | 42772912;42772913 |  |  |  | :11420 | 11420:11420 | main_exi_3_route_oh | CIRCUIT_BREAKER |  |  |  |  | -1.78 | 3 |  | 504449 |  | [MDSYS.SDO_GEOMETRY]
60910994 | 42714725 | EXISTING | EXCELSIOR | 6170 | PIONEER | 5886 | D | NO | SCE | THREE | UNKNOWN | 4KV | LOW 11 | UNKNOWN | MB | UNKNOWN | UNKNOWN |  |  | SYSTEM | 2014-12-12 | yallasv |  | CONSOLIDATED | LIGHTHIPE | METRO WEST | 2171098 |  | 2217976 | A | N | Y | 233 | -1 | I | 1950-01-01 |  | D |  | 42714735 | 44161712;44161713 |  |  |  | :06170 | 06170:06170 | main_exi_3_route_oh | CIRCUIT_BREAKER |  |  |  |  | -1.77 | 3 |  | 504449 |  | [MDSYS.SDO_GEOMETRY]
60910995 | 42726522 | EXISTING | CRAFTSMAN | 4255 | HOMART | 8039 | D | NO | SCE | THREE | UNKNOWN | 12KV | LOW 5 | UNKNOWN | MB | UNKNOWN | UNKNOWN |  |  | SYSTEM | 2014-03-19 | simhadk |  | CONSOLIDATED | VISTA | DESERT | 2143922 |  | 2220488 | A | N | N |  | -1 | I | 1967-04-01 |  | D |  | 42726529 | 42729377 |  |  |  | :04255 | 04255:04255 | main_exi_3_route_oh | CIRCUIT_BREAKER |  |  |  |  | -1.81 | 3 |  | 504449 |  | [MDSYS.SDO_GEOMETRY]
60911001 | 42746821 | EXISTING | CRAM | 4263 | HIGHLAND | 5619 | D | NO | SCE | THREE | UNKNOWN | 12KV | LOW 10 | UNKNOWN | MB | UNKNOWN | UNKNOWN |  |  | SYSTEM | 2014-04-14 | simhadk |  | CONSOLIDATED | VISTA | DESERT | 2149024 |  | 2219808 | S | N | Y | 109 | -1 | I | 1964-06-01 |  | D |  | 42746831 | 42800339;166577382 |  |  |  | :04263 | 04263:04263 | main_exi_3_route_oh | CIRCUIT_BREAKER |  |  |  |  | -1.81 | 3 |  | 504449 |  | [MDSYS.SDO_GEOMETRY]
60911002 | 42774642 | EXISTING | MCBEAN | 11432 | NEWHALL | 5576 | D | NO | SCE | THREE | UNKNOWN | 16KV | LOW 7 | UNKNOWN | MB | UNKNOWN | UNKNOWN |  |  | SYSTEM | 2013-12-28 | manthak |  |  | SAUGUS | NORTH COAST | 2179835 | 4 | 2217376 | A | N | N |  | -1 | I | 1980-03-01 |  | D |  | 42774649 | 42868309;42868310 |  |  |  | :11432 | 11432:11432 | main_exi_3_route_oh | CIRCUIT_BREAKER |  |  |  |  | -1.76 | 3 |  | 504449 |  | [MDSYS.SDO_GEOMETRY]
60911003 | 42777101 | EXISTING | VAL VERDE | 18580 | SAUGUS | 5051 | D | NO | SCE | THREE | UNKNOWN | 16KV | LOW 17 | UNKNOWN | MB | UNKNOWN | UNKNOWN |  |  | SYSTEM | 2013-12-04 | manthak |  | CONSOLIDATED | SAUGUS | NORTH COAST | 2188198 | 6 | 2211724 | A | Y | N |  | -1 | I | 2024-07-01 |  | D |  | 42777111 | 42818486;42818487 |  |  |  | :18580 | 18580:18580 | main_exi_3_route_oh | CIRCUIT_BREAKER |  |  |  |  | -1.76 | 3 |  | 504449 |  | [MDSYS.SDO_GEOMETRY]
60911004 | 42795436 | EXISTING | QUART | 14566 | PALM VILLAGE | 8215 | D | NO | SCE | THREE | UNKNOWN | 12KV | LOW 6 | UNKNOWN | MB | UNKNOWN | UNKNOWN |  |  | SYSTEM | 2017-10-13 | murilljl |  | CONSOLIDATED | DEVERS | DESERT | 2190425 |  | 2213750 | A | N | Y |  | -1 | I | 1981-05-01 |  | D |  | 42795446 | 42907741 |  |  |  | :14566 | 14566:14566 | main_exi_3_route_oh | CIRCUIT_BREAKER |  |  |  |  | -1.86 | 3 |  | 504449 |  | [MDSYS.SDO_GEOMETRY]
60911005 | 42802534 | EXISTING | CREEKSIDE | 4314 | ARCHIBALD | 5659 | D | NO | SCE | THREE | UNKNOWN | 12KV | LOW 8 | UNKNOWN | MB | UNKNOWN | UNKNOWN |  |  | SYSTEM | 2014-07-23 | attiliv |  | CONSOLIDATED | MIRA LOMA | METRO EAST | 2149027 |  | 2215212 |  | N | N |  | -1 | I | 1991-06-03 |  | D |  | 42802541 | 42843801;42843802 |  |  |  | :04314 | 04314:04314 | main_exi_3_route_oh | CIRCUIT_BREAKER |  |  |  |  | -1.8 | 3 |  | 504449 |  | [MDSYS.SDO_GEOMETRY]
60911006 | 42819448 | EXISTING | VANDALIA | 18610 | PORTERVILLE | 5323 | D | NO | SCE | THREE | UNKNOWN | 12KV | LOW 3 | UNKNOWN | MB | UNKNOWN | UNKNOWN |  |  | SYSTEM | 2014-03-17 | merugusn |  | CONSOLIDATED | SAN JOAQUIN | SAN JOAQUIN | 2189393 | 1 | 2212530 | A | N | Y | 212 | -1 | I | 1950-01-01 |  | D |  | 42819458 | 43075412;43075413 |  |  |  | :18610 | 18610:18610 | main_exi_3_route_oh | CIRCUIT_BREAKER |  |  |  |  | -1.79 | 3 |  | 504449 |  | [MDSYS.SDO_GEOMETRY]
60910301 | 36514944 | EXISTING | JOSTEN | 9355 | PORTERVILLE | 5323 | D | NO | SCE | THREE | UNKNOWN | 12KV | LOW 8 | UNKNOWN | MB | UNKNOWN | UNKNOWN |  |  | SYSTEM | 2014-02-20 | punukos |  | CONSOLIDATED | SAN JOAQUIN | SAN JOAQUIN | 2169284 | 1 | 2212530 | A | N | Y | 212 | -1 | I | 1979-06-01 |  | D |  | 36514954 | 36550403;36550404 |  |  |  | :09355 | 09355:09355 | main_exi_3_route_oh | CIRCUIT_BREAKER |  |  |  |  | -1.79 | 3 |  | 504449 |  | [MDSYS.SDO_GEOMETRY]
60910302 | 36516744 | EXISTING | CADIZ | 2620 | NEWMARK | 5136 | D | NO | SCE | THREE | UNKNOWN | 4KV | LOW 10 | UNKNOWN | MB | UNKNOWN | UNKNOWN |  |  | SYSTEM | 2014-10-24 | bessar |  | CONSOLIDATED | MESA | METRO EAST | 2139246 | 4 | 2212100 | S | N | Y | 132 | -1 | I | 1950-01-01 |  | D |  | 36516754 | 36538149 |  |  |  | :02620 | 02620:02620 | main_exi_3_route_oh | CIRCUIT_BREAKER |  |  |  |  | -1.77 | 3 |  | 504449 |  | [MDSYS.SDO_GEOMETRY]
60910303 | 36536242 | EXISTING | DERRICK | 4990 | SIGNAL HILL | 5753 | D | NO | SCE | THREE | UNKNOWN | 4KV | LOW 6 | UNKNOWN | MB | UNKNOWN | UNKNOWN |  |  | SYSTEM | 2014-12-01 | merugusn |  | CONSOLIDATED | LIGHTHIPE | METRO WEST | 2150278 |  | 2215348 | S | Y | N |  | -1 | I | 1950-01-01 |  | D |  | 36536249 | 36564793;36564794 |  |  |  | :04990 | 04990:04990 | main_exi_3_route_oh | CIRCUIT_BREAKER |  |  |  |  | -1.77 | 3 |  | 504449 |  | [MDSYS.SDO_GEOMETRY]
60910304 | 36540043 | EXISTING | CAGLI | 2626 | PADUA | 5060 | D | NO | SCE | THREE | UNKNOWN | 12KV | LOW 19 | UNKNOWN | MB | UNKNOWN | UNKNOWN |  |  | SYSTEM | 2014-06-30 | aminencn |  | CONSOLIDATED | MIRA LOMA | METRO EAST | 2139248 | 7 | 2216446 | M | N | Y | 121 | -1 | I | 1975-07-01 |  | D |  | 36540050 | 36691670 |  |  |  | :02626 | 02626:02626 | main_exi_3_route_oh | CIRCUIT_BREAKER |  |  |  |  | -1.79 | 3 |  | 504449 |  | [MDSYS.SDO_GEOMETRY]
60910310 | 36550919 | EXISTING | ROCHA | 15290 | NEPTUNE | 5781 | D | NO | SCE | THREE | UNKNOWN | 4KV | LOW 10 | UNKNOWN | MB | UNKNOWN | UNKNOWN |  |  | SYSTEM | 2015-03-09 | yallasv |  | CONSOLIDATED | LIGHTHIPE | METRO WEST | 2190566 | 5 | 2213180 | A | N | Y | 227 | -1 | I | 1962-09-01 |  | D |  | 36550929 | 36612655;36612656 |  |  |  | :15290 | 15290:15290 | main_exi_3_route_oh | CIRCUIT_BREAKER |  |  |  |  | -1.76 | 3 |  | 504449 |  | [MDSYS.SDO_GEOMETRY]
60910311 | 36557609 | EXISTING | PHEASANT | 14005 | PHEASANT P.T. | 7657 | A | NO | SCE | THREE | UNKNOWN | 12KV | LOW 1 | UNKNOWN | MB | UNKNOWN | UNKNOWN |  |  | SYSTEM | 2014-03-25 | kallurr |  | CONSOLIDATED | DEVERS | DESERT | 2179466 |  | 2125267 | N | N | N |  | -1 | I | 1989-09-01 |  | D |  | 36557616 | 36601887;36601888 |  |  |  | :14005 | 14005:14005 | main_exi_3_route_oh | CIRCUIT_BREAKER |  |  |  |  | -1.83 | 3 |  | 504449 |  | [MDSYS.SDO_GEOMETRY]
60910312 | 36567276 | EXISTING | DESMOND | 5009 | PICO | 5722 | D | NO | SCE | THREE | UNKNOWN | 12KV | LOW 17 | UNKNOWN | MB | UNKNOWN | UNKNOWN |  |  | SYSTEM | 2015-02-01 | kallurr |  | CONSOLIDATED | LIGHTHIPE | METRO WEST | 2165398 | 1 | 2219974 | S | N | Y | 142 | -1 | I | 1988-08-01 |  | D |  | 36567286 | 36606850 |  |  |  | :05009 | 05009:05009 | main_exi_3_route_oh | CIRCUIT_BREAKER |  |  |  |  | -1.76 | 3 |  | 504449 |  | [MDSYS.SDO_GEOMETRY]
60910313 | 36572871 | EXISTING | JUDY | 9385 | ORDWAY | 8211 | D | NO | SCE | THREE | UNKNOWN | 12KV | LOW 2 | UNKNOWN | MB | UNKNOWN | UNKNOWN |  |  | SYSTEM | 2014-03-10 | aminencn |  | CONSOLIDATED | LUGO | RURALS | 2169288 |  | 2216022 | A | N | Y |  | -1 | I | 1967-08-01 |  | D |  | 36572881 | 36618284;36618285 |  |  |  | :09385 | 09385:09385 | main_exi_3_route_oh | CIRCUIT_BREAKER |  |  |  |  | -1.82 | 2 |  | 504449 |  | [MDSYS.SDO_GEOMETRY]
60910314 | 36582552 | EXISTING | MEMORY | 11635 | LA HABRA | 5832 | D | NO | SCE | THREE | UNKNOWN | 12KV | LOW 11 | UNKNOWN | MB | UNKNOWN | UNKNOWN |  |  | SYSTEM | 2014-10-07 | bessar |  | CONSOLIDATED | VILLA PARK | ORANGE | 2177155 | 2 | 2215550 | S | N | Y | 128 | -1 | I | 1964-12-01 |  | D |  | 36582556 | 36737412;36737413 |  |  |  | :11635 | 11635:11635 | main_exi_3_route_oh | CIRCUIT_BREAKER |  |  |  |  | 0.39 | 2 |  | 504449 |  | [MDSYS.SDO_GEOMETRY]
60910315 | 36586076 | EXISTING | THRUSH | 17810 | WRIGHTWOOD | 5461 | D | NO | SCE | THREE | UNKNOWN | 2.4KV | LOW 3 | UNKNOWN | MB | UNKNOWN | UNKNOWN |  |  | SYSTEM | 2014-02-14 | manthak |  | CONSOLIDATED | LUGO | DESERT | 2190359 |  | 2217180 | A | N | Y |  | -1 | I | 1987-04-01 |  | D |  | 36586083 | 36631286;36631287 |  |  |  | :17810 | 17810:17810 | main_exi_3_route_oh | CIRCUIT_BREAKER |  |  |  |  | -1.8 | 2 |  | 504449 |  | [MDSYS.SDO_GEOMETRY]
60910316 | 36607046 | EXISTING | DEUCE | 5017 | GALLATIN | 5823 | D | NO | SCE | THREE | UNKNOWN | 12KV | LOW 7 | UNKNOWN | MB | UNKNOWN | UNKNOWN |  |  | SYSTEM | 2017-11-22 | maxwelbw |  | CONSOLIDATED | LIGHTHIPE | METRO WEST | 2165581 |  | 2213268 | A | N | Y | 248 | -1 | I | 1946-10-01 |  | D |  | 36607056 | 36826600 |  |  |  | :05017 | 05017:05017 | main_exi_3_route_oh | CIRCUIT_BREAKER |  |  |  |  | -1.77 | 3 |  | 504449 |  | [MDSYS.SDO_GEOMETRY]
60910317 | 36614217 | EXISTING | ROCKET | 15310 | HEDDA | 5784 | D | NO | SCE | THREE | UNKNOWN | 4KV | LOW 2 | UNKNOWN | MB | UNKNOWN | UNKNOWN |  |  | SYSTEM | 2014-12-31 | aminencn |  | CONSOLIDATED | LIGHTHIPE | METRO WEST | 2181022 |  | 2213184 | A | N | Y | 214 | -1 | I | 1948-11-01 |  | D |  | 36614227 | 36710425 |  |  |  | :15310 | 15310:15310 | main_exi_3_route_oh | CIRCUIT_BREAKER |  |  |  |  | -1.77 | 3 |  | 504449 |  | [MDSYS.SDO_GEOMETRY]
60910318 | 36627710 | EXISTING | BORNEO | 1976 | MODENA | 5802 | D | NO | SCE | THREE | UNKNOWN | 12KV | LOW 7 | UNKNOWN | MB | UNKNOWN | UNKNOWN |  |  | SYSTEM | 2014-12-12 | punukos |  | CONSOLIDATED | VILLA PARK | ORANGE | 2137912 | 1 | 2220120 | A | N | N | 232 | -1 | I | 1969-05-01 |  | D |  | 36627717 | 36755124;36755125 |  |  |  | :01976 | 01976:01976 | main_exi_3_route_oh | CIRCUIT_BREAKER |  |  |  |  | 0.38 | 3 |  | 504449 |  | [MDSYS.SDO_GEOMETRY]
60910319 | 36637279 | EXISTING | PHYSICIAN | 14035 | SANTA ROSA | 8036 | D | NO | SCE | THREE | UNKNOWN | 12KV | LOW 8 | UNKNOWN | MB | UNKNOWN | UNKNOWN |  |  | SYSTEM | 2014-04-16 | yallasv |  | CONSOLIDATED | DEVERS | DESERT | 2179467 | 5 | 2218128 | S | N | N |  | -1 | I | 2003-05-20 |  | D |  | 36637286 | 36640371;157789128 |  |  |  | :14035 | 14035:14035 | main_exi_3_route_oh | CIRCUIT_BREAKER |  |  |  |  | -1.85 | 2 |  | 504449 |  | [MDSYS.SDO_GEOMETRY]
60911308 | 45721985 | EXISTING | DOBBINS | 5135 | SAN GABRIEL | 5142 | D | NO | SCE | THREE | UNKNOWN | 4KV | LOW 3 | UNKNOWN | MB | UNKNOWN | UNKNOWN |  |  | SYSTEM | 2014-11-07 | merugusn |  | CONSOLIDATED | MESA | METRO EAST | 2166855 | 1 | 2214430 | A | N | Y | 212 | -1 | I | 1964-09-01 |  | D |  | 45721995 | 45753425;45753426 |  |  |  | :05135 | 05135:05135 | main_exi_3_route_oh | CIRCUIT_BREAKER |  |  |  |  | -1.77 | 3 |  | 504449 |  | [MDSYS.SDO_GEOMETRY]
60911311 | 45755239 | EXISTING | DOCTORS | 5138 | TIMOTEO | 5604 | D | NO | SCE | THREE | UNKNOWN | 12KV | LOW 5 | UNKNOWN | MB | UNKNOWN | UNKNOWN |  |  | SYSTEM | 2014-04-03 | aminencn |  | CONSOLIDATED | VISTA | DESERT | 2145148 | 2 | 2217420 | M | N | Y | 208 | -1 | I | 1966-05-01 |  | D |  | 45755249 | 45815327 |  |  |  | :05138 | 05138:05138 | main_exi_3_route_oh | CIRCUIT_BREAKER |  |  |  |  | -1.81 | 3 |  | 504449 |  | [MDSYS.SDO_GEOMETRY]
60911315 | 45769617 | EXISTING | FASHION | 6295 | PICO | 5722 | D | NO | SCE | THREE | UNKNOWN | 12KV | LOW 15 | UNKNOWN | MB | UNKNOWN | UNKNOWN |  |  | SYSTEM | 2015-01-29 | attadas |  | CONSOLIDATED | LIGHTHIPE | METRO WEST | 2171295 | 2 | 2219974 | S | Y | N |  | -1 | I | 1963-06-01 |  | D |  | 45769627 | 45802265 |  |  |  | :06295 | 06295:06295 | main_exi_3_route_oh | CIRCUIT_BREAKER |  |  |  |  | -1.76 | 3 |  | 504449 |  | [MDSYS.SDO_GEOMETRY]
60911316 | 45770789 | EXISTING | PEKINGESE | 13893 | MOULTON | 5845 | D | NO | SCE | THREE | UNKNOWN | 12KV | LOW 11 | UNKNOWN | MB | UNKNOWN | UNKNOWN |  |  | SYSTEM | 2017-12-12 | thompsma |  | CONSOLIDATED | ELLIS | ORANGE | 2179386 | 1 | 2215582 | A | N | Y | 249 | -1 | I | 1978-12-01 |  | D |  | 45770796 | 45865757 |  |  |  | :13893 | 13893:13893 | main_exi_3_route_oh | CIRCUIT_BREAKER |  |  |  |  | -1.79 | 3 |  | 504449 |  | [MDSYS.SDO_GEOMETRY]
60911317 | 45777221 | EXISTING | WINDT | 19520 | LAUREL | 5315 | D | NO | SCE | THREE | UNKNOWN | 12KV | LOW 2 | UNKNOWN | MB | UNKNOWN | UNKNOWN |  |  | SYSTEM | 2014-01-10 | bessar |  | CONSOLIDATED | SAN JOAQUIN | SAN JOAQUIN | 2190702 |  | 2212502 | A | N | Y | 223 | -1 | I | 2025-01-01 |  | D |  | 45777231 | 45857536 |  |  |  | :19520 | 19520:19520 | main_exi_3_route_oh | CIRCUIT_BREAKER |  |  |  |  | -1.79 | 6 |  | 504449 |  | [MDSYS.SDO_GEOMETRY]
60911318 | 45782719 | EXISTING | CLAY | 3608 | WAVE | 5828 | D | NO | SCE | THREE | UNKNOWN | 12KV | LOW 5 | UNKNOWN | MB | UNKNOWN | UNKNOWN |  |  | SYSTEM | 2017-09-27 | thompsma |  | CONSOLIDATED | ELLIS | ORANGE | 2138933 |  | 2213280 | A | N | Y | 211 | -1 | I | 1964-11-01 |  | D |  | 45782726 | 45933901 |  |  |  | :03608 | 03608:03608 | main_exi_3_route_oh | CIRCUIT_BREAKER |  |  |  |  | -1.77 | 2 |  | 504449 |  | [MDSYS.SDO_GEOMETRY]
60911319 | 45802485 | EXISTING | FAUST | 6300 | CLARK | 5769 | D | NO | SCE | THREE | UNKNOWN | 4KV | LOW 3 | UNKNOWN | MB | UNKNOWN | UNKNOWN |  |  | SYSTEM | 2014-12-12 | punukos |  | CONSOLIDATED | LIGHTHIPE | METRO WEST | 2171296 | 2 | 2217718 | A | N | Y | 235 | -1 | I | 1961-07-01 |  | D |  | 45802495 | 45854116;45854117 |  |  |  | :06300 | 06300:06300 | main_exi_3_route_oh | CIRCUIT_BREAKER |  |  |  |  | -1.77 | 3 |  | 504449 |  | [MDSYS.SDO_GEOMETRY]
60911320 | 45821468 | EXISTING | ROCHHOLTZ | 15292 | KEMPSTER | 8176 | D | NO | SCE | THREE | UNKNOWN | 4KV | LOW 3 | UNKNOWN | MB | UNKNOWN | UNKNOWN |  |  | SYSTEM | 2014-06-04 | merugusn |  | CONSOLIDATED | VISTA | DESERT | 2190567 |  | 2213720 |  |  |  |  | -1 | I | 1950-01-01 |  | D |  | 45821475 | 45870240;45870241 |  |  |  | :15292 | 15292:15292 | main_exi_3_route_oh | CIRCUIT_BREAKER |  |  |  |  | -1.8 | 3 |  | 504449 |  | [MDSYS.SDO_GEOMETRY]
60911321 | 45825878 | EXISTING | SECURITY | 16090 | SANTA MONICA | 5231 | D | NO | SCE | THREE | UNKNOWN | 4KV | LOW 15 | UNKNOWN | MB | UNKNOWN | UNKNOWN |  |  | SYSTEM | 2015-04-23 | manthak |  | CONSOLIDATED | EL NIDO | METRO WEST | 2183379 | 1 | 2214606 | A | N | Y |  | -1 | I | 1950-01-01 |  | D |  | 45825888 | 45828381 |  |  |  | :16090 | 16090:16090 | main_exi_3_route_oh | CIRCUIT_BREAKER |  |  |  |  | -1.75 | 3 |  | 504449 |  | [MDSYS.SDO_GEOMETRY]
60911322 | 45828646 | EXISTING | SELVA | 16120 | VICTORIA | 5232 | D | NO | SCE | THREE | UNKNOWN | 16KV | LOW 1 | UNKNOWN | MB | UNKNOWN | UNKNOWN |  |  | SYSTEM | 2017-12-04 | maxwelbw |  | CONSOLIDATED | EL NIDO | METRO WEST | 2189042 | 4 | 2214608 | S | Y | N |  | -1 | I | 1950-01-01 |  | D |  | 45828656 | 45995365 |  |  |  | :16120 | 16120:16120 | main_exi_3_route_oh | CIRCUIT_BREAKER |  |  |  |  | -1.76 | 3 |  | 504449 |  | [MDSYS.SDO_GEOMETRY]
60911323 | 45830517 | EXISTING | DOLGEVILLE | 5170 | ALHAMBRA | 5101 | D | NO | SCE | THREE | UNKNOWN | 4KV | LOW 16 | UNKNOWN | MB | UNKNOWN | UNKNOWN |  |  | SYSTEM | 2014-10-30 | kallurr |  | CONSOLIDATED | MESA | METRO EAST | 2146484 | 3 | 2216666 | M | N | Y | 246 | -1 | I | 1950-01-01 |  | D |  | 45830527 | 45833197 |  |  |  | :05170 | 05170:05170 | main_exi_3_route_oh | CIRCUIT_BREAKER |  |  |  |  | -1.77 | 3 |  | 504449 |  | [MDSYS.SDO_GEOMETRY]
60911324 | 45833525 | EXISTING | DOMIC | 5190 | COLTON | 5610 | D | NO | SCE | THREE | UNKNOWN | 12KV | LOW 5 | UNKNOWN | MB | UNKNOWN | UNKNOWN |  |  | SYSTEM | 2014-04-08 | manthak |  | CONSOLIDATED | VISTA | DESERT | 2146485 |  | 2212868 | M | Y | N |  | -1 | I | 1950-01-01 |  | D |  | 45833532 | 45850532;45850533 |  | 45849264 |  | :05190 | 05190:05190 | main_exi_3_route_oh | CIRCUIT_BREAKER |  |  |  |  | -1.81 | 3 |  | 504449 |  | [MDSYS.SDO_GEOMETRY]
60911325 | 45858518 | EXISTING | WINFORD | 19535 | GONZALES | 5587 | D | NO | SCE | THREE | UNKNOWN | 16KV | LOW 5 | UNKNOWN | MB | UNKNOWN | UNKNOWN |  |  | SYSTEM | 2013-12-20 | manthak |  | CONSOLIDATED | SANTA CLARA | NORTH COAST | 2190380 |  | 2212826 | A | Y | N |  | -1 | I | 1974-02-01 |  | D |  | 45858522 | 45931566;45931567 |  |  |  | :19535 | 19535:19535 | main_exi_3_route_oh | CIRCUIT_BREAKER |  |  |  |  | -1.73 | 3 |  | 504449 |  | [MDSYS.SDO_GEOMETRY]
60911326 | 45866833 | EXISTING | PELICAN | 13895 | TALBERT | 5853 | D | NO | SCE | THREE | UNKNOWN | 12KV | LOW 1 | UNKNOWN | MB | UNKNOWN | UNKNOWN |  |  | SYSTEM | 2014-10-06 | bessar |  | CONSOLIDATED | ELLIS | ORANGE | 2190321 |  | 2213328 | A | N | Y | 206 | -1 | I | 1960-12-01 |  | D |  | 45866843 | 45906428;45906429 |  |  |  | :13895 | 13895:13895 | main_exi_3_route_oh | CIRCUIT_BREAKER |  |  |  |  | -1.78 | 2 |  | 504449 |  | [MDSYS.SDO_GEOMETRY]
60910657 | 39865121 | EXISTING | CALLAND | 2728 | HEMET | 8164 | D | NO | SCE | THREE | UNKNOWN | 12KV | LOW 2 | UNKNOWN | MB | UNKNOWN | UNKNOWN |  |  | SYSTEM | 2014-09-12 | kallurr |  | CONSOLIDATED | VALLEY | SAN JACINTO | 2139632 |  | 2220650 | A | N | Y | 240 | -1 | I | 1950-01-01 |  | D |  | 39865131 | 39948202;39948203 |  |  |  | :02728 | 02728:02728 | main_exi_3_route_oh | CIRCUIT_BREAKER |  |  |  |  | -1.82 | 3 |  | 504449 |  | [MDSYS.SDO_GEOMETRY]
60910658 | 39908545 | EXISTING | NANCE | 12478 | ALESSANDRO | 8024 | D | NO | SCE | THREE | UNKNOWN | 12KV | LOW 12 | UNKNOWN | MB | UNKNOWN | UNKNOWN |  |  | SYSTEM | 2014-08-26 | punukos |  | CONSOLIDATED | VALLEY | SAN JACINTO | 2186386 | 4 | 2218086 | A | N | N |  | -1 | I | 1992-06-03 |  | D |  | 39908555 | 40104883;40104884 |  |  |  | :12478 | 12478:12478 | main_exi_3_route_oh | CIRCUIT_BREAKER |  |  |  |  | -1.81 | 3 |  | 504449 |  | [MDSYS.SDO_GEOMETRY]
60910659 | 39915232 | EXISTING | LEO | 10368 | RECTOR | 5033 | D | NO | SCE | THREE | UNKNOWN | 12KV | LOW 13 | UNKNOWN | MB | UNKNOWN | UNKNOWN |  |  | SYSTEM | 2014-03-17 | aminencn |  | CONSOLIDATED | SAN JOAQUIN | SAN JOAQUIN | 2164450 |  | 2216322 | M | Y | N |  | -1 | I | 1965-06-01 |  | D |  | 39915242 | 40004338 |  |  |  | :10368 | 10368:10368 | main_exi_3_route_oh | CIRCUIT_BREAKER |  |  |  |  | -1.79 | 3 |  | 504449 |  | [MDSYS.SDO_GEOMETRY]
60910660 | 39931424 | EXISTING | SAWYER | 15960 | SOMERSET | 5754 | D | NO | SCE | THREE | UNKNOWN | 12KV | LOW 1 | UNKNOWN | MB | UNKNOWN | UNKNOWN |  |  | SYSTEM | 2015-03-13 | bessar |  | CONSOLIDATED | LIGHTHIPE | METRO WEST | 2190770 |  | 2215356 | S | N | Y | 123 | -1 | I | 1950-01-01 |  | D |  | 39931434 | 40079110 |  |  |  | :15960 | 15960:15960 | main_exi_3_route_oh | CIRCUIT_BREAKER |  |  |  |  | -1.77 | 3 |  | 504449 |  | [MDSYS.SDO_GEOMETRY]
60910661 | 39943757 | EXISTING | CHAPMAN | 3340 | MICHILLINDA | 5133 | D | NO | SCE | THREE | UNKNOWN | 4KV | LOW 6 | UNKNOWN | MB | UNKNOWN | UNKNOWN |  |  | SYSTEM | 2017-10-12 | krumwimg |  | CONSOLIDATED | MESA | METRO EAST | 2155519 | 1 | 2216732 | A | N | Y | 234 | -1 | I | 1962-07-01 |  | D |  | 39943767 | 39946884 |  |  |  | :03340 | 03340:03340 | main_exi_3_route_oh | CIRCUIT_BREAKER |  |  |  |  | -1.78 | 3 |  | 504449 |  | [MDSYS.SDO_GEOMETRY]
60910667 | 39949884 | EXISTING | CALLAWAY | 2729 | MORAGA | 8348 | D | NO | SCE | THREE | UNKNOWN | 12KV | LOW 2 | UNKNOWN | MB | UNKNOWN | UNKNOWN |  |  | SYSTEM | 2017-09-19 | bradlem |  | CONSOLIDATED | VALLEY | SAN JACINTO | 2139633 |  | 2213880 | S | N | N |  | -1 | I | 1982-07-01 |  | D |  | 39949891 | 40161845 |  |  |  | :02729 | 02729:02729 | main_exi_3_route_oh | CIRCUIT_BREAKER |  |  |  |  | -1.82 | 3 |  | 504449 |  | [MDSYS.SDO_GEOMETRY]
60910668 | 39962144 | EXISTING | PORPHYRY | 14346 | CORONA | 8279 | D | NO | SCE | THREE | UNKNOWN | 33KV | LOW 1 | UNKNOWN | MB | UNKNOWN | UNKNOWN |  |  | SYSTEM | 2014-07-02 | yallasv |  | CONSOLIDATED | MIRA LOMA | METRO EAST | 2190417 |  | 2218412 | S | N | Y | 115 | -1 | I | 1950-01-01 |  | D |  | 39962151 | 39963767 |  |  |  | :14346 | 14346:14346 | main_exi_3_route_oh | CIRCUIT_BREAKER |  |  |  |  | -1.8 | 3 |  | 504449 |  | [MDSYS.SDO_GEOMETRY]
60910669 | 39964337 | EXISTING | EASTLAND | 5530 | BANDINI | 5107 | D | NO | SCE | THREE | UNKNOWN | 16KV | LOW 6 | UNKNOWN | MB | UNKNOWN | UNKNOWN |  |  | SYSTEM | 2017-10-18 | maxwelbw |  | CONSOLIDATED | LIGHTHIPE | METRO WEST | 2150584 | 1 | 2214362 | S | Y | Y | 130 | -1 | I | 1950-01-01 |  | D |  | 39964347 | 40025165 |  |  |  | :05530 | 05530:05530 | main_exi_3_route_oh | CIRCUIT_BREAKER |  |  |  |  | -1.77 | 3 |  | 504449 |  | [MDSYS.SDO_GEOMETRY]
60910670 | 39973651 | EXISTING | CHARLESWORTH | 3371 | CATHEDRAL CITY | 8123 | D | NO | SCE | THREE | UNKNOWN | 4.8KV | LOW 1 | UNKNOWN | MB | UNKNOWN | UNKNOWN |  |  | SYSTEM | 2014-04-11 | aminencn |  | CONSOLIDATED | DEVERS | DESERT | 2140311 |  | 2220614 | A | N | N |  | -1 | I | 1950-01-01 |  | D |  | 39973661 | 39998018 |  |  |  | :03371 | 03371:03371 | main_exi_3_route_oh | CIRCUIT_BREAKER |  |  |  |  | -1.85 | 3 |  | 504449 |  | [MDSYS.SDO_GEOMETRY]
60910671 | 39981703 | EXISTING | TUBA | 18243 | ELIZABETH LAKE | 5546 | D | NO | SCE | THREE | UNKNOWN | 16KV | LOW 1 | UNKNOWN | MB | UNKNOWN | UNKNOWN |  |  | SYSTEM | 2013-12-20 | kollir |  | CONSOLIDATED | SAUGUS | NORTH COAST | 2189332 |  | 2212742 | A | N | N |  | -1 | I | 2001-05-15 |  | D |  | 39981713 | 40108434;40108435 |  |  |  | :18243 | 18243:18243 | main_exi_3_route_oh | CIRCUIT_BREAKER |  |  |  |  | -1.76 | 3 |  | 504449 |  | [MDSYS.SDO_GEOMETRY]
60910672 | 40005716 | EXISTING | LEONA | 10370 | ANAVERDE | 5539 | D | NO | SCE | THREE | UNKNOWN | 12KV | LOW 2 | UNKNOWN | MB | UNKNOWN | UNKNOWN |  |  | SYSTEM | 2013-11-15 | yallasv |  | CONSOLIDATED | VINCENT | NORTH COAST | 2164451 |  | 2219658 | A | Y | N |  | -1 | I | 1950-01-01 |  | D |  | 40005726 | 40111990;40111991 |  |  |  | :10370 | 10370:10370 | main_exi_3_route_oh | CIRCUIT_BREAKER |  |  |  |  | -1.78 | 3.5 |  | 504449 |  | [MDSYS.SDO_GEOMETRY]
60910673 | 40012246 | EXISTING | CHELLA | 3388 | WALNUT | 5014 | D | NO | SCE | THREE | UNKNOWN | 12KV | LOW 13 | UNKNOWN | MB | UNKNOWN | UNKNOWN |  |  | SYSTEM | 2014-06-02 | attadas |  | CONSOLIDATED | MIRA LOMA | METRO EAST | 2157137 | 6 | 2218564 | M | N | Y | 115 | -1 | I | 1972-08-01 |  | D |  | 40012256 | 40095284 |  |  |  | :03388 | 03388:03388 | main_exi_3_route_oh | CIRCUIT_BREAKER |  |  |  |  | -1.78 | 3 |  | 504449 |  | [MDSYS.SDO_GEOMETRY]
60910674 | 40027386 | EXISTING | EAST MONTANA | 5550 | SAN VICENTE | 5230 | D | NO | SCE | THREE | UNKNOWN | 4KV | LOW 4 | UNKNOWN | MB | UNKNOWN | UNKNOWN |  |  | SYSTEM | 2015-03-18 | kallurr |  | CONSOLIDATED | EL NIDO | METRO WEST | 2156038 |  | 2216928 | A | N | Y | 211 | -1 | I | 1950-01-01 |  | D |  | 40027390 | 40086529;40086530 |  | 68892940 |  | :05550 | 05550:05550 | main_exi_3_route_oh | CIRCUIT_BREAKER |  |  |  |  | -1.75 | 3 |  | 504449 |  | [MDSYS.SDO_GEOMETRY]
60911007 | 42848141 | EXISTING | OMEGA | 13164 | TELEGRAPH | 5892 | D | NO | SCE | THREE | UNKNOWN | 12KV | LOW 5 | UNKNOWN | MB | UNKNOWN | UNKNOWN |  |  | SYSTEM | 2014-09-10 | kallurr |  | CONSOLIDATED | VILLA PARK | ORANGE | 2182456 | 2 | 2213396 | S | N | Y | 139 | -1 | I | 1964-12-01 |  | D |  | 42848151 | 43051360;43051361;43051362 |  |  |  | :13164 | 13164:13164 | main_exi_3_route_oh | CIRCUIT_BREAKER |  |  |  |  | -1.78 | 3 |  | 504449 |  | [MDSYS.SDO_GEOMETRY]
60911008 | 42854851 | EXISTING | CREOSOTE | 4322 | TAMARISK | 8099 | D | NO | SCE | THREE | UNKNOWN | 12KV | LOW 3 | UNKNOWN | MB | UNKNOWN | UNKNOWN |  |  | SYSTEM | 2014-05-20 | attadas |  | CONSOLIDATED | DEVERS | DESERT | 2141766 | 1 | 2218266 | A | N | N |  | -1 | I | 1981-05-01 |  | D |  | 42854858 | 42957054 |  |  |  | :04322 | 04322:04322 | main_exi_3_route_oh | CIRCUIT_BREAKER |  |  |  |  | -1.85 | 3 |  | 504449 |  | [MDSYS.SDO_GEOMETRY]
60911009 | 42861952 | EXISTING | CAZA | 3205 | ONEILL | 8810 | D | NO | SCE | THREE | UNKNOWN | 12KV | LOW 11 | UNKNOWN | MB | UNKNOWN | UNKNOWN |  |  | SYSTEM | 2014-09-30 | merugusn |  | CONSOLIDATED | ELLIS | ORANGE | 2140139 |  | 2216200 | A | N | N |  | -1 | I | 1993-06-29 |  | D |  | 42861959 | 42958931;42958932 |  |  |  | :03205 | 03205:03205 | main_exi_3_route_oh | CIRCUIT_BREAKER |  |  |  |  | 45.12 | 3 |  | 504449 |  | [MDSYS.SDO_GEOMETRY]
60911010 | 42869595 | EXISTING | MC CASLIN | 11443 | AMARGO | 8102 | D | NO | SCE | THREE | UNKNOWN | 4KV | LOW 1 | UNKNOWN | MB | UNKNOWN | UNKNOWN |  |  | SYSTEM | 2014-02-03 | attadas |  | CONSOLIDATED | LUGO | RURALS | 2179838 |  | 2215930 | A | N | N |  | -1 | I | 1950-01-01 |  | D |  | 42869602 | 42870638;42870639 |  |  |  | :11443 | 11443:11443 | main_exi_3_route_oh | CIRCUIT_BREAKER |  |  |  |  | -1.8 | 3 |  | 504449 |  | [MDSYS.SDO_GEOMETRY]
60911011 | 42871114 | EXISTING | MC CLARY | 11446 | MC CLARY P.T. | 7512 | A | NO | SCE | THREE | UNKNOWN | 4KV | LOW 1 | UNKNOWN | MB | UNKNOWN | UNKNOWN |  |  | SYSTEM | 2014-02-25 | bessar |  | CONSOLIDATED | LUGO | DESERT | 2179929 |  | 2124856 | A | N | Y | 109 | -1 | I | 1975-05-01 |  | D |  | 42871121 | 42877085;42877086 |  |  |  | :11446 | 11446:11446 | main_exi_3_route_oh | CIRCUIT_BREAKER |  |  |  |  | -1.81 | 3 |  | 504449 |  | [MDSYS.SDO_GEOMETRY]
60911012 | 42877741 | EXISTING | MCCLENNY | 11448 | MCCLENNY P.T. | 7546 | A | NO | SCE | THREE | UNKNOWN | 2.4KV | LOW 1 | UNKNOWN | MB | UNKNOWN | UNKNOWN |  |  | SYSTEM | 2014-01-24 | manthak |  | CONSOLIDATED | SAN JOAQUIN | RURALS | 2172266 |  | 2125697 | A | N | N |  | -1 | I | 1985-04-01 |  | D |  | 42877748 | 42879053 |  |  |  | :11448 | 11448:11448 | main_exi_3_route_oh | CIRCUIT_BREAKER |  |  |  |  | -1.79 | 3 |  | 504449 |  | [MDSYS.SDO_GEOMETRY]
60911013 | 42879072 | EXISTING | MCCLURE | 11460 | BROWNING | 5304 | D | NO | SCE | THREE | UNKNOWN | 12KV | LOW 6 | UNKNOWN | MB | UNKNOWN | UNKNOWN |  |  | SYSTEM | 2014-01-11 | bodduvh |  | CONSOLIDATED | SAN JOAQUIN | SAN JOAQUIN | 2185484 |  | 2214730 | A | N | Y | 205 | -1 | I | 1950-01-01 |  | D |  | 42879079 | 42923070;42923071 |  |  |  | :11460 | 11460:11460 | main_exi_3_route_oh | CIRCUIT_BREAKER |  |  |  |  | -1.77 | 5.5 |  | 504449 |  | [MDSYS.SDO_GEOMETRY]
60911014 | 42909726 | EXISTING | QUINTO | 14592 | SOQUEL | 5686 | D | NO | SCE | THREE | UNKNOWN | 12KV | LOW 5 | UNKNOWN | MB | UNKNOWN | UNKNOWN |  |  | SYSTEM | 2014-07-02 | attiliv |  | CONSOLIDATED | MIRA LOMA | METRO EAST | 2182110 |  | 2215254 |  | N | N |  | -1 | I | 1990-05-17 |  | D |  | 42909733 | 43062658 |  |  |  | :14592 | 14592:14592 | main_exi_3_route_oh | CIRCUIT_BREAKER |  |  |  |  | -1.79 | 3 |  | 504449 |  | [MDSYS.SDO_GEOMETRY]
60911020 | 42924041 | EXISTING | MCFARLAND | 11490 | BROWNING | 5304 | D | NO | SCE | THREE | UNKNOWN | 12KV | LOW 4 | UNKNOWN | MB | UNKNOWN | UNKNOWN |  |  | SYSTEM | 2014-01-13 | aminencn |  | CONSOLIDATED | SAN JOAQUIN | SAN JOAQUIN | 2176978 |  | 2214730 | A | N | Y | 205 | -1 | I | 1950-01-01 |  | D |  | 42924051 | 42965093;42965094 |  |  |  | :11490 | 11490:11490 | main_exi_3_route_oh | CIRCUIT_BREAKER |  |  |  |  | -1.77 | 3.5 |  | 504449 |  | [MDSYS.SDO_GEOMETRY]
60911021 | 42960232 | EXISTING | CELTICS | 3261 | TEAM | 8808 | D | NO | SCE | THREE | UNKNOWN | 12KV | LOW 1 | UNKNOWN | MB | UNKNOWN | UNKNOWN |  |  | SYSTEM | 2014-11-10 | bodduvh |  | CONSOLIDATED | VILLA PARK | ORANGE | 2155174 |  | 2220830 | A | N | N |  | -1 | I | 1986-06-01 |  | D |  | 42960239 | 43066105;43066106;43066107 |  |  |  | :03261 | 03261:03261 | main_exi_3_route_oh | CIRCUIT_BREAKER |  |  |  |  | -1.77 | 3 |  | 504449 |  | [MDSYS.SDO_GEOMETRY]
60911022 | 42970607 | EXISTING | MCGEE | 11493 | SHERWIN | 2571 | D | NO | SCE | THREE | UNKNOWN | 12KV | LOW 1 | UNKNOWN | MB | UNKNOWN | UNKNOWN |  |  | SYSTEM | 2014-02-11 | aminencn |  | CONSOLIDATED | LUGO | RURALS | 2172267 |  | 2274059 | A | N | N |  | -1 | I | 1987-11-01 |  | D |  | 42970617 | 43003299;43003300 |  |  |  | :11493 | 11493:11493 | main_exi_3_route_oh | CIRCUIT_BREAKER |  |  |  |  | -1.83 | 3 |  | 504449 |  | [MDSYS.SDO_GEOMETRY]
60911023 | 42980553 | EXISTING | CRESTA | 4350 | ALHAMBRA | 5101 | D | NO | SCE | THREE | UNKNOWN | 16KV | LOW 9 | UNKNOWN | MB | UNKNOWN | UNKNOWN |  |  | SYSTEM | 2014-11-19 | rajendrs |  | CONSOLIDATED | MESA | METRO EAST | 2141767 | 1 | 2218972 | A | Y | N |  | -1 | I | 1950-01-01 |  | D |  | 42980563 | 43040729 |  |  |  | :04350 | 04350:04350 | main_exi_3_route_oh | CIRCUIT_BREAKER |  |  |  |  | -1.77 | 3 |  | 504449 |  | [MDSYS.SDO_GEOMETRY]
60911024 | 43022040 | EXISTING | MCKEVETT | 11500 | MCKEVETT P.T. | 7510 | A | NO | SCE | THREE | UNKNOWN | 4KV | LOW 1 | UNKNOWN | MB | UNKNOWN | UNKNOWN |  |  | SYSTEM | 2013-11-27 | aminencn |  | CONSOLIDATED | SANTA CLARA | NORTH COAST | 2172268 |  | 2125113 | A | N | Y | 239 | -1 | I | 2015-01-01 |  | D |  | 43022044 | 43023362 |  |  |  | :11500 | 11500:11500 | main_exi_3_route_oh | CIRCUIT_BREAKER |  |  |  |  | -1.74 | 3 |  | 504449 |  | [MDSYS.SDO_GEOMETRY]
60911025 | 43023666 | EXISTING | MEADOWLARK | 11535 | WRIGHTWOOD | 5461 | D | NO | SCE | THREE | UNKNOWN | 12KV | LOW 5 | UNKNOWN | MB | UNKNOWN | UNKNOWN |  |  | SYSTEM | 2014-04-07 | ramuj |  | CONSOLIDATED | LUGO | DESERT | 2179932 |  | 2214864 | A | N | Y |  | -1 | I | 1987-04-01 |  | D |  | 43023673 | 43025435 |  |  |  | :11535 | 11535:11535 | main_exi_3_route_oh | CIRCUIT_BREAKER |  |  |  |  | -1.8 | 2 |  | 504449 |  | [MDSYS.SDO_GEOMETRY]
60910320 | 36640486 | EXISTING | PICADOR | 14037 | MESA | 5012 | D | NO | SCE | THREE | UNKNOWN | 16KV | LOW 18 | UNKNOWN | MB | UNKNOWN | UNKNOWN |  |  | SYSTEM | 2014-11-06 | bodduvh |  | CONSOLIDATED | MESA | METRO EAST | 2179243 |  | 2218536 | M | N | Y | 101 | -1 | I | 1987-09-01 |  | D |  | 36640496 | 36850405 |  |  |  | :14037 | 14037:14037 | main_exi_3_route_oh | CIRCUIT_BREAKER |  |  |  |  | -1.77 | 3 |  | 504449 |  | [MDSYS.SDO_GEOMETRY]
60910321 | 36642060 | EXISTING | JUMBO | 9400 | BIG CREEK 8 | 2229 | G | NO | SCE | THREE | UNKNOWN | 12KV | LOW 1 | UNKNOWN | MB | UNKNOWN | UNKNOWN |  |  | SYSTEM | 2014-02-20 | bodduvh |  | CONSOLIDATED | SAN JOAQUIN | RURALS | 2180544 |  | 2274014 | M | Y | N |  | -1 | I | 1950-01-01 |  | D |  | 36642067 | 36642179;36642180 |  |  |  | :09400 | 09400:09400 | main_exi_3_route_oh | CIRCUIT_BREAKER |  |  |  |  | -1.82 | 3 |  | 504449 |  | [MDSYS.SDO_GEOMETRY]
60910322 | 36642229 | EXISTING | KONOBIE | 9443 | SHUTTLE | 5522 | D | NO | SCE | THREE | UNKNOWN | 12KV | LOW 6 | UNKNOWN | MB | UNKNOWN | UNKNOWN |  |  | SYSTEM | 2013-11-14 | bodduvh |  | CONSOLIDATED | VINCENT | NORTH COAST | 2169464 |  | 2212678 | A | N | N |  | -1 | I | 1991-03-08 |  | D |  | 36642239 | 36760320;36760321 |  |  |  | :09443 | 09443:09443 | main_exi_3_route_oh | CIRCUIT_BREAKER |  |  |  |  | -1.78 | 3 |  | 504449 |  | [MDSYS.SDO_GEOMETRY]
60910323 | 36654018 | EXISTING | TICO | 17820 | CASITAS | 5504 | D | NO | SCE | THREE | UNKNOWN | 16KV | LOW 5 | UNKNOWN | MB | UNKNOWN | UNKNOWN |  |  | SYSTEM | 2013-12-20 | bodduvh |  | CONSOLIDATED | SANTA CLARA | NORTH COAST | 2190361 |  | 2214878 | S | N | Y | 103 | -1 | I | 1950-01-01 |  | D |  | 36654028 | 36852885;36852886 |  |  |  | :17820 | 17820:17820 | main_exi_3_route_oh | CIRCUIT_BREAKER |  |  |  |  | -1.73 | 3 |  | 504449 |  | [MDSYS.SDO_GEOMETRY]
60910324 | 36710705 | EXISTING | RODEO | 15320 | BEVERLY | 5201 | D | NO | SCE | THREE | UNKNOWN | 4KV | LOW 31 | UNKNOWN | MB | UNKNOWN | UNKNOWN |  |  | SYSTEM | 2015-04-02 | punukos |  | CONSOLIDATED | MESA | METRO WEST | 2181025 | 1 | 2219196 | A | N | Y | 228 | -1 | I | 1967-06-01 |  | D |  | 36710715 | 36713036 |  | 140873323 |  | :15320 | 15320:15320 | main_exi_3_route_oh | CIRCUIT_BREAKER |  |  |  |  | -1.76 | 3 |  | 504449 |  | [MDSYS.SDO_GEOMETRY]
60910325 | 36713439 | EXISTING | RODNEY | 15335 | STEWART | 5852 | D | NO | SCE | THREE | UNKNOWN | 12KV | LOW 2 | UNKNOWN | MB | UNKNOWN | UNKNOWN |  |  | SYSTEM | 2015-01-12 | kallurr |  | CONSOLIDATED | LIGHTHIPE | METRO WEST | 2186546 |  | 2217904 | A | N | N |  | -1 | I | 1950-01-01 |  | D |  | 36713446 | 36778100 |  |  |  | :15335 | 15335:15335 | main_exi_3_route_oh | CIRCUIT_BREAKER |  |  |  |  | -1.77 | 3 |  | 504449 |  | [MDSYS.SDO_GEOMETRY]
60910326 | 36715589 | EXISTING | CAFE | 2633 | COFFEE | 8171 | D | NO | SCE | THREE | UNKNOWN | 12KV | LOW 3 | UNKNOWN | MB | UNKNOWN | UNKNOWN |  |  | SYSTEM | 2014-06-05 | punukos |  | CONSOLIDATED | DEVERS | DESERT | 2139451 |  | 2220662 | A | N | N |  | -1 | I | 1993-04-05 |  | D |  | 36715596 | 36929515;36929516 |  |  |  | :02633 | 02633:02633 | main_exi_3_route_oh | CIRCUIT_BREAKER |  |  |  |  | -1.85 | 3 |  | 504449 |  | [MDSYS.SDO_GEOMETRY]
60910327 | 36738194 | EXISTING | MERCADO | 11660 | TELEGRAPH | 5892 | D | NO | SCE | THREE | UNKNOWN | 12KV | LOW 2 | UNKNOWN | MB | UNKNOWN | UNKNOWN |  |  | SYSTEM | 2017-09-29 | lantzmk |  | CONSOLIDATED | VILLA PARK | ORANGE | 2177156 | 2 | 2213396 | S | Y | N |  | -1 | I | 1950-01-01 |  | D |  | 36738204 | 36867035 |  |  |  | :11660 | 11660:11660 | main_exi_3_route_oh | CIRCUIT_BREAKER |  |  |  |  | -1.78 | 3 |  | 504449 |  | [MDSYS.SDO_GEOMETRY]
60910328 | 36755966 | EXISTING | BOYSEN | 2094 | VILLA PARK | 5082 | D | NO | SCE | THREE | UNKNOWN | 12KV | LOW 24 | UNKNOWN | MB | UNKNOWN | UNKNOWN |  |  | SYSTEM | 2014-09-11 | attiliv |  | CONSOLIDATED | VILLA PARK | ORANGE | 2132381 | 7 | 2216586 |  | N | N | 130 | -1 | I | 1992-06-04 |  | D |  | 36755973 | 36916478;36916479 |  |  |  | :02094 | 02094:02094 | main_exi_3_route_oh | CIRCUIT_BREAKER |  |  |  |  | -1.78 | 2 |  | 504449 |  | [MDSYS.SDO_GEOMETRY]
60910329 | 36781434 | EXISTING | KALISHER | 9450 | SAN FERNANDO | 5550 | D | NO | SCE | THREE | UNKNOWN | 16KV | LOW 4 | UNKNOWN | MB | UNKNOWN | UNKNOWN |  |  | SYSTEM | 2013-11-28 | aminencn |  | CONSOLIDATED | SAUGUS | NORTH COAST | 2169465 |  | 2214994 | A | N | N |  | -1 | I | 1956-07-01 |  | D |  | 36781444 | 36792390;172914871 |  |  |  | :09450 | 09450:09450 | main_exi_3_route_oh | CIRCUIT_BREAKER |  |  |  |  | -159.52 | 3 |  | 504449 |  | [MDSYS.SDO_GEOMETRY]
60910335 | 36792610 | EXISTING | KANAN | 9455 | MALIBU | 5519 | D | NO | SCE | THREE | UNKNOWN | 16KV | LOW 5 | UNKNOWN | MB | UNKNOWN | UNKNOWN |  |  | SYSTEM | 2014-01-01 | yallasv |  | CONSOLIDATED | MOORPARK | NORTH COAST | 2169466 |  | 2212668 | A | N | Y | 214 | -1 | I | 1966-06-01 |  | D |  | 36792620 | 36905553;36905554 |  |  |  | :09455 | 09455:09455 | main_exi_3_route_oh | CIRCUIT_BREAKER |  |  |  |  | -1.74 | 3 |  | 504449 |  | [MDSYS.SDO_GEOMETRY]
60910336 | 36828959 | EXISTING | DEVON | 5021 | BOVINE | 5788 | D | NO | SCE | THREE | UNKNOWN | 12KV | LOW 3 | UNKNOWN | MB | UNKNOWN | UNKNOWN |  |  | SYSTEM | 2015-02-28 | merugusn |  |  | LIGHTHIPE | METRO WEST | 2149404 |  | 2213188 | A | N | Y |  | -1 | I | 1971-08-01 |  | D |  | 36828969 | 37137482;37137483 |  |  |  | :05021 | 05021:05021 | main_exi_3_route_oh | CIRCUIT_BREAKER |  |  |  |  | -90.31 | 3 |  | 504449 |  | [MDSYS.SDO_GEOMETRY]
60910337 | 36855852 | EXISTING | RONNIE | 15374 | RONNIE P.T. | 7739 | A | NO | SCE | THREE | UNKNOWN | 4KV | LOW 1 | UNKNOWN | MB | UNKNOWN | UNKNOWN |  |  | SYSTEM | 2015-01-24 | aminencn |  | CONSOLIDATED | LIGHTHIPE | METRO WEST | 2186548 |  | 2126904 |  | N | N |  | -1 | I | 1992-01-18 |  | D |  | 36855859 | 36856834 |  |  |  | :15374 | 15374:15374 | main_exi_3_route_oh | CIRCUIT_BREAKER |  |  |  |  | -1.77 | 3 |  | 504449 |  | [MDSYS.SDO_GEOMETRY]
60910338 | 36857045 | EXISTING | ROSE | 15410 | SUNNYSIDE | 5785 | D | NO | SCE | THREE | UNKNOWN | 12KV | LOW 6 | UNKNOWN | MB | UNKNOWN | UNKNOWN |  |  | SYSTEM | 2017-10-20 | maxwelbw |  | CONSOLIDATED | LIGHTHIPE | METRO WEST | 2186623 | 2 | 2217758 | S | N | Y | 134 | -1 | I | 1953-09-01 |  | D |  | 36857055 | 37019337 |  |  |  | :15410 | 15410:15410 | main_exi_3_route_oh | CIRCUIT_BREAKER |  |  |  |  | -1.77 | 3 |  | 504449 |  | [MDSYS.SDO_GEOMETRY]
60911327 | 45871109 | EXISTING | ROCK | 15300 | SAN ANTONIO | 5631 | D | NO | SCE | THREE | UNKNOWN | 12KV | LOW 4 | UNKNOWN | MB | UNKNOWN | UNKNOWN |  |  | SYSTEM | 2014-08-14 | simhadk |  | CONSOLIDATED | MIRA LOMA | METRO EAST | 2190568 |  | 2219828 | S | Y | N |  | -1 | I | 1950-01-01 |  | D |  | 45871119 | 45919496 |  |  |  | :15300 | 15300:15300 | main_exi_3_route_oh | CIRCUIT_BREAKER |  |  |  |  | -1.79 | 3 |  | 504449 |  | [MDSYS.SDO_GEOMETRY]
60911328 | 45873843 | EXISTING | DOOLEY | 5211 | DEL ROSA | 5670 | D | NO | SCE | THREE | UNKNOWN | 12KV | LOW 2 | UNKNOWN | MB | UNKNOWN | UNKNOWN |  |  | SYSTEM | 2017-09-20 | murilljl |  | CONSOLIDATED | VISTA | DESERT | 2146488 | 2 | 2219894 | A | N | Y | 219 | -1 | I | 1971-06-01 |  | D |  | 45873853 | 45939548 |  |  |  | :05211 | 05211:05211 | main_exi_3_route_oh | CIRCUIT_BREAKER |  |  |  |  | -1.81 | 3 |  | 504449 |  | [MDSYS.SDO_GEOMETRY]
60911329 | 45877496 | EXISTING | FEDERAL | 6307 | SAWTELLE | 5250 | D | NO | SCE | THREE | UNKNOWN | 16KV | LOW 3 | UNKNOWN | MB | UNKNOWN | UNKNOWN |  |  | SYSTEM | 2015-04-13 | punukos |  | CONSOLIDATED | EL NIDO | METRO WEST | 2151127 |  | 2214666 | A | Y | N |  | -1 | I | 1968-01-01 |  | D |  | 45877506 | 45878230 |  |  |  | :06307 | 06307:06307 | main_exi_3_route_oh | CIRCUIT_BREAKER |  |  |  |  | -1.76 | 3 |  | 504449 |  | [MDSYS.SDO_GEOMETRY]
60911330 | 45878357 | EXISTING | FELDSPAR | 6308 | CREST | 5264 | D | NO | SCE | THREE | UNKNOWN | 16KV | LOW 1 | UNKNOWN | MB | UNKNOWN | UNKNOWN |  |  | SYSTEM | 2015-04-07 | merugusn |  |  | EL NIDO | METRO WEST | 2157868 |  | 2217012 | A | Y | N |  | -1 | I | 1961-11-01 |  | D |  | 45878367 | 46028796;46028797 |  | 144364937 |  | :06308 | 06308:06308 | main_exi_3_route_oh | CIRCUIT_BREAKER |  |  |  |  | -1.75 | 3 |  | 504449 |  | [MDSYS.SDO_GEOMETRY]
60911336 | 45906565 | EXISTING | PENCE | 13896 | SANTIAGO | 5088 | D | NO | SCE | THREE | UNKNOWN | 12KV | LOW 19 | UNKNOWN | MB | UNKNOWN | UNKNOWN |  |  | SYSTEM | 2017-10-11 | bradlem |  | CONSOLIDATED | ELLIS | ORANGE | 2179387 | 5 | 2211986 | S | N | Y | 122 | -1 | I | 1985-06-01 |  | D |  | 45906572 | 46035127 |  |  |  | :13896 | 13896:13896 | main_exi_3_route_oh | CIRCUIT_BREAKER |  |  |  |  | -1.78 | 3 |  | 504449 |  | [MDSYS.SDO_GEOMETRY]
60911337 | 45932825 | EXISTING | WINDJAMMER | 19537 | CHANNEL ISLANDS | 5506 | D | NO | SCE | THREE | UNKNOWN | 16KV | LOW 1 | UNKNOWN | MB | UNKNOWN | UNKNOWN |  |  | SYSTEM | 2014-03-05 | bessar |  | CONSOLIDATED | SANTA CLARA | NORTH COAST | 2191053 |  | 2217198 | A | Y | N |  | -1 | I | 1974-12-01 |  | D |  | 45932835 | 46096886;46096887 |  |  |  | :19537 | 19537:19537 | main_exi_3_route_oh | CIRCUIT_BREAKER |  |  |  |  | -1.73 | 3 |  | 504449 |  | [MDSYS.SDO_GEOMETRY]
60911338 | 45934761 | EXISTING | CLEAT | 3615 | WASHINGTON | 5856 | D | NO | SCE | THREE | UNKNOWN | 12KV | LOW 3 | UNKNOWN | MB | UNKNOWN | UNKNOWN |  |  | SYSTEM | 2017-11-17 | thompsma |  | CONSOLIDATED | VILLA PARK | ORANGE | 2157659 |  | 2220244 | A | N | N |  | -1 | I | 1970-12-01 |  | D |  | 45934768 | 46044883 |  |  |  | :03615 | 03615:03615 | main_exi_3_route_oh | CIRCUIT_BREAKER |  |  |  |  | -1.78 | 3 |  | 504449 |  | [MDSYS.SDO_GEOMETRY]
60911339 | 45955216 | EXISTING | DONOHUE | 5212 | CUCAMONGA | 5677 | D | NO | SCE | THREE | UNKNOWN | 12KV | LOW 6 | UNKNOWN | MB | UNKNOWN | UNKNOWN |  |  | SYSTEM | 2017-09-19 | krumwimg |  | CONSOLIDATED | MIRA LOMA | METRO EAST | 2167035 | 3 | 2219902 | A | Y | N |  | -1 | I | 1973-08-01 |  | D |  | 45955223 | 46050792 |  |  |  | :05212 | 05212:05212 | main_exi_3_route_oh | CIRCUIT_BREAKER |  |  |  |  | -128.55 | 3 |  | 504449 |  | [MDSYS.SDO_GEOMETRY]
60911340 | 45959808 | EXISTING | ROI-TAN | 15304 | SHANDIN | 8093 | D | NO | SCE | THREE | UNKNOWN | 12KV | LOW 8 | UNKNOWN | MB | UNKNOWN | UNKNOWN |  |  | SYSTEM | 2014-04-26 | bodduvh |  | CONSOLIDATED | VISTA | DESERT | 2190570 |  | 2213632 | A | N | Y | 226 | -1 | I | 1969-06-01 |  | D |  | 45959815 | 46100464;46100465 |  |  |  | :15304 | 15304:15304 | main_exi_3_route_oh | CIRCUIT_BREAKER |  |  |  |  | -1.81 | 3 |  | 504449 |  | [MDSYS.SDO_GEOMETRY]
60911341 | 46031165 | EXISTING | FELIX | 6309 | LOS CERRITOS | 5738 | D | NO | SCE | THREE | UNKNOWN | 12KV | LOW 6 | UNKNOWN | MB | UNKNOWN | UNKNOWN |  |  | SYSTEM | 2014-12-06 | kallurr |  | CONSOLIDATED | LIGHTHIPE | METRO WEST | 2151664 |  | 2217660 | A | N | Y | 216 | -1 | I | 1972-07-01 |  | D |  | 46031175 | 46090023 |  |  |  | :06309 | 06309:06309 | main_exi_3_route_oh | CIRCUIT_BREAKER |  |  |  |  | -1.76 | 3 |  | 504449 |  | [MDSYS.SDO_GEOMETRY]
60911342 | 46038269 | EXISTING | SENATE | 16122 | CORNUTA | 5723 | D | NO | SCE | THREE | UNKNOWN | 12KV | LOW 2 | UNKNOWN | MB | UNKNOWN | UNKNOWN |  |  | SYSTEM | 2017-10-04 | maxwelbw |  | CONSOLIDATED | LIGHTHIPE | METRO WEST | 2189043 |  | 2215298 | A | N | N |  | -1 | I | 1965-10-01 |  | D |  | 46038279 | 46075619 |  |  |  | :16122 | 16122:16122 | main_exi_3_route_oh | CIRCUIT_BREAKER |  |  |  |  | -1.77 | 3 |  | 504449 |  | [MDSYS.SDO_GEOMETRY]
60911343 | 46045854 | EXISTING | CLEVELAND | 3640 | ONEILL | 8810 | D | NO | SCE | THREE | UNKNOWN | 12KV | LOW 6 | UNKNOWN | MB | UNKNOWN | UNKNOWN |  |  | SYSTEM | 2014-10-22 | bessar |  | CONSOLIDATED | ELLIS | ORANGE | 2138937 |  | 2216200 | A | N | N |  | -1 | I | 1993-06-14 |  | D |  | 46045864 | 46151144;46151145 |  |  |  | :03640 | 03640:03640 | main_exi_3_route_oh | CIRCUIT_BREAKER |  |  |  |  | -1.79 | 3 |  | 504449 |  | [MDSYS.SDO_GEOMETRY]
60911344 | 46052066 | EXISTING | DORSEY | 5225 | ALDER | 5672 | D | NO | SCE | THREE | UNKNOWN | 12KV | LOW 4 | UNKNOWN | MB | UNKNOWN | UNKNOWN |  |  | SYSTEM | 2014-04-28 | merugusn |  |  | VISTA | DESERT | 2146660 | 1 | 2213000 | A | N | Y | 231 | -1 | I | 1964-06-01 |  | D |  | 46052070 | 46109330 |  |  |  | :05225 | 05225:05225 | main_exi_3_route_oh | CIRCUIT_BREAKER |  |  |  |  | 87.87 | 3 |  | 504449 |  | [MDSYS.SDO_GEOMETRY]
60911345 | 46070393 | EXISTING | PENALTY | 13899 | WASHINGTON | 5856 | D | NO | SCE | THREE | UNKNOWN | 12KV | LOW 4 | UNKNOWN | MB | UNKNOWN | UNKNOWN |  |  | SYSTEM | 2014-10-22 | bodduvh |  | CONSOLIDATED | VILLA PARK | ORANGE | 2190323 |  | 2220244 | A | N | Y | 214 | -1 | I | 1970-12-01 |  | D |  | 46070397 | 46142967;46142968 |  |  |  | :13899 | 13899:13899 | main_exi_3_route_oh | CIRCUIT_BREAKER |  |  |  |  | -1.78 | 3 |  | 504449 |  | [MDSYS.SDO_GEOMETRY]
60910675 | 40044204 | EXISTING | PORTOLA | 14356 | PALM VILLAGE | 8215 | D | NO | SCE | THREE | UNKNOWN | 4.8KV | LOW 5 | UNKNOWN | MB | UNKNOWN | UNKNOWN |  |  | SYSTEM | 2014-04-29 | punukos |  | CONSOLIDATED | DEVERS | DESERT | 2181282 |  | 2218360 | N | N | N |  | -1 | I | 1950-01-01 |  | D |  | 40044214 | 40099141 |  |  |  | :14356 | 14356:14356 | main_exi_3_route_oh | CIRCUIT_BREAKER |  |  |  |  | -1.86 | 3 |  | 504449 |  | [MDSYS.SDO_GEOMETRY]
60910676 | 40097352 | EXISTING | CHIA | 3446 | TAMARISK | 8099 | D | NO | SCE | THREE | UNKNOWN | 12KV | LOW 2 | UNKNOWN | MB | UNKNOWN | UNKNOWN |  |  | SYSTEM | 2014-06-30 | attadas |  | CONSOLIDATED | DEVERS | DESERT | 2137580 | 2 | 2218266 | A | N | Y | 232 | -1 | I | 1982-05-01 |  | D |  | 40097359 | 40254698;40254699 |  |  |  | :03446 | 03446:03446 | main_exi_3_route_oh | CIRCUIT_BREAKER |  |  |  |  | -1.85 | 2 |  | 504449 |  | [MDSYS.SDO_GEOMETRY]
60910677 | 40099364 | EXISTING | POSEIDON | 14365 | PROCTOR | 5108 | D | NO | SCE | THREE | UNKNOWN | 12KV | LOW 6 | UNKNOWN | MB | UNKNOWN | UNKNOWN |  |  | SYSTEM | 2014-07-30 | manthak |  | CONSOLIDATED | MIRA LOMA | METRO EAST | 2181284 |  | 2216690 | A | N | Y | 222 | -1 | I | 1981-06-01 |  | D |  | 40099374 | 40151337 |  |  |  | :14365 | 14365:14365 | main_exi_3_route_oh | CIRCUIT_BREAKER |  |  |  |  | -1.78 | 3 |  | 504449 |  | [MDSYS.SDO_GEOMETRY]
60910678 | 40109528 | EXISTING | TUFA | 18252 | LUNDY | 2560 | D | NO | SCE | THREE | UNKNOWN | 16KV | LOW 3 | UNKNOWN | MB | UNKNOWN | UNKNOWN |  |  | SYSTEM | 2014-01-28 | simhadk |  | CONSOLIDATED | LUGO | RURALS | 2188113 |  | 2274010 | M | N | N |  | -1 | I | 1985-09-01 |  | D |  | 40109538 | 40146167;40146168 |  | 148514175 |  | :18252 | 18252:18252 | main_exi_3_route_oh | CIRCUIT_BREAKER |  |  |  |  | -1.85 | 4 |  | 504449 |  | [MDSYS.SDO_GEOMETRY]
60910679 | 40123286 | EXISTING | SAYBROOK | 15972 | VAIL | 5175 | D | NO | SCE | THREE | UNKNOWN | 16KV | LOW 4 | UNKNOWN | MB | UNKNOWN | UNKNOWN |  |  | SYSTEM | 2015-02-16 | attadas |  |  | LIGHTHIPE | METRO WEST | 2190772 | 1 | 2216804 | S | N | Y | 133 | -1 | I | 1960-07-01 |  | D |  | 40123293 | 40180424;40180425 |  |  |  | :15972 | 15972:15972 | main_exi_3_route_oh | CIRCUIT_BREAKER |  |  |  |  | -1.77 | 3 |  | 504449 |  | [MDSYS.SDO_GEOMETRY]
60910682 | 40127496 | EXISTING | LESSER | 10405 | NEWBURY | 5557 | D | NO | SCE | THREE | UNKNOWN | 16KV | LOW 7 | UNKNOWN | MB | UNKNOWN | UNKNOWN |  |  | SYSTEM | 2014-03-05 | simhadk |  | CONSOLIDATED | MOORPARK | NORTH COAST | 2174959 | 1 | 2215006 | A | Y | N |  | -1 | I | 1962-08-01 |  | D |  | 40127506 | 40154760 |  |  |  | :10405 | 10405:10405 | main_exi_3_route_oh | CIRCUIT_BREAKER |  |  |  |  | -1.74 | 3 |  | 504449 |  | [MDSYS.SDO_GEOMETRY]
60910686 | 40132506 | EXISTING | NATIONS | 12526 | VALLEY | 5070 | D | NO | SCE | THREE | UNKNOWN | 12KV | LOW 18 | UNKNOWN | MB | UNKNOWN | UNKNOWN |  |  | SYSTEM | 2014-09-10 | merugusn |  | 720 / 180 | VALLEY | SAN JACINTO | 2186460 |  | 2211862 | M | N | Y | 126 | -1 | I | 1974-07-01 |  | D |  | 40132516 | 40376835;40376836 |  |  |  | :12526 | 12526:12526 | main_exi_3_route_oh | CIRCUIT_BREAKER |  |  |  |  | -1.82 | 3 |  | 504449 |  | [MDSYS.SDO_GEOMETRY]
60910687 | 40138249 | EXISTING | EASY | 5580 | DAVIDSON CITY | 5779 | D | NO | SCE | THREE | UNKNOWN | 4KV | LOW 3 | UNKNOWN | MB | UNKNOWN | UNKNOWN |  |  | SYSTEM | 2017-12-14 | maxwelbw |  | CONSOLIDATED | LIGHTHIPE | METRO WEST | 2147039 |  | 2217738 | A | N | Y |  | -1 | I | 1949-03-01 |  | D |  | 40138259 | 40256384 |  |  |  | :05580 | 05580:05580 | main_exi_3_route_oh | CIRCUIT_BREAKER |  |  |  |  | -1.76 | 3 |  | 504449 |  | [MDSYS.SDO_GEOMETRY]
60910688 | 40151521 | EXISTING | POTATO | 14371 | SIXTEENTH STREET | 8239 | B | NO | SCE | THREE | UNKNOWN | 12KV | LOW 2 | UNKNOWN | MB | UNKNOWN | UNKNOWN |  |  | SYSTEM | 2014-06-20 | simhadk |  | CONSOLIDATED | VISTA | DESERT | 2185311 |  | 2216064 | A | N | Y |  | -1 | I | 1974-06-01 |  | D |  | 40151528 | 40394599 |  |  |  | :14371 | 14371:14371 | main_exi_3_route_oh | CIRCUIT_BREAKER |  |  |  |  | -1.81 | 3 |  | 504449 |  | [MDSYS.SDO_GEOMETRY]
60910689 | 40154881 | EXISTING | LEXINGTON | 10410 | PIERPONT | 5528 | D | NO | SCE | THREE | UNKNOWN | 4KV | LOW 2 | UNKNOWN | MB | UNKNOWN | UNKNOWN |  |  | SYSTEM | 2013-12-06 | ramuj |  | CONSOLIDATED | SANTA CLARA | NORTH COAST | 2182361 |  | 2212698 | A | N | Y | 213 | -1 | I | 1950-01-01 |  | D |  | 40154885 | 40184143 |  |  |  | :10410 | 10410:10410 | main_exi_3_route_oh | CIRCUIT_BREAKER |  |  |  |  | -1.73 | 3 |  | 504449 |  | [MDSYS.SDO_GEOMETRY]
60910690 | 40163880 | EXISTING | CALOL | 2744 | WAVE | 5828 | D | NO | SCE | THREE | UNKNOWN | 12KV | LOW 6 | UNKNOWN | MB | UNKNOWN | UNKNOWN |  |  | SYSTEM | 2017-11-30 | bradlem |  |  | ELLIS | ORANGE | 2136210 |  | 2213280 | A | N | N |  | -1 | I | 1964-11-01 |  | D |  | 40163887 | 40292157 |  |  |  | :02744 | 02744:02744 | main_exi_3_route_oh | CIRCUIT_BREAKER |  |  |  |  | -1.77 | 3 |  | 504449 |  | [MDSYS.SDO_GEOMETRY]
60910691 | 40166384 | EXISTING | QUINBY | 18270 | ANAVERDE | 5539 | D | NO | SCE | THREE | UNKNOWN | 12KV | LOW 4 | UNKNOWN | MB | UNKNOWN | UNKNOWN |  |  | SYSTEM | 2013-11-20 | bodduvh |  | CONSOLIDATED | VINCENT | NORTH COAST | 2190984 |  | 2219658 | A | N | N |  | -1 | I | 1974-02-01 |  | D |  | 40166394 | 40371207;40371208 |  |  |  | :18270 | 18270:18270 | main_exi_3_route_oh | CIRCUIT_BREAKER |  |  |  |  | -1.78 | 3 |  | 504449 |  | [MDSYS.SDO_GEOMETRY]
60910692 | 40181446 | EXISTING | SCHOOL | 15990 | HUNTINGTON PARK | 5728 | D | NO | SCE | THREE | UNKNOWN | 4KV | LOW 3 | UNKNOWN | MB | UNKNOWN | UNKNOWN |  |  | SYSTEM | 2015-02-09 | kallurr |  | CONSOLIDATED | LIGHTHIPE | METRO WEST | 2183611 |  | 2219992 | A | N | Y | 217 | -1 | I | 1950-01-01 |  | D |  | 40181456 | 40240362;40240363 |  |  |  | :15990 | 15990:15990 | main_exi_3_route_oh | CIRCUIT_BREAKER |  |  |  |  | -1.77 | 4 |  | 504449 |  | [MDSYS.SDO_GEOMETRY]
60910693 | 40184651 | EXISTING | LEWIS | 10420 | LINDSAY | 5317 | D | NO | SCE | THREE | UNKNOWN | 12KV | LOW 1 | UNKNOWN | MB | UNKNOWN | UNKNOWN |  |  | SYSTEM | 2014-02-13 | bodduvh |  | CONSOLIDATED | SAN JOAQUIN | SAN JOAQUIN | 2182363 |  | 2219444 | S | N | Y | 122 | -1 | I | 1950-01-01 |  | D |  | 40184661 | 40268212;40268213 |  |  |  | :10420 | 10420:10420 | main_exi_3_route_oh | CIRCUIT_BREAKER |  |  |  |  | -1.79 | 4 |  | 504449 |  | [MDSYS.SDO_GEOMETRY]
60911026 | 43025730 | EXISTING | MEBANE | 11552 | MEBANE P.T. | 7530 | A | NO | SCE | THREE | UNKNOWN | 12KV | LOW 1 | UNKNOWN | MB | UNKNOWN | UNKNOWN |  |  | SYSTEM | 2014-02-26 | merugusn |  | CONSOLIDATED | VINCENT | RURALS | 2179934 |  | 2125130 | A | N | N |  | -1 | I | 1969-10-01 |  | D |  | 43025737 | 43035481 |  |  |  | :11552 | 11552:11552 | main_exi_3_route_oh | CIRCUIT_BREAKER |  |  |  |  | -1.78 | 4 |  | 504449 |  | [MDSYS.SDO_GEOMETRY]
60911032 | 43035536 | EXISTING | MEDALLION | 11565 | LANCASTER | 5514 | D | NO | SCE | THREE | UNKNOWN | 12KV | LOW 7 | UNKNOWN | MB | UNKNOWN | UNKNOWN |  |  | SYSTEM | 2013-11-11 | kotakr |  | CONSOLIDATED | VINCENT | NORTH COAST | 2179936 | 1 | 2212660 | S | N | Y | 117 | -1 | I | 1961-03-01 |  | D |  | 43035546 | 43125948;43125949 |  |  |  | :11565 | 11565:11565 | main_exi_3_route_oh | CIRCUIT_BREAKER |  |  |  |  | -1.78 | 3 |  | 504449 |  | [MDSYS.SDO_GEOMETRY]
60911033 | 43042773 | EXISTING | CRESTLINE | 4360 | HUSTON | 5621 | D | NO | SCE | THREE | UNKNOWN | 2.4KV | LOW 1 | UNKNOWN | MB | UNKNOWN | UNKNOWN |  |  | SYSTEM | 2014-04-11 | merugusn |  | CONSOLIDATED | VISTA | RURALS | 2141768 |  | 2212904 | A | N | Y | 217 | -1 | I | 1950-01-01 |  | D |  | 43042780 | 43078213;43078214 |  |  |  | :04360 | 04360:04360 | main_exi_3_route_oh | CIRCUIT_BREAKER |  |  |  |  | -1.81 | 3 |  | 504449 |  | [MDSYS.SDO_GEOMETRY]
60911034 | 43080420 | EXISTING | CREVOLIN | 4370 | CORTEZ | 5186 | D | NO | SCE | THREE | UNKNOWN | 12KV | LOW 10 | UNKNOWN | MB | UNKNOWN | UNKNOWN |  |  | SYSTEM | 2017-10-12 | murilljl |  | CONSOLIDATED | MIRA LOMA | METRO EAST | 2149212 | 1 | 2214504 | S | N | Y | 102 | -1 | I | 1957-05-01 |  | D |  | 43080430 | 43153819 |  |  |  | :04370 | 04370:04370 | main_exi_3_route_oh | CIRCUIT_BREAKER |  |  |  |  | -1.78 | 2 |  | 504449 |  | [MDSYS.SDO_GEOMETRY]
60911035 | 43082040 | EXISTING | RACEWAY | 14604 | TROPHY | 5603 | D | NO | SCE | THREE | UNKNOWN | 12KV | LOW 3 | UNKNOWN | MB | UNKNOWN | UNKNOWN |  |  | SYSTEM | 2014-05-28 | attadas |  | CONSOLIDATED | MIRA LOMA | METRO EAST | 2182114 |  | 2217418 | A | N | N |  | -1 | I | 1980-06-01 |  | D |  | 43082050 | 43084237;43084238 |  |  |  | :14604 | 14604:14604 | main_exi_3_route_oh | CIRCUIT_BREAKER |  |  |  |  | -1.79 | 3 |  | 504449 |  | [MDSYS.SDO_GEOMETRY]
60911036 | 43085412 | EXISTING | RACQUET CLUB | 14605 | HOLIDAY | 8207 | D | NO | SCE | THREE | UNKNOWN | 4KV | LOW 2 | UNKNOWN | MB | UNKNOWN | UNKNOWN |  |  | SYSTEM | 2014-06-04 | attadas |  | CONSOLIDATED | DEVERS | DESERT | 2182115 |  | 2220676 | A | N | N |  | -1 | I | 1950-01-01 |  | D |  | 43085419 | 43117350 |  |  |  | :14605 | 14605:14605 | main_exi_3_route_oh | CIRCUIT_BREAKER |  |  |  |  | -1.85 | 3 |  | 504449 |  | [MDSYS.SDO_GEOMETRY]
60911037 | 43095806 | EXISTING | VANGUARD | 18614 | ESTERO | 5563 | D | NO | SCE | THREE | UNKNOWN | 16KV | LOW 5 | UNKNOWN | MB | UNKNOWN | UNKNOWN |  |  | SYSTEM | 2013-12-07 | aminencn |  | CONSOLIDATED | SANTA CLARA | NORTH COAST | 2189394 |  | 2217340 | A | Y | N |  | -1 | I | 1967-07-01 |  | D |  | 43095816 | 43096918 |  |  |  | :18614 | 18614:18614 | main_exi_3_route_oh | CIRCUIT_BREAKER |  |  |  |  | -1.73 | 3 |  | 504449 |  | [MDSYS.SDO_GEOMETRY]
60911038 | 43097171 | EXISTING | VAQUERO | 18621 | POTRERO | 5597 | D | NO | SCE | THREE | UNKNOWN | 16KV | LOW 2 | UNKNOWN | MB | UNKNOWN | UNKNOWN |  |  | SYSTEM | 2014-01-06 | aminencn |  | CONSOLIDATED | MOORPARK | NORTH COAST | 2190632 | 3 | 2219760 | A | N | Y | 245 | -1 | I | 1977-06-01 |  | D |  | 43097181 | 43162753;43162754 |  |  |  | :18621 | 18621:18621 | main_exi_3_route_oh | CIRCUIT_BREAKER |  |  |  |  | -1.74 | 2.5 |  | 504449 |  | [MDSYS.SDO_GEOMETRY]
60911039 | 43117645 | EXISTING | RAHAL | 14634 | CUCAMONGA | 5677 | D | NO | SCE | THREE | UNKNOWN | 12KV | LOW 9 | UNKNOWN | MB | UNKNOWN | UNKNOWN |  |  | SYSTEM | 2017-12-06 | krumwimg |  | CONSOLIDATED | MIRA LOMA | METRO EAST | 2182932 | 2 | 2219902 | A | N | N |  | -1 | I | 2002-01-30 |  | D |  | 43117652 | 43172384 |  |  |  | :14634 | 14634:14634 | main_exi_3_route_oh | CIRCUIT_BREAKER |  |  |  |  | -1.8 | 2 |  | 504449 |  | [MDSYS.SDO_GEOMETRY]
60911040 | 43122932 | EXISTING | ORBITER | 13249 | GISLER | 5851 | D | NO | SCE | THREE | UNKNOWN | 12KV | LOW 12 | UNKNOWN | MB | UNKNOWN | UNKNOWN |  |  | SYSTEM | 2014-10-21 | merugusn |  | CONSOLIDATED | ELLIS | ORANGE | 2178687 | 3 | 2220234 | A | N | Y | 242 | -1 | I | 1972-07-01 |  | D |  | 43122939 | 43280384;43280385 |  |  |  | :13249 | 13249:13249 | main_exi_3_route_oh | CIRCUIT_BREAKER |  |  |  |  | -1.78 | 3 |  | 504449 |  | [MDSYS.SDO_GEOMETRY]
60911041 | 43127705 | EXISTING | MENTRY | 11644 | NEWHALL | 5576 | D | NO | SCE | THREE | UNKNOWN | 16KV | LOW 6 | UNKNOWN | MB | UNKNOWN | UNKNOWN |  |  | SYSTEM | 2013-12-17 | mannepl |  | CONSOLIDATED | SAUGUS | NORTH COAST | 2172463 | 4 | 2217376 | A | N | N | 222 | -1 | I | 1992-05-01 |  | D |  | 43127715 | 43196805;43196806 |  |  |  | :11644 | 11644:11644 | main_exi_3_route_oh | CIRCUIT_BREAKER |  |  |  |  | -1.76 | 3 |  | 504449 |  | [MDSYS.SDO_GEOMETRY]
60911042 | 43168163 | EXISTING | CROCKER | 4378 | SUNNY DUNES | 8244 | D | NO | SCE | THREE | UNKNOWN | 4KV | LOW 3 | UNKNOWN | MB | UNKNOWN | UNKNOWN |  |  | SYSTEM | 2014-04-22 | yallasv |  | CONSOLIDATED | DEVERS | DESERT | 2143927 |  | 2213784 | A | N | N |  | -1 | I | 1950-01-01 |  | D |  | 43168170 | 43189888 |  |  |  | :04378 | 04378:04378 | main_exi_3_route_oh | CIRCUIT_BREAKER |  |  |  |  | -1.85 | 2.5 |  | 504449 |  | [MDSYS.SDO_GEOMETRY]
60911043 | 43173993 | EXISTING | RAISIN | 14646 | SIXTEENTH STREET | 8239 | D | NO | SCE | THREE | UNKNOWN | 12KV | LOW 1 | UNKNOWN | MB | UNKNOWN | UNKNOWN |  |  | SYSTEM | 2014-06-13 | punukos |  | CONSOLIDATED | VISTA | DESERT | 2190529 |  | 2216064 | A | N | Y |  | -1 | I | 1974-06-01 |  | D |  | 43174000 | 43358054 |  |  |  | :14646 | 14646:14646 | main_exi_3_route_oh | CIRCUIT_BREAKER |  |  |  |  | -1.81 | 3 |  | 504449 |  | [MDSYS.SDO_GEOMETRY]
60911044 | 43190225 | EXISTING | CROFT | 4390 | YUCAIPA | 5636 | D | NO | SCE | THREE | UNKNOWN | 12KV | LOW 9 | UNKNOWN | MB | UNKNOWN | UNKNOWN |  |  | SYSTEM | 2014-03-28 | aminencn |  | CONSOLIDATED | VISTA | DESERT | 2144089 |  | 2219838 | S | N | Y | 142 | -1 | I | 1950-01-01 |  | D |  | 43190232 | 43309339;43309340 |  |  |  | :04390 | 04390:04390 | main_exi_3_route_oh | CIRCUIT_BREAKER |  |  |  |  | -1.82 | 3 |  | 504449 |  | [MDSYS.SDO_GEOMETRY]
60910339 | 36885626 | EXISTING | TIERRA BONITA | 17850 | LITTLE ROCK | 5518 | D | NO | SCE | THREE | UNKNOWN | 12KV | LOW 1 | UNKNOWN | MB | UNKNOWN | UNKNOWN |  |  | SYSTEM | 2013-11-15 | kollir |  | CONSOLIDATED | VINCENT | NORTH COAST | 2187113 |  | 2212664 | A | N | Y | 229 | -1 | I | 1968-06-01 |  | D |  | 36885633 | 36887051;36887052 |  |  |  | :17850 | 17850:17850 | main_exi_3_route_oh | CIRCUIT_BREAKER |  |  |  |  | -1.79 | 4.5 |  | 504449 |  | [MDSYS.SDO_GEOMETRY]
60910340 | 36887626 | EXISTING | TIMBER CANYON | 17880 | FILLMORE | 5510 | D | NO | SCE | THREE | UNKNOWN | 16KV | LOW 4 | UNKNOWN | MB | UNKNOWN | UNKNOWN |  |  | SYSTEM | 2013-12-20 | kallurr |  | CONSOLIDATED | SAUGUS | NORTH COAST | 2188362 |  | 2219592 | S | N | Y | 129 | -1 | I | 1950-01-01 |  | D |  | 36887633 | 37017957;37017958 |  |  |  | :17880 | 17880:17880 | main_exi_3_route_oh | CIRCUIT_BREAKER |  |  |  |  | -1.75 | 4 |  | 504449 |  | [MDSYS.SDO_GEOMETRY]
60910341 | 36895734 | EXISTING | PICKENS | 14050 | LA CANADA | 5130 | D | NO | SCE | THREE | UNKNOWN | 16KV | LOW 1 | UNKNOWN | MB | UNKNOWN | UNKNOWN |  |  | SYSTEM | 2014-11-25 | attiliv |  | CONSOLIDATED | MESA | METRO EAST | 2179551 |  | 2219040 | A | Y | N |  | -1 | I | 1950-01-01 |  | D |  | 36895744 | 83575488 |  | 37009455 |  | :14050 | 14050:14050 | main_exi_3_route_oh | CIRCUIT_BREAKER |  |  |  |  | -1.77 | 3 |  | 504449 |  | [MDSYS.SDO_GEOMETRY]
60910342 | 36898550 | EXISTING | MERCEDES | 11675 | VERA | 5801 | D | NO | SCE | THREE | UNKNOWN | 12KV | LOW 5 | UNKNOWN | MB | UNKNOWN | UNKNOWN |  |  | SYSTEM | 2017-09-29 | lantzmk |  | CONSOLIDATED | ELLIS | ORANGE | 2172464 |  | 2217782 | A | Y | N |  | -1 | I | 1988-05-04 |  | D |  | 36898557 | 37036990 |  |  |  | :11675 | 11675:11675 | main_exi_3_route_oh | CIRCUIT_BREAKER |  |  |  |  | -1.78 | 2 |  | 504449 |  | [MDSYS.SDO_GEOMETRY]
60910343 | 36917602 | EXISTING | BRADLEY | 2120 | NEWCOMB | 8342 | D | NO | SCE | THREE | UNKNOWN | 12KV | LOW 8 | UNKNOWN | MB | UNKNOWN | UNKNOWN |  |  | SYSTEM | 2014-07-08 | merugusn |  | CONSOLIDATED | VALLEY | SAN JACINTO | 2133856 | 3 | 2218460 | A | N | N |  | -1 | I | 1990-06-27 |  | D |  | 36917609 | 37112843;37112844 |  |  |  | :02120 | 02120:02120 | main_exi_3_route_oh | CIRCUIT_BREAKER |  |  |  |  | -1.81 | 3 |  | 504449 |  | [MDSYS.SDO_GEOMETRY]
60910344 | 36920498 | EXISTING | KASOTA | 9469 | VICTORVILLE | 8260 | D | NO | SCE | THREE | UNKNOWN | 12KV | LOW 1 | UNKNOWN | MB | UNKNOWN | UNKNOWN |  |  | SYSTEM | 2014-05-05 | attadas |  | CONSOLIDATED | LUGO | DESERT | 2180548 |  | 2220732 | A | N | Y |  | -1 | I | 1966-08-01 |  | D |  | 36920508 | 37013065;37013066 |  |  |  | :09469 | 09469:09469 | main_exi_3_route_oh | CIRCUIT_BREAKER |  |  |  |  | -1.81 | 2 |  | 504449 |  | [MDSYS.SDO_GEOMETRY]
60910345 | 36941609 | EXISTING | CAJON | 2650 | REDLANDS | 5629 | D | NO | SCE | THREE | UNKNOWN | 4KV | LOW 13 | UNKNOWN | MB | UNKNOWN | UNKNOWN |  |  | SYSTEM | 2014-03-17 | simhadk |  | CONSOLIDATED | VISTA | DESERT | 2154065 | 2 | 2217488 | S | N | Y | 139 | -1 | I | 1950-01-01 |  | D |  | 36941619 | 36981041;36981042 |  |  |  | :02650 | 02650:02650 | main_exi_3_route_oh | CIRCUIT_BREAKER |  |  |  |  | -1.82 | 3 |  | 504449 |  | [MDSYS.SDO_GEOMETRY]
60910347 | 36982078 | EXISTING | CALABASH | 2658 | DECLEZ | 5615 | D | NO | SCE | THREE | UNKNOWN | 12KV | LOW 5 | UNKNOWN | MB | UNKNOWN | UNKNOWN |  |  | SYSTEM | 2014-06-04 | simhadk |  | CONSOLIDATED | VISTA | DESERT | 2139455 | 3 | 2219794 | S | N | N |  | -1 | I | 1989-07-12 |  | D |  | 36982088 | 36995403;103396469 |  |  |  | :02658 | 02658:02658 | main_exi_3_route_oh | CIRCUIT_BREAKER |  |  |  |  | -1.8 | 3 |  | 504449 |  | [MDSYS.SDO_GEOMETRY]
60910352 | 36997018 | EXISTING | CALIFORNIA | 2690 | CHASE | 5679 | D | NO | SCE | THREE | UNKNOWN | 12KV | LOW 1 | UNKNOWN | MB | UNKNOWN | UNKNOWN |  |  | SYSTEM | 2014-06-25 | merugusn |  | CONSOLIDATED | MIRA LOMA | METRO EAST | 2138599 |  | 2213010 | A | N | N |  | -1 | I | 2003-05-08 |  | D |  | 36997025 | 37121635;165019957 |  |  |  | :02690 | 02690:02690 | main_exi_3_route_oh | CIRCUIT_BREAKER |  |  |  |  | -1.8 | 2 |  | 504449 |  | [MDSYS.SDO_GEOMETRY]
60910353 | 37038030 | EXISTING | METEOR | 11752 | GISLER | 5851 | D | NO | SCE | THREE | UNKNOWN | 12KV | LOW 4 | UNKNOWN | MB | UNKNOWN | UNKNOWN |  |  | SYSTEM | 2014-10-27 | bessar |  | CONSOLIDATED | ELLIS | ORANGE | 2180611 | 1 | 2220234 | A | N | N |  | -1 | I | 1986-04-01 |  | D |  | 37038040 | 37119940;37119941 |  |  |  | :11752 | 11752:11752 | main_exi_3_route_oh | CIRCUIT_BREAKER |  |  |  |  | -1.78 | 3 |  | 504449 |  | [MDSYS.SDO_GEOMETRY]
60910354 | 37045041 | EXISTING | ROSEMARY | 15440 | PERRY | 5225 | D | NO | SCE | THREE | UNKNOWN | 4KV | LOW 2 | UNKNOWN | MB | UNKNOWN | UNKNOWN |  |  | SYSTEM | 2015-04-03 | punukos |  | CONSOLIDATED | EL NIDO | METRO WEST | 2186626 |  | 2216918 | A | N | Y |  | -1 | I | 1950-01-01 |  | D |  | 37045051 | 37097395;37097396 |  |  |  | :15440 | 15440:15440 | main_exi_3_route_oh | CIRCUIT_BREAKER |  |  |  |  | -1.76 | 3 |  | 504449 |  | [MDSYS.SDO_GEOMETRY]
60910355 | 37054489 | EXISTING | KEENE | 9530 | MONOLITH | 5358 | C | NO | SCE | THREE | UNKNOWN | 12KV | LOW 1 | UNKNOWN | MB | UNKNOWN | UNKNOWN |  |  | SYSTEM | 2014-02-12 | bodduvh |  | CONSOLIDATED | VINCENT | RURALS | 2163149 |  | 2212588 | S | Y | N |  | -1 | I | 1950-01-01 |  | D |  | 37054499 | 37054542;137902907 |  |  |  | :09530 | 09530:09530 | main_exi_3_route_oh | CIRCUIT_BREAKER |  |  |  |  | -1.78 | 3 |  | 504449 |  | [MDSYS.SDO_GEOMETRY]
60910356 | 37054558 | EXISTING | KELLY | 9553 | DAGGETT | 8133 | D | NO | SCE | THREE | UNKNOWN | 4KV | LOW 1 | UNKNOWN | MB | UNKNOWN | UNKNOWN |  |  | SYSTEM | 2017-06-18 | lantzmk |  | CONSOLIDATED | BARSTOW | RURALS | 2166317 |  | 2215958 | A | Y | N |  | -1 | I | 1950-01-01 |  | D |  | 37054568 | 37079051;37079052 |  |  |  | :09553 | 09553:09553 | main_exi_3_route_oh | CIRCUIT_BREAKER |  |  |  |  | -9.25 | 3 |  | 504449 |  | [MDSYS.SDO_GEOMETRY]
60910357 | 37073332 | EXISTING | TIMCO | 17885 | LUCERNE | 8220 | D | NO | SCE | THREE | UNKNOWN | 12KV | LOW 3 | UNKNOWN | MB | UNKNOWN | UNKNOWN |  |  | SYSTEM | 2014-04-23 | kallurr |  | CONSOLIDATED | LUGO | DESERT | 2190965 |  | 2216042 | A | N | Y |  | -1 | I | 1967-08-01 |  | D |  | 37073339 | 37235069;37235070 |  | 37160039 |  | :17885 | 17885:17885 | main_exi_3_route_oh | CIRCUIT_BREAKER |  |  |  |  | -1.83 | 4 |  | 504449 |  | [MDSYS.SDO_GEOMETRY]
60911346 | 46076857 | EXISTING | SENGA | 16125 | CUDAHY | 5714 | D | NO | SCE | THREE | UNKNOWN | 4KV | LOW 15 | UNKNOWN | MB | UNKNOWN | UNKNOWN |  |  | SYSTEM | 2017-10-26 | beealdb |  | CONSOLIDATED | LIGHTHIPE | METRO WEST | 2183617 | 3 | 2213060 | A | N | Y | 241 | -1 | I | 1962-02-01 |  | D |  | 46076867 | 46124241 |  |  |  | :16125 | 16125:16125 | main_exi_3_route_oh | CIRCUIT_BREAKER |  |  |  |  | -1.77 | 3 |  | 504449 |  | [MDSYS.SDO_GEOMETRY]
60911347 | 46090447 | EXISTING | FELON | 6318 | MOBILOIL | 5229 | C | NO | SCE | THREE | UNKNOWN | 12KV | LOW 31 | UNKNOWN | MB | UNKNOWN | UNKNOWN |  |  | SYSTEM | 2015-04-15 | kallurr |  | CONSOLIDATED | EL NIDO | METRO WEST | 2151667 | 4 | 2212312 | A | Y | N |  | -1 | I | 1966-09-01 |  | D |  | 46090454 | 46090542 |  |  |  | :06318 | 06318:06318 | main_exi_3_route_oh | CIRCUIT_BREAKER |  |  |  |  | -1.76 | 2 |  | 504449 |  | [MDSYS.SDO_GEOMETRY]
60911348 | 46101936 | EXISTING | ROCKHILL | 15307 | WALNUT | 5014 | D | NO | SCE | THREE | UNKNOWN | 12KV | LOW 15 | UNKNOWN | MB | UNKNOWN | UNKNOWN |  |  | SYSTEM | 2014-06-25 | aminencn |  | CONSOLIDATED | MIRA LOMA | METRO EAST | 2190571 | 6 | 2218564 | M | Y | N |  | -1 | I | 1972-08-01 |  | D |  | 46101943 | 46257297;165474574 |  |  |  | :15307 | 15307:15307 | main_exi_3_route_oh | CIRCUIT_BREAKER |  |  |  |  | -1.78 | 3 |  | 504449 |  | [MDSYS.SDO_GEOMETRY]
60911349 | 46111431 | EXISTING | DOZIER | 5300 | REPETTO | 5164 | D | NO | SCE | THREE | UNKNOWN | 16KV | LOW 3 | UNKNOWN | MB | UNKNOWN | UNKNOWN |  |  | SYSTEM | 2014-10-28 | punukos |  | CONSOLIDATED | MESA | METRO EAST | 2146664 | 2 | 2219114 | S | N | Y | 135 | -1 | I | 1949-09-01 |  | D |  | 46111441 | 46130557;46130558 |  |  |  | :05300 | 05300:05300 | main_exi_3_route_oh | CIRCUIT_BREAKER |  |  |  |  | -1.77 | 3 |  | 504449 |  | [MDSYS.SDO_GEOMETRY]
60911355 | 46125706 | EXISTING | SEMORA | 16127 | ERIC | 5783 | D | NO | SCE | THREE | UNKNOWN | 12KV | LOW 6 | UNKNOWN | MB | UNKNOWN | UNKNOWN |  |  | SYSTEM | 2018-01-16 | maxwelbw |  | CONSOLIDATED | LIGHTHIPE | METRO WEST | 2190788 | 2 | 2213182 | A | Y | N |  | -1 | I | 1985-07-01 |  | D |  | 46125716 | 46219653 |  |  |  | :16127 | 16127:16127 | main_exi_3_route_oh | CIRCUIT_BREAKER |  |  |  |  | -1.77 | 2 |  | 504449 |  | [MDSYS.SDO_GEOMETRY]
60911356 | 46126930 | EXISTING | WOODLAND | 19599 | LIBERTY | 5312 | D | NO | SCE | THREE | UNKNOWN | 12KV | LOW 3 | UNKNOWN | MB | UNKNOWN | UNKNOWN |  |  | SYSTEM | 2014-02-21 | simhadk |  | CONSOLIDATED | SAN JOAQUIN | SAN JOAQUIN | 2188914 |  | 2212500 | A | Y | N |  | -1 | I | 1973-05-01 |  | D |  | 46126940 | 46211903 |  |  |  | :19599 | 19599:19599 | main_exi_3_route_oh | CIRCUIT_BREAKER |  |  |  |  | -1.79 | 3.5 |  | 504449 |  | [MDSYS.SDO_GEOMETRY]
60911357 | 46131270 | EXISTING | DRAMBUIE | 5311 | MILLIKEN | 5663 | D | NO | SCE | THREE | UNKNOWN | 12KV | LOW 1 | UNKNOWN | MB | UNKNOWN | UNKNOWN |  |  | SYSTEM | 2014-05-21 | kallurr |  | CONSOLIDATED | MIRA LOMA | METRO EAST | 2146666 |  | 2215218 | A | N | N |  | -1 | I | 1993-06-07 |  | D |  | 46131277 | 46145875;46145876 |  |  |  | :05311 | 05311:05311 | main_exi_3_route_oh | CIRCUIT_BREAKER |  |  |  |  | -1.8 | 3 |  | 504449 |  | [MDSYS.SDO_GEOMETRY]
60911358 | 46147353 | EXISTING | DRESSEN | 5318 | HOMART | 8039 | D | NO | SCE | THREE | UNKNOWN | 12KV | LOW 4 | UNKNOWN | MB | UNKNOWN | UNKNOWN |  |  | SYSTEM | 2017-09-26 | krumwimg |  | CONSOLIDATED | VISTA | DESERT | 2149759 |  | 2220488 | A | N | N |  | -1 | I | 1970-07-01 |  | D |  | 46147360 | 46195530 |  |  |  | :05318 | 05318:05318 | main_exi_3_route_oh | CIRCUIT_BREAKER |  |  |  |  | -1.81 | 3 |  | 504449 |  | [MDSYS.SDO_GEOMETRY]
60911359 | 46171037 | EXISTING | CLIFF | 3650 | COSTA MESA | 5817 | D | NO | SCE | THREE | UNKNOWN | 4KV | LOW 2 | UNKNOWN | MB | UNKNOWN | UNKNOWN |  |  | SYSTEM | 2014-09-11 | simhadk |  | CONSOLIDATED | ELLIS | ORANGE | 2157663 |  | 2220158 | A | N | Y | 249 | -1 | I | 1950-01-01 |  | D |  | 46171041 | 46188028 |  |  |  | :03650 | 03650:03650 | main_exi_3_route_oh | CIRCUIT_BREAKER |  |  |  |  | -1.78 | 3 |  | 504449 |  | [MDSYS.SDO_GEOMETRY]
60911360 | 46188398 | EXISTING | CLINTON | 3672 | NELSON | 8038 | D | NO | SCE | THREE | UNKNOWN | 33KV | LOW 4 | UNKNOWN | MB | UNKNOWN | UNKNOWN |  |  | SYSTEM | 2014-08-18 | bessar |  | CONSOLIDATED | VALLEY | SAN JACINTO | 2138938 |  | 2213548 | A | Y | N |  | -1 | I | 1968-06-01 |  | D |  | 46188408 | 46189071;46189072 |  |  |  | :03672 | 03672:03672 | main_exi_3_route_oh | CIRCUIT_BREAKER |  |  |  |  | -1.82 | 3 |  | 504449 |  | [MDSYS.SDO_GEOMETRY]
60911361 | 46197539 | EXISTING | DUKE | 5376 | MARASCHINO | 8096 | D | NO | SCE | THREE | UNKNOWN | 12KV | LOW 1 | UNKNOWN | MB | UNKNOWN | UNKNOWN |  |  | SYSTEM | 2014-04-07 | manthak |  | CONSOLIDATED | VISTA | DESERT | 2149768 |  | 2220594 | A | N | N |  | -1 | I | 1980-06-01 |  | D |  | 46197546 | 46254538;46254539 |  | 135408780 |  | :05376 | 05376:05376 | main_exi_3_route_oh | CIRCUIT_BREAKER |  |  |  |  | -1.82 | 3 |  | 504449 |  | [MDSYS.SDO_GEOMETRY]
60911362 | 46199907 | EXISTING | PENINSULA | 13910 | CROWN | 5818 | D | NO | SCE | THREE | UNKNOWN | 12KV | LOW 4 | UNKNOWN | MB | UNKNOWN | UNKNOWN |  |  | SYSTEM | 2014-12-19 | attadas |  | CONSOLIDATED | ELLIS | ORANGE | 2179459 | 2 | 2217826 | S | N | Y | 127 | -1 | I | 1950-01-01 |  | D |  | 46199917 | 46203115;46203116 |  |  |  | :13910 | 13910:13910 | main_exi_3_route_oh | CIRCUIT_BREAKER |  |  |  |  | 178.22 | 3 |  | 504449 |  | [MDSYS.SDO_GEOMETRY]
60911363 | 46227171 | EXISTING | WOODHAVEN | 19601 | OAK PARK | 5525 | D | NO | SCE | THREE | UNKNOWN | 16KV | LOW 1 | UNKNOWN | MB | UNKNOWN | UNKNOWN |  |  | SYSTEM | 2013-12-31 | manthak |  | CONSOLIDATED | MOORPARK | NORTH COAST | 2188915 |  | 2217252 | M | N | Y | 250 | -1 | I | 1984-06-01 |  | D |  | 46227178 | 46333765;46333766 |  |  |  | :19601 | 19601:19601 | main_exi_3_route_oh | CIRCUIT_BREAKER |  |  |  |  | -1.75 | 3 |  | 504449 |  | [MDSYS.SDO_GEOMETRY]
60911364 | 46238684 | EXISTING | PENMAR | 13929 | LA HABRA | 5832 | D | NO | SCE | THREE | UNKNOWN | 12KV | LOW 1 | UNKNOWN | MB | UNKNOWN | UNKNOWN |  |  | SYSTEM | 2014-11-04 | bessar |  | CONSOLIDATED | VILLA PARK | ORANGE | 2190325 | 2 | 2215550 | S | N | Y | 128 | -1 | I | 1981-03-01 |  | D |  | 46238691 | 46308637;46308638 |  |  |  | :13929 | 13929:13929 | main_exi_3_route_oh | CIRCUIT_BREAKER |  |  |  |  | -1.78 | 2 |  | 504449 |  | [MDSYS.SDO_GEOMETRY]
60910694 | 40242221 | EXISTING | SCHUYLER | 16000 | BEVERLY | 5201 | D | NO | SCE | THREE | UNKNOWN | 4KV | LOW 25 | UNKNOWN | MB | UNKNOWN | UNKNOWN |  |  | SYSTEM | 2015-04-21 | kallurr |  | CONSOLIDATED | MESA | METRO WEST | 2183613 | 1 | 2219196 | A | N | Y | 228 | -1 | I | 1950-01-01 |  | D |  | 40242231 | 40315651;40315652 |  |  |  | :16000 | 16000:16000 | main_exi_3_route_oh | CIRCUIT_BREAKER |  |  |  |  | -1.76 | 3 |  | 504449 |  | [MDSYS.SDO_GEOMETRY]
60910695 | 40259697 | EXISTING | EBBTIDE | 5587 | PICO | 5722 | D | NO | SCE | THREE | UNKNOWN | 12KV | LOW 16 | UNKNOWN | MB | UNKNOWN | UNKNOWN |  |  | SYSTEM | 2015-02-12 | maxwelbw |  | CONSOLIDATED | LIGHTHIPE | METRO WEST | 2168517 | 1 | 2219974 | S | N | Y | 142 | -1 | I | 1988-08-01 |  | D |  | 40259707 | 40286549 |  |  |  | :05587 | 05587:05587 | main_exi_3_route_oh | CIRCUIT_BREAKER |  |  |  |  | -1.76 | 3 |  | 504449 |  | [MDSYS.SDO_GEOMETRY]
60910696 | 40274102 | EXISTING | CHICAGO | 3450 | BELVEDERE | 5114 | D | NO | SCE | THREE | UNKNOWN | 4KV | LOW 6 | UNKNOWN | MB | UNKNOWN | UNKNOWN |  |  | SYSTEM | 2017-09-26 | krumwimg |  | CONSOLIDATED | MESA | METRO EAST | 2157303 |  | 2219012 | A | N | Y | 220 | -1 | I | 1964-06-01 |  | D |  | 40274112 | 40297426 |  |  |  | :03450 | 03450:03450 | main_exi_3_route_oh | CIRCUIT_BREAKER |  |  |  |  | -1.77 | 3 |  | 504449 |  | [MDSYS.SDO_GEOMETRY]
60910698 | 40286814 | EXISTING | EBONY | 5589 | TORRANCE | 5269 | D | NO | SCE | THREE | UNKNOWN | 16KV | LOW 10 | UNKNOWN | MB | UNKNOWN | UNKNOWN |  |  | SYSTEM | 2018-01-08 | maxwelbw |  | CONSOLIDATED | EL NIDO | METRO WEST | 2147040 | 1 | 2212418 | S | N | Y | 109 | -1 | I | 1963-10-01 |  | D |  | 40286824 | 40516116 |  |  |  | :05589 | 05589:05589 | main_exi_3_route_oh | CIRCUIT_BREAKER |  |  |  |  | -1.76 | 3 |  | 504449 |  | [MDSYS.SDO_GEOMETRY]
60910699 | 40293332 | EXISTING | CAMBRIDGE | 2768 | MAYBERRY | 8089 | D | NO | SCE | THREE | UNKNOWN | 12KV | LOW 3 | UNKNOWN | MB | UNKNOWN | UNKNOWN |  |  | SYSTEM | 2014-08-11 | merugusn |  | CONSOLIDATED | VALLEY | SAN JACINTO | 2145322 | 1 | 2215898 | A | N | Y | 202 | -1 | I | 1973-06-01 |  | D |  | 40293342 | 40480432;40480433 |  |  |  | :02768 | 02768:02768 | main_exi_3_route_oh | CIRCUIT_BREAKER |  |  |  |  | -1.83 | 3 |  | 504449 |  | [MDSYS.SDO_GEOMETRY]
60910700 | 40308647 | EXISTING | LINDER | 10500 | LAUREL | 5315 | D | NO | SCE | THREE | UNKNOWN | 12KV | LOW 1 | UNKNOWN | MB | UNKNOWN | UNKNOWN |  |  | SYSTEM | 2014-03-25 | merugusn |  | CONSOLIDATED | SAN JOAQUIN | SAN JOAQUIN | 2164454 |  | 2212502 | A | N | Y | 223 | -1 | I | 2025-01-01 |  | D |  | 40308657 | 40361614;40361615 |  |  |  | :10500 | 10500:10500 | main_exi_3_route_oh | CIRCUIT_BREAKER |  |  |  |  | -91.79 | 4.5 |  | 504449 |  | [MDSYS.SDO_GEOMETRY]
60910706 | 40320112 | EXISTING | CHIME | 3472 | GANESHA | 5617 | D | NO | SCE | THREE | UNKNOWN | 12KV | LOW 9 | UNKNOWN | MB | UNKNOWN | UNKNOWN |  |  | SYSTEM | 2014-06-18 | kallurr |  | CONSOLIDATED | MIRA LOMA | METRO EAST | 2137582 | 2 | 2212890 | S | N | Y | 125 | -1 | I | 1969-08-01 |  | D |  | 40320122 | 40392606 |  |  |  | :03472 | 03472:03472 | main_exi_3_route_oh | CIRCUIT_BREAKER |  |  |  |  | -1.79 | 3 |  | 504449 |  | [MDSYS.SDO_GEOMETRY]
60910707 | 40362717 | EXISTING | LINDERO | 10502 | MALIBU | 5519 | D | NO | SCE | THREE | UNKNOWN | 16KV | LOW 2 | UNKNOWN | MB | UNKNOWN | UNKNOWN |  |  | SYSTEM | 2013-12-30 | yallasv |  | CONSOLIDATED | MOORPARK | NORTH COAST | 2182693 |  | 2212668 | A | N | Y | 214 | -1 | I | 1966-02-01 |  | D |  | 40362727 | 40445424;40445425 |  |  |  | :10502 | 10502:10502 | main_exi_3_route_oh | CIRCUIT_BREAKER |  |  |  |  | -30.66 | 3 |  | 504449 |  | [MDSYS.SDO_GEOMETRY]
60910709 | 40404099 | EXISTING | TUMBLEWEED | 18285 | TUMBLEWEED P.T. | 7833 | A | NO | SCE | THREE | UNKNOWN | 2.4KV | LOW 1 | UNKNOWN | MB | UNKNOWN | UNKNOWN |  |  | SYSTEM | 2014-02-26 | merugusn |  | CONSOLIDATED | LUGO | RURALS | 2190985 |  | 2126201 | N | N | Y | 211 | -1 | I | 1984-04-01 |  | D |  | 40404109 | 40405907;40405908 |  |  |  | :18285 | 18285:18285 | main_exi_3_route_oh | CIRCUIT_BREAKER |  |  |  |  | -1.81 | 3 |  | 504449 |  | [MDSYS.SDO_GEOMETRY]
60910710 | 40406599 | EXISTING | POULTRY | 14372 | YUCAIPA | 5636 | D | NO | SCE | THREE | UNKNOWN | 12KV | LOW 5 | UNKNOWN | MB | UNKNOWN | UNKNOWN |  |  | SYSTEM | 2014-04-11 | attiliv |  | CONSOLIDATED | VISTA | DESERT | 2179736 | 1 | 2219838 | A | N | N |  | -1 | I | 1998-05-01 |  | D |  | 40406606 | 40653952;40653953 |  |  |  | :14372 | 14372:14372 | main_exi_3_route_oh | CIRCUIT_BREAKER |  |  |  |  | -1.82 | 2 |  | 504449 |  | [MDSYS.SDO_GEOMETRY]
60910711 | 40415616 | EXISTING | CHILLON | 3482 | CHILLON P.T. | 7132 | A | NO | SCE | THREE | UNKNOWN | 2.4KV | LOW 1 | UNKNOWN | MB | UNKNOWN | UNKNOWN |  |  | SYSTEM | 2014-03-10 | simhadk |  | CONSOLIDATED | VISTA | RURALS | 2147234 |  | 2123454 | A | N | Y | 217 | -1 | I | 1964-07-01 |  | D |  | 40415620 | 40437031;40437032 |  | 40418416 |  | :03482 | 03482:03482 | main_exi_3_route_oh | CIRCUIT_BREAKER |  |  |  |  | -1.81 | 1.5 |  | 504449 |  | [MDSYS.SDO_GEOMETRY]
60910712 | 40423453 | EXISTING | NEPAL | 12612 | MODENA | 5802 | D | NO | SCE | THREE | UNKNOWN | 12KV | LOW 9 | UNKNOWN | MB | UNKNOWN | UNKNOWN |  |  | SYSTEM | 2017-11-17 | thompsma |  | CONSOLIDATED | VILLA PARK | ORANGE | 2174020 | 2 | 2220120 | A | N | N |  | -1 | I | 2002-08-23 |  | D |  | 40423460 | 40573424 |  |  |  | :12612 | 12612:12612 | main_exi_3_route_oh | CIRCUIT_BREAKER |  |  |  |  | -1.78 | 2 |  | 504449 |  | [MDSYS.SDO_GEOMETRY]
60911045 | 43198457 | EXISTING | VETERANS | 18710 | SAN FERNANDO | 5550 | D | NO | SCE | THREE | UNKNOWN | 16KV | LOW 2 | UNKNOWN | MB | UNKNOWN | UNKNOWN |  |  | SYSTEM | 2013-12-18 | kollir |  |  | SAUGUS | NORTH COAST | 2190136 |  | 2214994 | A | N | N |  | -1 | I | 1950-01-01 |  | D |  | 43198467 | 43276108;43276109 |  |  |  | :18710 | 18710:18710 | main_exi_3_route_oh | CIRCUIT_BREAKER |  |  |  |  | -1.76 | 3 |  | 504449 |  | [MDSYS.SDO_GEOMETRY]
60911046 | 43220227 | EXISTING | MERLIN | 11695 | LATIGO | 5272 | D | NO | SCE | THREE | UNKNOWN | 16KV | LOW 1 | UNKNOWN | MB | UNKNOWN | UNKNOWN |  |  | SYSTEM | 2014-01-02 | kallurr |  | CONSOLIDATED | MOORPARK | NORTH COAST | 2177157 | 2 | 2219378 | A | N | Y | 219 | -1 | I | 1991-08-28 |  | D |  | 43220237 | 43255248;43255249 |  |  |  | :11695 | 11695:11695 | main_exi_3_route_oh | CIRCUIT_BREAKER |  |  |  |  | -1.74 | 4 |  | 504449 |  | [MDSYS.SDO_GEOMETRY]
60911047 | 43224617 | EXISTING | CESSNA | 3303 | STETSON | 8095 | D | NO | SCE | THREE | UNKNOWN | 12KV | LOW 10 | UNKNOWN | MB | UNKNOWN | UNKNOWN |  |  | SYSTEM | 2014-08-28 | aminencn |  | CONSOLIDATED | VALLEY | SAN JACINTO | 2140148 | 2 | 2218248 | A | N | Y | 243 | -1 | I | 1978-06-01 |  | D |  | 43224624 | 43374079;43374080 |  |  |  | :03303 | 03303:03303 | main_exi_3_route_oh | CIRCUIT_BREAKER |  |  |  |  | -1.82 | 3 |  | 504449 |  | [MDSYS.SDO_GEOMETRY]
60911049 | 43256543 | EXISTING | MERRIT | 11720 | POPLAR | 5322 | D | NO | SCE | THREE | UNKNOWN | 12KV | LOW 3 | UNKNOWN | MB | UNKNOWN | UNKNOWN |  |  | SYSTEM | 2014-03-07 | bessar |  | CONSOLIDATED | SAN JOAQUIN | SAN JOAQUIN | 2185575 |  | 2217098 | A | N | Y | 234 | -1 | I | 1950-01-01 |  | D |  | 43256550 | 43291778 |  |  |  | :11720 | 11720:11720 | main_exi_3_route_oh | CIRCUIT_BREAKER |  |  |  |  | -1.78 | 5.5 |  | 504449 |  | [MDSYS.SDO_GEOMETRY]
60911054 | 43278543 | EXISTING | VIA HUERTO | 18718 | VIA HUERTO P.T. | 7888 | A | NO | SCE | THREE | UNKNOWN | 4KV | LOW 1 | UNKNOWN | MB | UNKNOWN | UNKNOWN |  |  | SYSTEM | 2013-10-29 | inneswm |  | CONSOLIDATED | GOLETA | NORTH COAST | 2188536 |  | 2127122 | N | N | N |  | -1 | I | 1968-12-01 |  | D |  | 43278553 | 43297863 |  |  |  | :18718 | 18718:18718 | main_exi_3_route_oh | CIRCUIT_BREAKER |  |  |  |  | -1.71 | 3 |  | 504449 |  | [MDSYS.SDO_GEOMETRY]
60911055 | 43281475 | EXISTING | ORIOLE | 13252 | TALBERT | 5853 | D | NO | SCE | THREE | UNKNOWN | 12KV | LOW 6 | UNKNOWN | MB | UNKNOWN | UNKNOWN |  |  | SYSTEM | 2017-09-25 | thompsma |  | CONSOLIDATED | ELLIS | ORANGE | 2182529 |  | 2213328 | A | N | N | 210 | -1 | I | 1964-09-01 |  | D |  | 43281482 | 43392438 |  |  |  | :13252 | 13252:13252 | main_exi_3_route_oh | CIRCUIT_BREAKER |  |  |  |  | -1.78 | 2 |  | 504449 |  | [MDSYS.SDO_GEOMETRY]
60911056 | 43297984 | EXISTING | VINEYARD | 18780 | SATICOY | 5534 | D | NO | SCE | THREE | UNKNOWN | 16KV | LOW 5 | UNKNOWN | MB | UNKNOWN | UNKNOWN |  |  | SYSTEM | 2014-01-07 | yallasv |  | CONSOLIDATED | SANTA CLARA | NORTH COAST | 2190211 |  | 2219652 | S | N | N |  | -1 | I | 1950-01-01 |  | D |  | 43297994 | 43501893;43501894 |  |  |  | :18780 | 18780:18780 | main_exi_3_route_oh | CIRCUIT_BREAKER |  |  |  |  | -1.73 | 3 |  | 504449 |  | [MDSYS.SDO_GEOMETRY]
60911057 | 43301234 | EXISTING | MERRYMAN | 11730 | VENIDA | 5330 | D | NO | SCE | THREE | UNKNOWN | 12KV | LOW 7 | UNKNOWN | MB | UNKNOWN | UNKNOWN |  |  | SYSTEM | 2014-03-28 | merugusn |  | CONSOLIDATED | SAN JOAQUIN | SAN JOAQUIN | 2185577 |  | 2217116 | S | N | Y | 126 | -1 | I | 1950-01-01 |  | D |  | 43301244 | 43336093;43336094 |  |  |  | :11730 | 11730:11730 | main_exi_3_route_oh | CIRCUIT_BREAKER |  |  |  |  | -1.79 | 3 |  | 504449 |  | [MDSYS.SDO_GEOMETRY]
60911058 | 43312305 | EXISTING | CROSBY | 4410 | FAIR OAKS | 5162 | D | NO | SCE | THREE | UNKNOWN | 4KV | LOW 1 | UNKNOWN | MB | UNKNOWN | UNKNOWN |  |  | SYSTEM | 2014-11-04 | rajendrs |  | CONSOLIDATED | MESA | METRO EAST | 2163712 |  | 2214464 | A | N | Y | 214 | -1 | I | 1950-01-01 |  | D |  | 43312315 | 43347397 |  | 43344412 |  | :04410 | 04410:04410 | main_exi_3_route_oh | CIRCUIT_BREAKER |  |  |  |  | -1.77 | 3 |  | 504449 |  | [MDSYS.SDO_GEOMETRY]
60911059 | 43336962 | EXISTING | MESQUITE | 11744 | HESPERIA | 8087 | D | NO | SCE | THREE | UNKNOWN | 12KV | LOW 2 | UNKNOWN | MB | UNKNOWN | UNKNOWN |  |  | SYSTEM | 2014-02-28 | merugusn |  | CONSOLIDATED | LUGO | DESERT | 2180610 |  | 2218228 |  | N |  |  | -1 | I | 1991-05-30 |  | D |  | 43336969 | 43449486;91906996 |  |  |  | :11744 | 11744:11744 | main_exi_3_route_oh | CIRCUIT_BREAKER |  |  |  |  | -1.81 | 2 |  | 504449 |  | [MDSYS.SDO_GEOMETRY]
60911060 | 43361930 | EXISTING | CROSSLEY | 4417 | EISENHOWER | 8098 | D | NO | SCE | THREE | UNKNOWN | 33KV | LOW 1 | UNKNOWN | MB | UNKNOWN | UNKNOWN |  |  | SYSTEM | 2014-04-22 | bessar |  | CONSOLIDATED | DEVERS | DESERT | 2163714 |  | 2215922 | A | N | N |  | -1 | I | 1974-05-01 |  | D |  | 43361934 | 43363050;43363051 |  |  |  | :04417 | 04417:04417 | main_exi_3_route_oh | CIRCUIT_BREAKER |  |  |  |  | -1.85 | 3 |  | 504449 |  | [MDSYS.SDO_GEOMETRY]
60911061 | 43375725 | EXISTING | CHABLIS | 3304 | MORAGA | 8348 | D | NO | SCE | THREE | UNKNOWN | 12KV | LOW 9 | UNKNOWN | MB | UNKNOWN | UNKNOWN |  |  | SYSTEM | 2014-08-14 | kallurr |  | CONSOLIDATED | VALLEY | SAN JACINTO | 2137234 |  | 2213880 | S | N | N |  | -1 | I | 1982-07-01 |  | D |  | 43375732 | 43511560;43511561 |  |  |  | :03304 | 03304:03304 | main_exi_3_route_oh | CIRCUIT_BREAKER |  |  |  |  | -1.82 | 3 |  | 504449 |  | [MDSYS.SDO_GEOMETRY]
60911062 | 43379422 | EXISTING | RALSTON | 14650 | WABASH | 5110 | D | NO | SCE | THREE | UNKNOWN | 16KV | LOW 4 | UNKNOWN | MB | UNKNOWN | UNKNOWN |  |  | SYSTEM | 2014-11-18 | simhadk |  | CONSOLIDATED | MESA | METRO EAST | 2190530 |  | 2216694 | S | Y | N | 140 | -1 | I | 1950-01-01 |  | D |  | 43379432 | 43413413 |  |  |  | :14650 | 14650:14650 | main_exi_3_route_oh | CIRCUIT_BREAKER |  |  |  |  | -1.77 | 3 |  | 504449 |  | [MDSYS.SDO_GEOMETRY]
60911063 | 43387408 | EXISTING | CRUMP | 4428 | CRUMP P.T. | 7152 | A | NO | SCE | THREE | UNKNOWN | 12KV | LOW 1 | UNKNOWN | MB | UNKNOWN | UNKNOWN |  |  | SYSTEM | 2014-04-02 | yallasv |  | CONSOLIDATED | VISTA | DESERT | 2163716 |  | 2122988 |  | N | N |  | -1 | I | 1991-11-15 |  | D |  | 43387415 | 43390729 |  |  |  | :04428 | 04428:04428 | main_exi_3_route_oh | CIRCUIT_BREAKER |  |  |  |  | -1.83 | 3 |  | 504449 |  | [MDSYS.SDO_GEOMETRY]
60910358 | 37079836 | EXISTING | KENNEDY | 9619 | INYOKERN | 5041 | D | NO | SCE | THREE | UNKNOWN | 33KV | LOW 4 | UNKNOWN | MB | UNKNOWN | UNKNOWN |  |  | SYSTEM | 2014-03-19 | bodduvh |  | CONSOLIDATED | LUGO | RURALS | 2163152 |  | 2214070 | S | Y | N |  | -1 | I | 1950-01-01 |  | D |  | 37079846 | 37080578 |  |  |  | :09619 | 09619:09619 | main_exi_3_route_oh | CIRCUIT_BREAKER |  |  |  |  | -1.81 | 7 |  | 504449 |  | [MDSYS.SDO_GEOMETRY]
60910359 | 37082049 | EXISTING | KENO | 9625 | PHELAN | 8010 | D | NO | SCE | THREE | UNKNOWN | 12KV | LOW 2 | UNKNOWN | MB | UNKNOWN | UNKNOWN |  |  | SYSTEM | 2014-05-23 | merugusn |  | CONSOLIDATED | LUGO | DESERT | 2169654 |  | 2215716 | A | N | Y | 239 | -1 | I | 1987-06-01 |  | D |  | 37082056 | 37374907;37374908 |  | 37299114 |  | :09625 | 09625:09625 | main_exi_3_route_oh | CIRCUIT_BREAKER |  |  |  |  | -1.8 | 4 |  | 504449 |  | [MDSYS.SDO_GEOMETRY]
60910360 | 37107909 | EXISTING | PIEDMONT | 14070 | FAIR OAKS | 5162 | D | NO | SCE | THREE | UNKNOWN | 4KV | LOW 3 | UNKNOWN | MB | UNKNOWN | UNKNOWN |  |  | SYSTEM | 2014-11-14 | yallasv |  | CONSOLIDATED | MESA | METRO EAST | 2179552 |  | 2214464 | A | N | Y | 214 | -1 | I | 1950-01-01 |  | D |  | 37107916 | 37170020;37170021 |  | 37133567 |  | :14070 | 14070:14070 | main_exi_3_route_oh | CIRCUIT_BREAKER |  |  |  |  | -1.77 | 3 |  | 504449 |  | [MDSYS.SDO_GEOMETRY]
60910366 | 37124279 | EXISTING | CALIMESA | 2710 | YUCAIPA | 5636 | D | NO | SCE | THREE | UNKNOWN | 12KV | LOW 7 | UNKNOWN | MB | UNKNOWN | UNKNOWN |  |  | SYSTEM | 2014-05-06 | simhadk |  | CONSOLIDATED | VISTA | DESERT | 2154067 |  | 2219838 | S | N | Y | 119 | -1 | I | 1950-01-01 |  | D |  | 37124289 | 37183253;37183254 |  |  |  | :02710 | 02710:02710 | main_exi_3_route_oh | CIRCUIT_BREAKER |  |  |  |  | -1.82 | 3 |  | 504449 |  | [MDSYS.SDO_GEOMETRY]
60910367 | 37145021 | EXISTING | BRASHEARS | 2145 | FULLERTON | 5822 | D | NO | SCE | THREE | UNKNOWN | 12KV | LOW 2 | UNKNOWN | MB | UNKNOWN | UNKNOWN |  |  | SYSTEM | 2017-10-27 | thompsma |  | CONSOLIDATED | VILLA PARK | ORANGE | 2134010 | 3 | 2217840 | S | Y | N |  | -1 | I | 1970-11-01 |  | D |  | 37145028 | 37219266 |  |  |  | :02145 | 02145:02145 | main_exi_3_route_oh | CIRCUIT_BREAKER |  |  |  |  | 0.39 | 3 |  | 504449 |  | [MDSYS.SDO_GEOMETRY]
60910368 | 37151784 | EXISTING | ROSETON | 15444 | ERIC | 5783 | D | NO | SCE | THREE | UNKNOWN | 12KV | LOW 11 | UNKNOWN | MB | UNKNOWN | UNKNOWN |  |  | SYSTEM | 2014-11-28 | merugusn |  | CONSOLIDATED | LIGHTHIPE | METRO WEST | 2186627 | 2 | 2213182 | A | N | Y | 210 | -1 | I | 1972-07-01 |  | D |  | 37151794 | 37240485 |  |  |  | :15444 | 15444:15444 | main_exi_3_route_oh | CIRCUIT_BREAKER |  |  |  |  | -1.77 | 3 |  | 504449 |  | [MDSYS.SDO_GEOMETRY]
60910369 | 37171450 | EXISTING | PIERSON | 14082 | GARNET | 8044 | D | NO | SCE | THREE | UNKNOWN | 33KV | LOW 4 | UNKNOWN | MB | UNKNOWN | UNKNOWN |  |  | SYSTEM | 2014-04-26 | kallurr |  | CONSOLIDATED | DEVERS | DESERT | 2179553 |  | 2213560 | S | N | N |  | -1 | I | 1950-01-01 |  | D |  | 37171457 | 37172427;37172428 |  |  |  | :14082 | 14082:14082 | main_exi_3_route_oh | CIRCUIT_BREAKER |  |  |  |  | -1.85 | 3 |  | 504449 |  | [MDSYS.SDO_GEOMETRY]
60910370 | 37185445 | EXISTING | CALMEN | 2740 | CHINO | 5062 | D | NO | SCE | THREE | UNKNOWN | 12KV | LOW 15 | UNKNOWN | MB | UNKNOWN | UNKNOWN |  |  | SYSTEM | 2014-07-23 | gallog |  | CONSOLIDATED | MIRA LOMA | METRO EAST | 2136058 | 5 | 2214174 | M | N | Y | 102 | -1 | I | 1950-01-01 |  | D |  | 37185452 | 37227798 |  |  |  | :02740 | 02740:02740 | main_exi_3_route_oh | CIRCUIT_BREAKER |  |  |  |  | -1.79 | 3 |  | 504449 |  | [MDSYS.SDO_GEOMETRY]
60910371 | 37188765 | EXISTING | DICKERSON | 5071 | RANDOLPH | 5739 | D | NO | SCE | THREE | UNKNOWN | 16KV | LOW 6 | UNKNOWN | MB | UNKNOWN | UNKNOWN |  |  | SYSTEM | 2017-10-04 | maxwelbw |  | CONSOLIDATED | LIGHTHIPE | METRO WEST | 2165582 | 1 | 2217662 | S | Y | N |  | -1 | I | 1962-09-01 |  | D |  | 37188775 | 37243473 |  |  |  | :05071 | 05071:05071 | main_exi_3_route_oh | CIRCUIT_BREAKER |  |  |  |  | -1.77 | 3 |  | 504449 |  | [MDSYS.SDO_GEOMETRY]
60910372 | 37195706 | EXISTING | MEXICO | 11796 | ELY | 5819 | D | NO | SCE | THREE | UNKNOWN | 12KV | LOW 3 | UNKNOWN | MB | UNKNOWN | UNKNOWN |  |  | SYSTEM | 2014-09-06 | merugusn |  | CONSOLIDATED | VILLA PARK | ORANGE | 2177311 | 2 | 2213258 | A | N | Y | 245 | -1 | I | 1973-11-01 |  | D |  | 37195713 | 37324184;37324186 |  |  |  | :11796 | 11796:11796 | main_exi_3_route_oh | CIRCUIT_BREAKER |  |  |  |  | 0.39 | 3 |  | 504449 |  | [MDSYS.SDO_GEOMETRY]
60910373 | 37211924 | EXISTING | PILGRIM | 14088 | ARCADIA | 5106 | D | NO | SCE | THREE | UNKNOWN | 16KV | LOW 1 | UNKNOWN | MB | UNKNOWN | UNKNOWN |  |  | SYSTEM | 2017-12-11 | murilljl |  | CONSOLIDATED | MESA | METRO EAST | 2190334 | 4 | 2218994 | A | Y | N |  | -1 | I | 1961-07-01 |  | D |  | 37211931 | 37214172 |  |  |  | :14088 | 14088:14088 | main_exi_3_route_oh | CIRCUIT_BREAKER |  |  |  |  | -52.34 | 2.5 |  | 504449 |  | [MDSYS.SDO_GEOMETRY]
60910374 | 37216012 | EXISTING | PINEAPPLE | 14095 | CITRUS | 5185 | D | NO | SCE | THREE | UNKNOWN | 12KV | LOW 1 | UNKNOWN | MB | UNKNOWN | UNKNOWN |  |  | SYSTEM | 2017-11-01 | krumwimg |  | CONSOLIDATED | MESA | METRO EAST | 2190399 | 1 | 2212194 | A | N | Y | 213 | -1 | I | 1978-05-01 |  | D |  | 37216022 | 37463372 |  |  |  | :14095 | 14095:14095 | main_exi_3_route_oh | CIRCUIT_BREAKER |  |  |  |  | -1.78 | 3 |  | 504449 |  | [MDSYS.SDO_GEOMETRY]
60910375 | 37220081 | EXISTING | BRAZIL | 2180 | BRYAN | 5808 | D | NO | SCE | THREE | UNKNOWN | 12KV | LOW 5 | UNKNOWN | MB | UNKNOWN | UNKNOWN |  |  | SYSTEM | 2017-11-29 | bradlem |  | CONSOLIDATED | VILLA PARK | ORANGE | 2134913 | 2 | 2215480 | A | Y | N |  | -1 | I | 1950-01-01 |  | D |  | 37220091 | 37313573 |  |  |  | :02180 | 02180:02180 | main_exi_3_route_oh | CIRCUIT_BREAKER |  |  |  |  | 0.38 | 2 |  | 504449 |  | [MDSYS.SDO_GEOMETRY]
60910376 | 37236637 | EXISTING | TIPS | 17910 | SAUGUS | 5051 | D | NO | SCE | THREE | UNKNOWN | 16KV | LOW 19 | UNKNOWN | MB | UNKNOWN | UNKNOWN |  |  | SYSTEM | 2014-03-07 | lantzmk |  | CONSOLIDATED | SAUGUS | NORTH COAST | 2190966 | 5 | 2211724 | A | N | Y | 203 | -1 | I | 1958-07-01 |  | D |  | 37236647 | 37545805;37545806 |  |  |  | :17910 | 17910:17910 | main_exi_3_route_oh | CIRCUIT_BREAKER |  |  |  |  | -1.76 | 4.5 |  | 504449 |  | [MDSYS.SDO_GEOMETRY]
60911365 | 46242245 | EXISTING | CLOVE | 3686 | MORENO | 8193 | D | NO | SCE | THREE | UNKNOWN | 12KV | LOW 5 | UNKNOWN | MB | UNKNOWN | UNKNOWN |  |  | SYSTEM | 2014-07-31 | merugusn |  | 720A / 180A | VALLEY | SAN JACINTO | 2139080 |  | 2218340 | A | N | Y | 218 | -1 | I | 1988-06-01 |  | D |  | 46242255 | 46353148;46353149 |  |  |  | :03686 | 03686:03686 | main_exi_3_route_oh | CIRCUIT_BREAKER |  |  |  |  | -1.82 | 3 |  | 504449 |  | [MDSYS.SDO_GEOMETRY]
60911366 | 46260599 | EXISTING | SERVO | 16165 | CULVER | 5204 | D | NO | SCE | THREE | UNKNOWN | 4KV | LOW 17 | UNKNOWN | MB | UNKNOWN | UNKNOWN |  |  | SYSTEM | 2017-10-06 | maxwelbw |  | CONSOLIDATED | EL NIDO | METRO WEST | 2183692 | 4 | 2212238 | A | N | Y | 227 | -1 | I | 1961-02-01 |  | D |  | 46260609 | 46316436 |  |  |  | :16165 | 16165:16165 | main_exi_3_route_oh | CIRCUIT_BREAKER |  |  |  |  | -1.76 | 3 |  | 504449 |  | [MDSYS.SDO_GEOMETRY]
60911367 | 46279433 | EXISTING | DUNLAP | 5403 | HOMART | 8039 | D | NO | SCE | THREE | UNKNOWN | 12KV | LOW 3 | UNKNOWN | MB | UNKNOWN | UNKNOWN |  |  | SYSTEM | 2014-05-14 | gallog |  | CONSOLIDATED | VISTA | DESERT | 2149940 |  | 2220488 | A | N | Y | 211 | -1 | I | 1967-04-01 |  | D |  | 46279443 | 46325042;46325043 |  |  |  | :05403 | 05403:05403 | main_exi_3_route_oh | CIRCUIT_BREAKER |  |  |  |  | -1.81 | 3 |  | 504449 |  | [MDSYS.SDO_GEOMETRY]
60911374 | 46280958 | EXISTING | ROCKWELL | 15316 | TENNESSEE | 5628 | D | NO | SCE | THREE | UNKNOWN | 12KV | LOW 1 | UNKNOWN | MB | UNKNOWN | UNKNOWN |  |  | SYSTEM | 2014-04-15 | bodduvh |  | CONSOLIDATED | VISTA | DESERT | 2181023 |  | 2219824 | A | N | Y | 232 | -1 | I | 1967-04-01 |  | D |  | 46280968 | 46282757;94169259 |  |  |  | :15316 | 15316:15316 | main_exi_3_route_oh | CIRCUIT_BREAKER |  |  |  |  | -1.82 | 3 |  | 504449 |  | [MDSYS.SDO_GEOMETRY]
60911375 | 46309623 | EXISTING | PERALTA | 13950 | ATWOOD | 5804 | D | NO | SCE | THREE | UNKNOWN | 12KV | LOW 2 | UNKNOWN | MB | UNKNOWN | UNKNOWN |  |  | SYSTEM | 2014-09-25 | simhadk |  | CONSOLIDATED | VILLA PARK | ORANGE | 2190326 |  | 2215470 | A | N | Y | 230 | -1 | I | 1950-01-01 |  | D |  | 46309630 | 46443064;46443065 |  |  |  | :13950 | 13950:13950 | main_exi_3_route_oh | CIRCUIT_BREAKER |  |  |  |  | 0.38 | 2 |  | 504449 |  | [MDSYS.SDO_GEOMETRY]
60911376 | 46317778 | EXISTING | SETTLER | 16177 | PIONEER | 5886 | D | NO | SCE | THREE | UNKNOWN | 12KV | LOW 3 | UNKNOWN | MB | UNKNOWN | UNKNOWN |  |  | SYSTEM | 2015-02-09 | aminencn |  |  | LIGHTHIPE | METRO WEST | 2190795 |  | 2217978 | A | N | Y | 233 | -1 | I | 1974-01-01 |  | D |  | 46317788 | 46397671 |  |  |  | :16177 | 16177:16177 | main_exi_3_route_oh | CIRCUIT_BREAKER |  |  |  |  | -1.77 | 3 |  | 504449 |  | [MDSYS.SDO_GEOMETRY]
60911377 | 46320044 | EXISTING | ROSEGLEN | 15423 | AMADOR | 5161 | D | NO | SCE | THREE | UNKNOWN | 16KV | LOW 4 | UNKNOWN | MB | UNKNOWN | UNKNOWN |  |  | SYSTEM | 2014-12-16 | merugusn |  | CONSOLIDATED | MESA | METRO EAST | 2183441 | 4 | 2212150 | A | N | Y | 210 | -1 | I | 1967-11-01 |  | D |  | 46320054 | 46320494;46320495 |  |  |  | :15423 | 15423:15423 | main_exi_3_route_oh | CIRCUIT_BREAKER |  |  |  |  | -1.78 | 3 |  | 504449 |  | [MDSYS.SDO_GEOMETRY]
60911378 | 46323292 | EXISTING | ROSELAWN | 15430 | GANESHA | 5617 | D | NO | SCE | THREE | UNKNOWN | 12KV | LOW 4 | UNKNOWN | MB | UNKNOWN | UNKNOWN |  |  | SYSTEM | 2014-05-29 | attadas |  | CONSOLIDATED | MIRA LOMA | METRO EAST | 2183442 | 1 | 2212890 | S | Y | N |  | -1 | I | 1950-01-01 |  | D |  | 46323302 | 46430808 |  | 46427455 |  | :15430 | 15430:15430 | main_exi_3_route_oh | CIRCUIT_BREAKER |  |  |  |  | -34.13 | 3 |  | 504449 |  | [MDSYS.SDO_GEOMETRY]
60911379 | 46328554 | EXISTING | DUMAS | 5410 | CARDIFF | 5608 | D | NO | SCE | THREE | UNKNOWN | 12KV | LOW 16 | UNKNOWN | MB | UNKNOWN | UNKNOWN |  |  | SYSTEM | 2014-04-25 | yallasv |  | CONSOLIDATED | VISTA | DESERT | 2154816 | 3 | 2217428 | S | N | Y | 110 | -1 | I | 1950-01-01 |  | D |  | 46328564 | 46409572;46409573 |  |  |  | :05410 | 05410:05410 | main_exi_3_route_oh | CIRCUIT_BREAKER |  |  |  |  | -1.81 | 3 |  | 504449 |  | [MDSYS.SDO_GEOMETRY]
60911385 | 46335138 | EXISTING | WOODROAD | 19620 | COLONIA | 5505 | D | NO | SCE | THREE | UNKNOWN | 16KV | LOW 4 | UNKNOWN | MB | UNKNOWN | UNKNOWN |  |  | SYSTEM | 2013-11-26 | manthak |  | CONSOLIDATED | SANTA CLARA | NORTH COAST | 2188917 |  | 2219578 | S | N | Y | 118 | -1 | I | 1950-01-01 |  | D |  | 46335148 | 46335963 |  |  |  | :19620 | 19620:19620 | main_exi_3_route_oh | CIRCUIT_BREAKER |  |  |  |  | -1.73 | 4 |  | 504449 |  | [MDSYS.SDO_GEOMETRY]
60911386 | 46357166 | EXISTING | WORTH | 19670 | PORTERVILLE | 5323 | D | NO | SCE | THREE | UNKNOWN | 12KV | LOW 10 | UNKNOWN | MB | UNKNOWN | UNKNOWN |  |  | SYSTEM | 2014-01-10 | bessar |  | CONSOLIDATED | SAN JOAQUIN | SAN JOAQUIN | 2191066 | 2 | 2212530 | A | Y | N |  | -1 | I | 1950-01-01 |  | D |  | 46357176 | 46433785 |  |  |  | :19670 | 19670:19670 | main_exi_3_route_oh | CIRCUIT_BREAKER |  |  |  |  | -1.79 | 3 |  | 504449 |  | [MDSYS.SDO_GEOMETRY]
60911387 | 46376216 | EXISTING | CLOVER | 3688 | BARRE | 5081 | D | NO | SCE | THREE | UNKNOWN | 12KV | LOW 24 | UNKNOWN | MB | UNKNOWN | UNKNOWN |  |  | SYSTEM | 2017-09-21 | thompsma |  | CONSOLIDATED | VILLA PARK | ORANGE | 2158961 |  | 2218876 | M | N | Y | 103 | -1 | I | 1960-11-01 |  | D |  | 46376223 | 46482418 |  |  |  | :03688 | 03688:03688 | main_exi_3_route_oh | CIRCUIT_BREAKER |  |  |  |  | 0.39 | 3 |  | 504449 |  | [MDSYS.SDO_GEOMETRY]
60911388 | 46412046 | EXISTING | DUNDAS | 5411 | WABASH | 5110 | D | NO | SCE | THREE | UNKNOWN | 16KV | LOW 1 | UNKNOWN | MB | UNKNOWN | UNKNOWN |  |  | SYSTEM | 2014-12-18 | rajendrs |  | CONSOLIDATED | MESA | METRO EAST | 2150432 |  | 2216694 | S | N | Y |  | -1 | I | 1969-12-01 |  | D |  | 46412056 | 46412343 |  |  |  | :05411 | 05411:05411 | main_exi_3_route_oh | CIRCUIT_BREAKER |  |  |  |  | -1.77 | 3 |  | 504449 |  | [MDSYS.SDO_GEOMETRY]
60911389 | 46412500 | EXISTING | DUNKIRK | 5413 | PUENTE | 5195 | D | NO | SCE | THREE | UNKNOWN | 12KV | LOW 7 | UNKNOWN | MB | UNKNOWN | UNKNOWN |  |  | SYSTEM | 2017-10-11 | krumwimg |  | CONSOLIDATED | MIRA LOMA | METRO EAST | 2154817 |  | 2219180 | S | N | Y | 123 | -1 | I | 1962-10-01 |  | D |  | 46412510 | 46453636 |  |  |  | :05413 | 05413:05413 | main_exi_3_route_oh | CIRCUIT_BREAKER |  |  |  |  | -1.78 | 3 |  | 504449 |  | [MDSYS.SDO_GEOMETRY]
60910715 | 40432684 | EXISTING | TUNA | 18290 | TAPIA | 5277 | D | NO | SCE | THREE | UNKNOWN | 16KV | LOW 1 | UNKNOWN | MB | UNKNOWN | UNKNOWN |  |  | SYSTEM | 2014-01-04 | bodduvh |  | CONSOLIDATED | MOORPARK | NORTH COAST | 2188118 |  | 2212436 | A | Y | N |  | -1 | I | 1950-01-01 |  | D |  | 40432694 | 40677521;40677522 |  |  |  | :18290 | 18290:18290 | main_exi_3_route_oh | CIRCUIT_BREAKER |  |  |  |  | -1.75 | 3 |  | 504449 |  | [MDSYS.SDO_GEOMETRY]
60910719 | 40447076 | EXISTING | LINNELL | 10510 | RECTOR | 5033 | D | NO | SCE | THREE | UNKNOWN | 12KV | LOW 18 | UNKNOWN | MB | UNKNOWN | UNKNOWN |  |  | SYSTEM | 2014-04-29 | yallasv |  | CONSOLIDATED | SAN JOAQUIN | SAN JOAQUIN | 2164455 |  | 2216322 | M | N | Y | 125 | -1 | I | 1950-01-01 |  | D |  | 40447086 | 40574749;100000098 |  |  |  | :10510 | 10510:10510 | main_exi_3_route_oh | CIRCUIT_BREAKER |  |  |  |  | -1.79 | 4 |  | 504449 |  | [MDSYS.SDO_GEOMETRY]
60910720 | 40481745 | EXISTING | CANAL | 2841 | NELSON | 8038 | D | NO | SCE | THREE | UNKNOWN | 33KV | LOW 5 | UNKNOWN | MB | UNKNOWN | UNKNOWN |  |  | SYSTEM | 2014-07-31 | kallurr |  | CONSOLIDATED | VALLEY | SAN JACINTO | 2139820 |  | 2213548 | A | N | N |  | -1 | I | 1972-08-01 |  | D |  | 40481752 | 40482873;40482874 |  |  |  | :02841 | 02841:02841 | main_exi_3_route_oh | CIRCUIT_BREAKER |  |  |  |  | -1.82 | 3 |  | 504449 |  | [MDSYS.SDO_GEOMETRY]
60910721 | 40491172 | EXISTING | CHOLLA | 3489 | MESCALERO P.T. | 7542 | A | NO | SCE | THREE | UNKNOWN | 4.8KV | LOW 1 | UNKNOWN | MB | UNKNOWN | UNKNOWN |  |  | SYSTEM | 2014-03-06 | kallurr |  | CONSOLIDATED | DEVERS | RURALS | 2157479 |  | 2125144 | A | N | Y | 107 | -1 | I | 1968-01-01 |  | D |  | 40491179 | 40518933;40518934 |  |  |  | :03489 | 03489:03489 | main_exi_3_route_oh | CIRCUIT_BREAKER |  |  |  |  | -1.84 | 3 |  | 504449 |  | [MDSYS.SDO_GEOMETRY]
60910722 | 40518125 | EXISTING | EBELL | 5590 | LAKEWOOD | 5733 | D | NO | SCE | THREE | UNKNOWN | 4KV | LOW 2 | UNKNOWN | MB | UNKNOWN | UNKNOWN |  |  | SYSTEM | 2017-12-27 | maxwelbw |  | CONSOLIDATED | LIGHTHIPE | METRO WEST | 2168518 | 1 | 2215320 | A | N | Y | 237 | -1 | I | 1959-12-01 |  | D |  | 40518135 | 40607136 |  |  |  | :05590 | 05590:05590 | main_exi_3_route_oh | CIRCUIT_BREAKER |  |  |  |  | -1.77 | 3 |  | 504449 |  | [MDSYS.SDO_GEOMETRY]
60910729 | 40519826 | EXISTING | CHUCKER | 3491 | RAMONA | 5138 | D | NO | SCE | THREE | UNKNOWN | 4KV | LOW 2 | UNKNOWN | MB | UNKNOWN | UNKNOWN |  |  | SYSTEM | 2014-10-28 | merugusn |  | CONSOLIDATED | MESA | METRO EAST | 2157481 | 2 | 2219070 | A | N | Y | 216 | -1 | I | 1950-01-01 |  | D |  | 40519836 | 40541569;40541570 |  |  |  | :03491 | 03491:03491 | main_exi_3_route_oh | CIRCUIT_BREAKER |  |  |  |  | -1.77 | 3 |  | 504449 |  | [MDSYS.SDO_GEOMETRY]
60910730 | 40542573 | EXISTING | CHUCKAWALLA | 3492 | EAGLE MOUNTAIN | 5040 | D | NO | SCE | THREE | UNKNOWN | 12KV | LOW 5 | UNKNOWN | MB | UNKNOWN | UNKNOWN |  |  | SYSTEM | 2014-03-06 | aminencn |  | CONSOLIDATED | DEVERS | RURALS | 2157482 |  | 2218626 | A | N | N |  | -1 | I | 1968-05-01 |  | D |  | 40542583 | 40564108 |  |  |  | :03492 | 03492:03492 | main_exi_3_route_oh | CIRCUIT_BREAKER |  |  |  |  | -1.9 | 5 |  | 504449 |  | [MDSYS.SDO_GEOMETRY]
60910731 | 40547944 | EXISTING | CANCER | 2847 | ESTRELLA | 5865 | D | NO | SCE | THREE | UNKNOWN | 12KV | LOW 6 | UNKNOWN | MB | UNKNOWN | UNKNOWN |  |  | SYSTEM | 2014-10-20 | rajendrs |  | CONSOLIDATED | ELLIS | ORANGE | 2136217 | 2 | 2213342 | A | N | Y | 202 | -1 | I | 1975-07-01 |  | D |  | 40547954 | 40580987;40580988 |  |  |  | :02847 | 02847:02847 | main_exi_3_route_oh | CIRCUIT_BREAKER |  |  |  |  | 0.38 | 3 |  | 504449 |  | [MDSYS.SDO_GEOMETRY]
60910732 | 40564751 | EXISTING | CHRISTY | 3495 | LARK ELLEN | 5192 | D | NO | SCE | THREE | UNKNOWN | 12KV | LOW 2 | UNKNOWN | MB | UNKNOWN | UNKNOWN |  |  | SYSTEM | 2014-05-20 | punukos |  | CONSOLIDATED | MESA | METRO EAST | 2138762 |  | 2219172 | A | Y | N |  | -1 | I | 1963-06-01 |  | D |  | 40564758 | 40603242 |  |  |  | :03495 | 03495:03495 | main_exi_3_route_oh | CIRCUIT_BREAKER |  |  |  |  | -1.78 | 3 |  | 504449 |  | [MDSYS.SDO_GEOMETRY]
60910733 | 40576289 | EXISTING | LINNET | 10511 | WRIGHTWOOD | 5461 | D | NO | SCE | THREE | UNKNOWN | 2.4KV | LOW 4 | UNKNOWN | MB | UNKNOWN | UNKNOWN |  |  | SYSTEM | 2014-04-04 | merugusn |  | CONSOLIDATED | LUGO | DESERT | 2182694 |  | 2217180 | A | N | Y |  | -1 | I | 1987-08-01 |  | D |  | 40576296 | 40588286;158586760 |  |  |  | :10511 | 10511:10511 | main_exi_3_route_oh | CIRCUIT_BREAKER |  |  |  |  | -1.8 | 3 |  | 504449 |  | [MDSYS.SDO_GEOMETRY]
60910734 | 40581628 | EXISTING | CANOE | 2874 | BOLSA | 5807 | D | NO | SCE | THREE | UNKNOWN | 12KV | LOW 7 | UNKNOWN | MB | UNKNOWN | UNKNOWN |  |  | SYSTEM | 2017-09-28 | thompsma |  |  | VILLA PARK | ORANGE | 2145512 |  | 2213224 | A | Y | N |  | -1 | I | 1965-08-01 |  | D |  | 40581635 | 40806616 |  |  |  | :02874 | 02874:02874 | main_exi_3_route_oh | CIRCUIT_BREAKER |  |  |  |  | -1.77 | 3 |  | 504449 |  | [MDSYS.SDO_GEOMETRY]
60910736 | 40589436 | EXISTING | LLOYD | 10570 | DEL SUR | 5508 | D | NO | SCE | THREE | UNKNOWN | 12KV | LOW 4 | UNKNOWN | MB | UNKNOWN | UNKNOWN |  |  | SYSTEM | 2013-11-16 | mannepl |  | CONSOLIDATED | VINCENT | NORTH COAST | 2176403 |  | 2219586 | A | N | Y | 208 | -1 | I | 1950-01-01 |  | D |  | 40589446 | 40690113;92091671 |  |  |  | :10570 | 10570:10570 | main_exi_3_route_oh | CIRCUIT_BREAKER |  |  |  |  | -1.78 | 5 |  | 504449 |  | [MDSYS.SDO_GEOMETRY]
60910737 | 40595912 | EXISTING | NICKEL | 12686 | LIMESTONE | 8804 | D | NO | SCE | THREE | UNKNOWN | 12KV | LOW 13 | UNKNOWN | MB | UNKNOWN | UNKNOWN |  |  | SYSTEM | 2017-12-20 | thompsma |  | CONSOLIDATED | ELLIS | ORANGE | 2181816 | 4 | 2220828 | A | Y | N |  | -1 | I | 1973-01-01 |  | D |  | 40595919 | 40698728 |  |  |  | :12686 | 12686:12686 | main_exi_3_route_oh | CIRCUIT_BREAKER |  |  |  |  | -1.79 | 3 |  | 504449 |  | [MDSYS.SDO_GEOMETRY]
60911064 | 43392992 | EXISTING | ORVIL | 13280 | VILLA PARK | 5082 | D | NO | SCE | THREE | UNKNOWN | 12KV | LOW 17 | UNKNOWN | MB | UNKNOWN | UNKNOWN |  |  | SYSTEM | 2014-12-18 | simhadk |  | CONSOLIDATED | VILLA PARK | ORANGE | 2178829 | 6 | 2216586 | M | Y | N |  | -1 | I | 1950-01-01 |  | D |  | 43393002 | 43491177;43491178 |  |  |  | :13280 | 13280:13280 | main_exi_3_route_oh | CIRCUIT_BREAKER |  |  |  |  | 0.38 | 2 |  | 504449 |  | [MDSYS.SDO_GEOMETRY]
60911065 | 43400368 | EXISTING | CUBIC | 4480 | UPLAND | 5635 | D | NO | SCE | THREE | UNKNOWN | 12KV | LOW 9 | UNKNOWN | MB | UNKNOWN | UNKNOWN |  |  | SYSTEM | 2017-10-12 | murilljl |  | CONSOLIDATED | MIRA LOMA | METRO EAST | 2147576 | 4 | 2217504 | S | N | Y | 140 | -1 | I | 1971-03-01 |  | D |  | 43400375 | 43481117 |  |  |  | :04480 | 04480:04480 | main_exi_3_route_oh | CIRCUIT_BREAKER |  |  |  |  | -1.79 | 3 |  | 504449 |  | [MDSYS.SDO_GEOMETRY]
60911066 | 43415298 | EXISTING | RAMSEY | 14660 | GANESHA | 5617 | D | NO | SCE | THREE | UNKNOWN | 4KV | LOW 13 | UNKNOWN | MB | UNKNOWN | UNKNOWN |  |  | SYSTEM | 2016-04-29 | krumwimg |  | CONSOLIDATED | MIRA LOMA | METRO EAST | 2180193 | 3 | 2212888 | A | N | N |  | -1 | I | 1950-01-01 |  | D |  | 43415308 | 43444563;109391160 |  |  |  | :14660 | 14660:14660 | main_exi_3_route_oh | CIRCUIT_BREAKER |  |  |  |  | -1.79 | 3 |  | 504449 |  | [MDSYS.SDO_GEOMETRY]
60911067 | 43444855 | EXISTING | RAMSGATE | 14661 | CHASE | 5679 | D | NO | SCE | THREE | UNKNOWN | 12KV | LOW 8 | UNKNOWN | MB | UNKNOWN | UNKNOWN |  |  | SYSTEM | 2014-07-17 | bessar |  | CONSOLIDATED | MIRA LOMA | METRO EAST | 2190532 | 2 | 2213010 | A | N | N |  | -1 | I | 1999-04-01 |  | D |  | 43444862 | 43565627;102894357 |  |  |  | :14661 | 14661:14661 | main_exi_3_route_oh | CIRCUIT_BREAKER |  |  |  |  | -1.8 | 2 |  | 504449 |  | [MDSYS.SDO_GEOMETRY]
60911073 | 43465267 | EXISTING | METTLER | 11760 | CUMMINGS | 5357 | D | NO | SCE | THREE | UNKNOWN | 12KV | LOW 2 | UNKNOWN | MB | UNKNOWN | UNKNOWN |  |  | SYSTEM | 2014-03-17 | simhadk |  | CONSOLIDATED | VINCENT | RURALS | 2172599 |  | 2214840 | S | Y | N |  | -1 | I | 1950-01-01 |  | D |  | 43465277 | 43649722;43649723 |  |  |  | :11760 | 11760:11760 | main_exi_3_route_oh | CIRCUIT_BREAKER |  |  |  |  | -1.78 | 5 |  | 504449 |  | [MDSYS.SDO_GEOMETRY]
60911074 | 43483692 | EXISTING | CUERVO | 4497 | MILLIKEN | 5663 | D | NO | SCE | THREE | UNKNOWN | 12KV | LOW 11 | UNKNOWN | MB | UNKNOWN | UNKNOWN |  |  | SYSTEM | 2014-06-27 | bessar |  | CONSOLIDATED | MIRA LOMA | METRO EAST | 2147749 |  | 2215218 | A | N | N |  | -1 | I | 1993-06-10 |  | D |  | 43483699 | 43538394 |  |  |  | :04497 | 04497:04497 | main_exi_3_route_oh | CIRCUIT_BREAKER |  |  |  |  | -1.8 | 3 |  | 504449 |  | [MDSYS.SDO_GEOMETRY]
60911075 | 43491800 | EXISTING | OUTLAW | 13352 | OUTLAW P.T. | 7619 | A | NO | SCE | THREE | UNKNOWN | 12KV | LOW 1 | UNKNOWN | MB | UNKNOWN | UNKNOWN |  |  | SYSTEM | 2014-07-19 | attadas |  | 260A / 180A | VALLEY | SAN JACINTO | 2182534 |  | 2126777 | A | N | Y | 116 | -1 | I | 1974-07-01 |  | D |  | 43491807 | 43582684;43582685 |  |  |  | :13352 | 13352:13352 | main_exi_3_route_oh | CIRCUIT_BREAKER |  |  |  |  | -1.81 | 3 |  | 504449 |  | [MDSYS.SDO_GEOMETRY]
60911076 | 43513602 | EXISTING | CHALET | 3313 | CHALET P.T. | 7130 | A | NO | SCE | THREE | UNKNOWN | 2.4KV | LOW 1 | UNKNOWN | MB | UNKNOWN | UNKNOWN |  |  | SYSTEM | 2014-07-11 | kallurr |  | CONSOLIDATED | VALLEY | SAN JACINTO | 2155332 |  | 2122941 | A | N | N |  | -1 | I | 1950-01-01 |  | D |  | 43513609 | 43533306 |  | 43515311 |  | :03313 | 03313:03313 | main_exi_3_route_oh | CIRCUIT_BREAKER |  |  |  |  | -1.84 | 3 |  | 504449 |  | [MDSYS.SDO_GEOMETRY]
60911077 | 43533664 | EXISTING | CHALLENGER | 3316 | GISLER | 5851 | D | NO | SCE | THREE | UNKNOWN | 12KV | LOW 3 | UNKNOWN | MB | UNKNOWN | UNKNOWN |  |  | SYSTEM | 2014-09-11 | attadas |  | CONSOLIDATED | ELLIS | ORANGE | 2155333 | 1 | 2220234 | A | N | N |  | -1 | I | 1986-06-01 |  | D |  | 43533674 | 43536333;43536334 |  |  |  | :03316 | 03316:03316 | main_exi_3_route_oh | CIRCUIT_BREAKER |  |  |  |  | -1.78 | 3 |  | 504449 |  | [MDSYS.SDO_GEOMETRY]
60911078 | 43540654 | EXISTING | CROSSING | 4499 | BOOTH ROAD (BIA) | 4204 | F | NO | SCE | THREE | UNKNOWN | 12KV | LOW 1 | UNKNOWN | MB | UNKNOWN | UNKNOWN |  |  | SYSTEM | 2015-06-09 | lantzmk |  | THE SYSTEM OPERATOR FOR BIA IS THE WESTERN AREA POWER ADMINISTRATION, LOWER COLORADO (WALC). A DIVISION OF THE U.S. DEPT. OF ENERGY (DOE) | DEVERS | RURALS | 2144094 |  | 2274154 | A | N | N |  | -1 | I | 1984-08-01 |  | D |  | 43540664 | 43556685;43556686 |  |  |  | :04499 | 04499:04499 | main_exi_3_route_oh | CIRCUIT_BREAKER |  |  |  |  | -1.94 | 10 |  | 504449 |  | [MDSYS.SDO_GEOMETRY]
60911079 | 43550949 | EXISTING | VIRGIL | 18800 | CHATHAM | 5346 | D | NO | SCE | THREE | UNKNOWN | 12KV | LOW 1 | UNKNOWN | MB | UNKNOWN | UNKNOWN |  |  | SYSTEM | 2014-03-28 | merugusn |  | CONSOLIDATED | SAN JOAQUIN | SAN JOAQUIN | 2190668 |  | 2212566 | A | N | Y | 205 | -1 | I | 1954-04-01 |  | D |  | 43550959 | 43689883;43689884 |  |  |  | :18800 | 18800:18800 | main_exi_3_route_oh | CIRCUIT_BREAKER |  |  |  |  | -1.8 | 5 |  | 504449 |  | [MDSYS.SDO_GEOMETRY]
60911080 | 43557890 | EXISTING | CUPID | 4501 | PROCTOR | 5108 | D | NO | SCE | THREE | UNKNOWN | 12KV | LOW 1 | UNKNOWN | MB | UNKNOWN | UNKNOWN |  |  | SYSTEM | 2014-06-13 | simhadk |  | CONSOLIDATED | MIRA LOMA | METRO EAST | 2163879 |  | 2216690 | A | N | Y | 222 | -1 | I | 1981-06-01 |  | D |  | 43557897 | 43568731 |  |  |  | :04501 | 04501:04501 | main_exi_3_route_oh | CIRCUIT_BREAKER |  |  |  |  | -1.78 | 3 |  | 504449 |  | [MDSYS.SDO_GEOMETRY]
60911087 | 43568951 | EXISTING | CUPPLES | 4504 | CORONA | 8279 | D | NO | SCE | THREE | UNKNOWN | 33KV | LOW 3 | UNKNOWN | MB | UNKNOWN | UNKNOWN |  |  | SYSTEM | 2014-05-21 | bessar |  | CONSOLIDATED | MIRA LOMA | METRO EAST | 2144095 |  | 2218412 | S | N | Y | 115 | -1 | I | 1950-01-01 |  | D |  | 43568961 | 43601734;43601735 |  |  |  | :04504 | 04504:04504 | main_exi_3_route_oh | CIRCUIT_BREAKER |  |  |  |  | -1.8 | 2.85 |  | 504449 |  | [MDSYS.SDO_GEOMETRY]
60911088 | 43583769 | EXISTING | OUTRIGGER | 13358 | BOLSA | 5807 | D | NO | SCE | THREE | UNKNOWN | 12KV | LOW 5 | UNKNOWN | MB | UNKNOWN | UNKNOWN |  |  | SYSTEM | 2015-01-19 | aminencn |  | CONSOLIDATED | VILLA PARK | ORANGE | 2189707 |  | 2213224 | A | N | Y | 201 | -1 | I | 1965-08-01 |  | D |  | 43583779 | 43709078;43709079 |  |  |  | :13358 | 13358:13358 | main_exi_3_route_oh | CIRCUIT_BREAKER |  |  |  |  | -45.54 | 3 |  | 504449 |  | [MDSYS.SDO_GEOMETRY]
60910382 | 37246002 | EXISTING | DIGNAN | 5081 | MOBILOIL | 5229 | C | NO | SCE | THREE | UNKNOWN | 12KV | LOW 13 | UNKNOWN | MB | UNKNOWN | UNKNOWN |  |  | SYSTEM | 2015-04-17 | merugusn |  | CONSOLIDATED | EL NIDO | METRO WEST | 2154426 | 1 | 2212312 | A | N | N |  | -1 | I | 1966-09-01 |  | D |  | 37246009 | 37246128 |  |  |  | :05081 | 05081:05081 | main_exi_3_route_oh | CIRCUIT_BREAKER |  |  |  |  | -1.76 | 2 |  | 504449 |  | [MDSYS.SDO_GEOMETRY]
60910383 | 37250475 | EXISTING | CAL POLY | 2745 | LAYFAIR | 5645 | D | NO | SCE | THREE | UNKNOWN | 12KV | LOW 8 | UNKNOWN | MB | UNKNOWN | UNKNOWN |  |  | SYSTEM | 2014-08-04 | simhadk |  | CONSOLIDATED | MIRA LOMA | METRO EAST | 2139635 | 2 | 2217522 | A | N | Y | 250 | -1 | I | 1965-06-01 |  | D |  | 37250482 | 37317803 |  |  |  | :02745 | 02745:02745 | main_exi_3_route_oh | CIRCUIT_BREAKER |  |  |  |  | -1.79 | 3 |  | 504449 |  | [MDSYS.SDO_GEOMETRY]
60910384 | 37283752 | EXISTING | ROSSMOOR | 15451 | CYPRESS | 5837 | D | NO | SCE | THREE | UNKNOWN | 12KV | LOW 3 | UNKNOWN | MB | UNKNOWN | UNKNOWN |  |  | SYSTEM | 2017-12-13 | maxwelbw |  |  | LIGHTHIPE | METRO WEST | 2186699 |  | 2217874 | S | N | Y | 124 | -1 | I | 1963-11-01 |  | D |  | 37283759 | 37419381 |  |  |  | :15451 | 15451:15451 | main_exi_3_route_oh | CIRCUIT_BREAKER |  |  |  |  | 0.39 | 3 |  | 504449 |  | [MDSYS.SDO_GEOMETRY]
60910385 | 37314619 | EXISTING | BRETING | 2194 | ATWOOD | 5804 | D | NO | SCE | THREE | UNKNOWN | 12KV | LOW 4 | UNKNOWN | MB | UNKNOWN | UNKNOWN |  |  | SYSTEM | 2014-11-12 | merugusn |  | CONSOLIDATED | VILLA PARK | ORANGE | 2134012 |  | 2215470 | A | Y | N |  | -1 | I | 1965-11-01 |  | D |  | 37314626 | 37539038;37539039 |  |  |  | :02194 | 02194:02194 | main_exi_3_route_oh | CIRCUIT_BREAKER |  |  |  |  | 0.38 | 2 |  | 504449 |  | [MDSYS.SDO_GEOMETRY]
60910386 | 37325240 | EXISTING | MIAMI | 11803 | SULLIVAN | 5862 | D | NO | SCE | THREE | UNKNOWN | 4KV | LOW 12 | UNKNOWN | MB | UNKNOWN | UNKNOWN |  |  | SYSTEM | 2014-09-30 | aminencn |  | CONSOLIDATED | ELLIS | ORANGE | 2177312 |  | 2220256 | S | N | Y | 136 | -1 | I | 1964-12-01 |  | D |  | 37325250 | 37364205;108347266 |  |  |  | :11803 | 11803:11803 | main_exi_3_route_oh | CIRCUIT_BREAKER |  |  |  |  | -1.78 | 2 |  | 504449 |  | [MDSYS.SDO_GEOMETRY]
60910387 | 37328123 | EXISTING | CALORA | 2747 | SAN DIMAS | 5633 | D | NO | SCE | THREE | UNKNOWN | 12KV | LOW 3 | UNKNOWN | MB | UNKNOWN | UNKNOWN |  |  | SYSTEM | 2014-06-27 | bodduvh |  | CONSOLIDATED | MIRA LOMA | METRO EAST | 2139636 | 2 | 2212932 | S | Y | N |  | -1 | I | 1980-07-01 |  | D |  | 37328133 | 37382624;164799527 |  |  |  | :02747 | 02747:02747 | main_exi_3_route_oh | CIRCUIT_BREAKER |  |  |  |  | -1.79 | 3 |  | 504449 |  | [MDSYS.SDO_GEOMETRY]
60910388 | 37364566 | EXISTING | MIDDLECOFF | 11836 | LAFAYETTE | 5872 | D | NO | SCE | THREE | UNKNOWN | 12KV | LOW 4 | UNKNOWN | MB | UNKNOWN | UNKNOWN |  |  | SYSTEM | 2014-11-20 | rajendrs |  | CONSOLIDATED | ELLIS | ORANGE | 2177314 |  | 2220276 | A | N | N |  | -1 | I | 1967-12-01 |  | D |  | 37364576 | 37624188;37624189 |  |  |  | :11836 | 11836:11836 | main_exi_3_route_oh | CIRCUIT_BREAKER |  |  |  |  | -1.77 | 3 |  | 504449 |  | [MDSYS.SDO_GEOMETRY]
60910389 | 37383810 | EXISTING | DODGE | 5140 | LAGUNA BELL | 5074 | D | NO | SCE | THREE | UNKNOWN | 16KV | LOW 25 | UNKNOWN | MB | UNKNOWN | UNKNOWN |  |  | SYSTEM | 2015-03-12 | attadas |  |  | LIGHTHIPE | METRO WEST | 2166857 | 5 | 2216554 | M | Y | Y | 128 | -1 | I | 1950-01-01 |  | D |  | 37383820 | 37493326 |  |  |  | :05140 | 05140:05140 | main_exi_3_route_oh | CIRCUIT_BREAKER |  |  |  |  | -1.77 | 3 |  | 504449 |  | [MDSYS.SDO_GEOMETRY]
60910390 | 37397524 | EXISTING | KENWORTH | 9643 | ROADWAY | 8000 | D | NO | SCE | THREE | UNKNOWN | 12KV | LOW 3 | UNKNOWN | MB | UNKNOWN | UNKNOWN |  |  | SYSTEM | 2014-04-03 | attadas |  | 600/180 | LUGO | DESERT | 2163155 |  | 2218024 |  | N | N |  | -1 | I | 1991-05-23 |  | D |  | 37397531 | 37565698;37565699 |  |  |  | :09643 | 09643:09643 | main_exi_3_route_oh | CIRCUIT_BREAKER |  |  |  |  | -1.81 | 4.5 |  | 504449 |  | [MDSYS.SDO_GEOMETRY]
60910391 | 37401902 | EXISTING | CALSTATE | 2751 | SHANDIN | 8093 | D | NO | SCE | THREE | UNKNOWN | 12KV | LOW 5 | UNKNOWN | MB | UNKNOWN | UNKNOWN |  |  | SYSTEM | 2014-04-14 | aminencn |  | CONSOLIDATED | VISTA | DESERT | 2154249 |  | 2213632 | A | N | N |  | -1 | I | 1995-05-17 |  | D |  | 37401909 | 37471384 |  |  |  | :02751 | 02751:02751 | main_exi_3_route_oh | CIRCUIT_BREAKER |  |  |  |  | -1.81 | 2 |  | 504449 |  | [MDSYS.SDO_GEOMETRY]
60910392 | 37422103 | EXISTING | ROXANNE | 15487 | STADIUM | 5796 | D | NO | SCE | THREE | UNKNOWN | 12KV | LOW 2 | UNKNOWN | MB | UNKNOWN | UNKNOWN |  |  | SYSTEM | 2015-01-21 | aminencn |  | CONSOLIDATED | LIGHTHIPE | METRO WEST | 2190580 | 1 | 2213204 | A | Y | N |  | -1 | I | 1950-01-01 |  | D |  | 37422113 | 37554793 |  |  |  | :15487 | 15487:15487 | main_exi_3_route_oh | CIRCUIT_BREAKER |  |  |  |  | -1.77 | 3 |  | 504449 |  | [MDSYS.SDO_GEOMETRY]
60910393 | 37472888 | EXISTING | CALSPAR | 2755 | LIVE OAK | 5611 | D | NO | SCE | THREE | UNKNOWN | 12KV | LOW 5 | UNKNOWN | MB | UNKNOWN | UNKNOWN |  |  | SYSTEM | 2014-09-22 | gallog |  | CONSOLIDATED | MIRA LOMA | METRO EAST | 2139638 |  | 2217432 | A | Y | N |  | -1 | I | 1983-01-01 |  | D |  | 37472895 | 37533323 |  | 37530660 |  | :02755 | 02755:02755 | main_exi_3_route_oh | CIRCUIT_BREAKER |  |  |  |  | -1.79 | 2.5 |  | 504449 |  | [MDSYS.SDO_GEOMETRY]
60910399 | 37494774 | EXISTING | DOE | 5144 | LA MIRADA | 5834 | D | NO | SCE | THREE | UNKNOWN | 12KV | LOW 5 | UNKNOWN | MB | UNKNOWN | UNKNOWN |  |  | SYSTEM | 2017-10-04 | thompsma |  | CONSOLIDATED | LIGHTHIPE | METRO WEST | 2145319 |  | 2220206 | A | Y | Y | 240 | -1 | I | 1961-10-01 |  | D |  | 37494784 | 37537456 |  |  |  | :05144 | 05144:05144 | main_exi_3_route_oh | CIRCUIT_BREAKER |  |  |  |  | -1.77 | 3 |  | 504449 |  | [MDSYS.SDO_GEOMETRY]
60910400 | 37505581 | EXISTING | PINTO | 14145 | HI DESERT | 8029 | D | NO | SCE | THREE | UNKNOWN | 33KV | LOW 2 | UNKNOWN | MB | UNKNOWN | UNKNOWN |  |  | SYSTEM | 2014-07-23 | lantzmk |  | CONSOLIDATED | DEVERS | RURALS | 2179558 |  | 2215778 | S | N | Y | 107 | -1 | I | 1950-01-01 |  | D |  |  | 37508087;37508088 |  |  |  | :14145 | 14145:14145 | main_exi_3_route_oh | CIRCUIT_BREAKER |  |  |  |  | -1.86 | 3 |  | 504449 |  | [MDSYS.SDO_GEOMETRY]
60911390 | 46414796 | EXISTING | SEVENTH ST. | 16180 | BIXBY | 5707 | D | NO | SCE | THREE | UNKNOWN | 4KV | LOW 3 | UNKNOWN | MB | UNKNOWN | UNKNOWN |  |  | SYSTEM | 2015-02-06 | kallurr |  | CONSOLIDATED | LIGHTHIPE | METRO WEST | 2183693 |  | 2215270 | A | N | Y |  | -1 | I | 2024-10-01 |  | D |  | 46414806 | 46417893 |  |  |  | :16180 | 16180:16180 | main_exi_3_route_oh | CIRCUIT_BREAKER |  |  |  |  | -1.76 | 3 |  | 504449 |  | [MDSYS.SDO_GEOMETRY]
60911391 | 46448366 | EXISTING | YEAGER | 19702 | SOUTHBASE | 8344 | C | NO | SCE | THREE | UNKNOWN | 33KV | LOW 2 | UNKNOWN | MB | UNKNOWN | UNKNOWN |  |  | SYSTEM | 2013-11-11 | punukos |  | CONSOLIDATED | LUGO | NORTH COAST | 2190713 |  | 2216160 | A | Y | N |  | -1 | I | 1991-09-25 |  | D |  | 46448373 | 46448389 |  |  |  | :19702 | 19702:19702 | main_exi_3_route_oh | CIRCUIT_BREAKER |  |  |  |  | -1.79 | 3 |  | 504449 |  | [MDSYS.SDO_GEOMETRY]
60911392 | 46448531 | EXISTING | YANKEE | 19721 | YANKEE P.T. | 7926 | A | NO | SCE | THREE | UNKNOWN | 2.4KV | LOW 1 | UNKNOWN | MB | UNKNOWN | UNKNOWN |  |  | SYSTEM | 2014-01-28 | kallurr |  | CONSOLIDATED | SAN JOAQUIN | RURALS | 2190387 |  | 2127216 | N | N | N |  | -1 | I | 1969-10-01 |  | D |  | 46448541 | 46448661 |  |  |  | :19721 | 19721:19721 | main_exi_3_route_oh | CIRCUIT_BREAKER |  |  |  |  | -1.79 | 3 |  | 504449 |  | [MDSYS.SDO_GEOMETRY]
60911393 | 46448686 | EXISTING | YODA | 19742 | SHUTTLE | 5522 | D | NO | SCE | THREE | UNKNOWN | 12KV | LOW 4 | UNKNOWN | MB | UNKNOWN | UNKNOWN |  |  | SYSTEM | 2013-11-23 | kallurr |  | CONSOLIDATED | VINCENT | NORTH COAST | 2190388 |  | 2212678 | A | N | N |  | -1 | I | 1989-04-01 |  | D |  | 46448696 | 46600356;46600357 |  |  |  | :19742 | 19742:19742 | main_exi_3_route_oh | CIRCUIT_BREAKER |  |  |  |  | -1.78 | 3 |  | 504449 |  | [MDSYS.SDO_GEOMETRY]
60911394 | 46455512 | EXISTING | DUNNING | 5415 | RANDALL | 5601 | D | NO | SCE | THREE | UNKNOWN | 12KV | LOW 2 | UNKNOWN | MB | UNKNOWN | UNKNOWN |  |  | SYSTEM | 2014-05-08 | amathis |  | CONSOLIDATED | VISTA | DESERT | 2167410 |  | 2215076 | A | N | N |  | -1 | I | 2002-07-17 |  | D |  | 46455519 | 46539395;46539396 |  |  |  | :05415 | 05415:05415 | main_exi_3_route_oh | CIRCUIT_BREAKER |  |  |  |  | -1.8 | 2 |  | 504449 |  | [MDSYS.SDO_GEOMETRY]
60911395 | 46457463 | EXISTING | PERCH | 13954 | BAYSIDE | 5805 | D | NO | SCE | THREE | UNKNOWN | 12KV | LOW 6 | UNKNOWN | MB | UNKNOWN | UNKNOWN |  |  | SYSTEM | 2014-10-27 | merugusn |  | CONSOLIDATED | ELLIS | ORANGE | 2179462 | 1 | 2220126 | A | Y | N |  | -1 | I | 1964-11-01 |  | D |  | 46457473 | 46568648;46568649;46568650 |  |  |  | :13954 | 13954:13954 | main_exi_3_route_oh | CIRCUIT_BREAKER |  |  |  |  | 178.22 | 3 |  | 504449 |  | [MDSYS.SDO_GEOMETRY]
60911396 | 46461245 | EXISTING | SHARP | 16270 | SUNNYSIDE | 5785 | D | NO | SCE | THREE | UNKNOWN | 4KV | LOW 13 | UNKNOWN | MB | UNKNOWN | UNKNOWN |  |  | SYSTEM | 2015-01-08 | rajendrs |  | CONSOLIDATED | LIGHTHIPE | METRO WEST | 2190801 | 3 | 2215432 | S | N | Y | 134 | -1 | I | 1951-07-01 |  | D |  | 46461255 | 46501245;46501246 |  |  |  | :16270 | 16270:16270 | main_exi_3_route_oh | CIRCUIT_BREAKER |  |  |  |  | -1.77 | 3 |  | 504449 |  | [MDSYS.SDO_GEOMETRY]
60911397 | 46470886 | EXISTING | ROSEWOOD | 15447 | RIALTO | 8225 | D | NO | SCE | THREE | UNKNOWN | 4KV | LOW 3 | UNKNOWN | MB | UNKNOWN | UNKNOWN |  |  | SYSTEM | 2014-05-29 | aminencn |  | CONSOLIDATED | VISTA | DESERT | 2186628 |  | 2216050 |  |  |  |  | -1 | I | 1950-01-01 |  | D |  | 46470896 | 46473234 |  |  |  | :15447 | 15447:15447 | main_exi_3_route_oh | CIRCUIT_BREAKER |  |  |  |  | -1.81 | 1 |  | 504449 |  | [MDSYS.SDO_GEOMETRY]
60911403 | 46473574 | EXISTING | ROSSI | 15452 | PADUA | 5060 | D | NO | SCE | THREE | UNKNOWN | 12KV | LOW 20 | UNKNOWN | MB | UNKNOWN | UNKNOWN |  |  | SYSTEM | 2014-06-23 | bodduvh |  | CONSOLIDATED | MIRA LOMA | METRO EAST | 2186700 | 7 | 2216446 | M | N | Y | 135 | -1 | I | 1981-07-01 |  | D |  | 46473581 | 46574944 |  |  |  | :15452 | 15452:15452 | main_exi_3_route_oh | CIRCUIT_BREAKER |  |  |  |  | -1.79 | 3 |  | 504449 |  | [MDSYS.SDO_GEOMETRY]
60911404 | 46502978 | EXISTING | SHAW | 16300 | HATHAWAY | 5726 | D | NO | SCE | THREE | UNKNOWN | 4KV | LOW 8 | UNKNOWN | MB | UNKNOWN | UNKNOWN |  |  | SYSTEM | 2014-12-11 | bessar |  | CONSOLIDATED | LIGHTHIPE | METRO WEST | 2190803 |  | 2215308 | S | N | Y | 138 | -1 | I | 1950-01-01 |  | D |  | 46502988 | 46551158 |  |  |  | :16300 | 16300:16300 | main_exi_3_route_oh | CIRCUIT_BREAKER |  |  |  |  | -1.77 | 3 |  | 504449 |  | [MDSYS.SDO_GEOMETRY]
60911405 | 46509717 | EXISTING | COACH | 3713 | PLACENTIA | 5889 | D | NO | SCE | THREE | UNKNOWN | 12KV | LOW 9 | UNKNOWN | MB | UNKNOWN | UNKNOWN |  |  | SYSTEM | 2014-09-27 | attadas |  | CONSOLIDATED | VILLA PARK | ORANGE | 2140508 | 1 | 2220310 | A | N | Y | 228 | -1 | I | 1964-09-01 |  | D |  | 46509724 | 46663182;46663183 |  |  |  | :03713 | 03713:03713 | main_exi_3_route_oh | CIRCUIT_BREAKER |  |  |  |  | 0.38 | 2 |  | 504449 |  | [MDSYS.SDO_GEOMETRY]
60911406 | 46541839 | EXISTING | DURFEE | 5460 | BARTOLO | 5863 | D | NO | SCE | THREE | UNKNOWN | 4KV | LOW 3 | UNKNOWN | MB | UNKNOWN | UNKNOWN |  |  | SYSTEM | 2014-10-30 | attadas |  | CONSOLIDATED | MESA | METRO EAST | 2150436 |  | 2217932 | A | N | Y | 215 | -1 | I | 1950-01-01 |  | D |  | 46541849 | 46559564;46559565 |  |  |  | :05460 | 05460:05460 | main_exi_3_route_oh | CIRCUIT_BREAKER |  |  |  |  | -1.77 | 3 |  | 504449 |  | [MDSYS.SDO_GEOMETRY]
60911407 | 46565810 | EXISTING | DUROX | 5465 | TIMOTEO | 5604 | D | NO | SCE | THREE | UNKNOWN | 12KV | LOW 8 | UNKNOWN | MB | UNKNOWN | UNKNOWN |  |  | SYSTEM | 2014-06-05 | merugusn |  |  | VISTA | DESERT | 2156033 | 2 | 2217420 | A | Y | N |  | -1 | I | 1966-05-01 |  | D |  | 46565817 | 46618902 |  |  |  | :05465 | 05465:05465 | main_exi_3_route_oh | CIRCUIT_BREAKER |  |  |  |  | -1.81 | 3 |  | 504449 |  | [MDSYS.SDO_GEOMETRY]
60911408 | 46570001 | EXISTING | PERSIA | 13971 | MODENA | 5802 | D | NO | SCE | THREE | UNKNOWN | 12KV | LOW 11 | UNKNOWN | MB | UNKNOWN | UNKNOWN |  |  | SYSTEM | 2017-09-29 | thompsma |  | CONSOLIDATED | VILLA PARK | ORANGE | 2179177 | 2 | 2220120 | A | N | Y | 232 | -1 | I | 1973-08-01 |  | D |  | 46570011 | 46642142 |  |  |  | :13971 | 13971:13971 | main_exi_3_route_oh | CIRCUIT_BREAKER |  |  |  |  | -1.78 | 3 |  | 504449 |  | [MDSYS.SDO_GEOMETRY]
60910743 | 40603988 | EXISTING | CIBOLA | 3505 | VERDANT | 8259 | D | NO | SCE | THREE | UNKNOWN | 12KV | LOW 1 | UNKNOWN | MB | UNKNOWN | UNKNOWN |  |  | SYSTEM | 2014-03-12 | kallurr |  | CONSOLIDATED | DEVERS | RURALS | 2147235 |  | 2218394 | A | N | N |  | -1 | I | 1950-01-01 |  | D |  | 40603998 | 40638556;40638557 |  |  |  | :03505 | 03505:03505 | main_exi_3_route_oh | CIRCUIT_BREAKER |  |  |  |  | -1.95 | 7 |  | 504449 |  | [MDSYS.SDO_GEOMETRY]
60910744 | 40639974 | EXISTING | CITROW | 3540 | DECLEZ | 5615 | D | NO | SCE | THREE | UNKNOWN | 12KV | LOW 2 | UNKNOWN | MB | UNKNOWN | UNKNOWN |  |  | SYSTEM | 2014-05-30 | kallurr |  | CONSOLIDATED | VISTA | DESERT | 2138767 | 3 | 2219794 | S | N | Y | 117 | -1 | I | 1950-01-01 |  | D |  | 40639984 | 40723397 |  |  |  | :03540 | 03540:03540 | main_exi_3_route_oh | CIRCUIT_BREAKER |  |  |  |  | -1.8 | 3 |  | 504449 |  | [MDSYS.SDO_GEOMETRY]
60910745 | 40660918 | EXISTING | EDGAR | 5603 | ALON | 5701 | D | NO | SCE | THREE | UNKNOWN | 12KV | LOW 8 | UNKNOWN | MB | UNKNOWN | UNKNOWN |  |  | SYSTEM | 2015-03-02 | simhadk |  | CONSOLIDATED | LIGHTHIPE | METRO WEST | 2147042 | 1 | 2219924 | S | Y | N |  | -1 | I | 1965-06-01 |  | D |  | 40660928 | 40696931;40696932 |  |  |  | :05603 | 05603:05603 | main_exi_3_route_oh | CIRCUIT_BREAKER |  |  |  |  | -1.76 | 3 |  | 504449 |  | [MDSYS.SDO_GEOMETRY]
60910746 | 40679533 | EXISTING | TUNGSTEN | 18300 | ISABELLA | 5347 | D | NO | SCE | THREE | UNKNOWN | 12KV | LOW 2 | UNKNOWN | MB | UNKNOWN | UNKNOWN |  |  | SYSTEM | 2014-04-03 | merugusn |  | CONSOLIDATED | SAN JOAQUIN | RURALS | 2190987 |  | 2217138 | A | N | N |  | -1 | I | 1950-01-01 |  | D |  | 40679543 | 40879565 |  |  |  | :18300 | 18300:18300 | main_exi_3_route_oh | CIRCUIT_BREAKER |  |  |  |  | -1.79 | 3 |  | 504449 |  | [MDSYS.SDO_GEOMETRY]
60910747 | 40684005 | EXISTING | POWDER | 14375 | RIO HONDO | 5013 | D | NO | SCE | THREE | UNKNOWN | 16KV | LOW 17 | UNKNOWN | MB | UNKNOWN | UNKNOWN |  |  | SYSTEM | 2017-10-20 | krumwimg |  | CONSOLIDATED | MESA | METRO EAST | 2185314 |  | 2213964 | A | Y | N |  | -1 | I | 1968-06-01 |  | D |  | 40684015 | 40853226 |  |  |  | :14375 | 14375:14375 | main_exi_3_route_oh | CIRCUIT_BREAKER |  |  |  |  | -1.78 | 3 |  | 504449 |  | [MDSYS.SDO_GEOMETRY]
60910748 | 40693793 | EXISTING | LOCKHART | 10622 | KRAMER | 5042 | D | NO | SCE | THREE | UNKNOWN | 33KV | LOW 10 | UNKNOWN | MB | UNKNOWN | UNKNOWN |  |  | SYSTEM | 2014-03-04 | aminencn |  | CONSOLIDATED | LUGO | RURALS | 2170034 |  | 2211688 | S | N | N |  | -1 | I | 1968-10-01 |  | D |  | 40693803 | 40703801;40703802 |  |  |  | :10622 | 10622:10622 | main_exi_3_route_oh | CIRCUIT_BREAKER |  |  |  |  | -1.81 | 4.5 |  | 504449 |  | [MDSYS.SDO_GEOMETRY]
60910754 | 40699660 | EXISTING | NIMBUS | 12715 | GISLER | 5851 | D | NO | SCE | THREE | UNKNOWN | 12KV | LOW 8 | UNKNOWN | MB | UNKNOWN | UNKNOWN |  |  | SYSTEM | 2017-10-03 | thompsma |  | CONSOLIDATED | ELLIS | ORANGE | 2187294 | 1 | 2220234 | A | N | Y | 242 | -1 | I | 1972-09-01 |  | D |  | 40699670 | 40826468 |  |  |  | :12715 | 12715:12715 | main_exi_3_route_oh | CIRCUIT_BREAKER |  |  |  |  | -1.78 | 3 |  | 504449 |  | [MDSYS.SDO_GEOMETRY]
60910755 | 40704916 | EXISTING | LOGAN | 10650 | EARLIMART | 5306 | D | NO | SCE | THREE | UNKNOWN | 12KV | LOW 2 | UNKNOWN | MB | UNKNOWN | UNKNOWN |  |  | SYSTEM | 2014-01-28 | simhadk |  | CONSOLIDATED | SAN JOAQUIN | SAN JOAQUIN | 2170453 |  | 2217064 | A | N | N |  | -1 | I | 1950-01-01 |  | D |  | 40704926 | 40745460 |  |  |  | :10650 | 10650:10650 | main_exi_3_route_oh | CIRCUIT_BREAKER |  |  |  |  | -1.78 | 6 |  | 504449 |  | [MDSYS.SDO_GEOMETRY]
60910756 | 40729253 | EXISTING | EDINBURG | 5607 | FAIRFAX | 5208 | D | NO | SCE | THREE | UNKNOWN | 16KV | LOW 3 | UNKNOWN | MB | UNKNOWN | UNKNOWN |  |  | SYSTEM | 2015-03-24 | manthak |  | CONSOLIDATED | MESA | METRO WEST | 2156200 | 1 | 2214546 | A | N | Y | 107 | -1 | I | 1987-05-01 |  | D |  | 40729263 | 40730617;40730618 |  |  |  | :05607 | 05607:05607 | main_exi_3_route_oh | CIRCUIT_BREAKER |  |  |  |  | -1.76 | 3 |  | 504449 |  | [MDSYS.SDO_GEOMETRY]
60910757 | 40738893 | EXISTING | CITY CREEK | 3560 | HIGHLAND | 5619 | D | NO | SCE | THREE | UNKNOWN | 12KV | LOW 4 | UNKNOWN | MB | UNKNOWN | UNKNOWN |  |  | SYSTEM | 2014-03-27 | bessar |  | CONSOLIDATED | VISTA | DESERT | 2157485 |  | 2219808 | S | N | Y | 103 | -1 | I | 1950-01-01 |  | D |  | 40738900 | 40844036 |  |  |  | :03560 | 03560:03560 | main_exi_3_route_oh | CIRCUIT_BREAKER |  |  |  |  | -1.81 | 3 |  | 504449 |  | [MDSYS.SDO_GEOMETRY]
60910758 | 40763597 | EXISTING | LOG CABIN | 10652 | WHITE MT. | 2594 | C | NO | SCE | THREE | UNKNOWN | 12KV | LOW 1 | UNKNOWN | MB | UNKNOWN | UNKNOWN |  |  | SYSTEM | 2015-08-11 | lantzmk |  | CONSOLIDATED | LUGO | RURALS | 2170454 |  | 28650502 | N | N | N |  | -1 | I | 1950-01-01 |  | D |  | 40763607 | 40763701 |  |  |  | :10652 | 10652:10652 | main_exi_3_route_oh | CIRCUIT_BREAKER |  |  |  |  | -1.83 | 3 |  | 504449 |  | [MDSYS.SDO_GEOMETRY]
60910759 | 40763783 | EXISTING | LOMA VISTA | 10662 | LOMA VISTA P.T. | 7486 | A | NO | SCE | THREE | UNKNOWN | 2.4KV | LOW 1 | UNKNOWN | MB | UNKNOWN | UNKNOWN |  |  | SYSTEM | 2013-11-25 | manthak |  | CONSOLIDATED | SANTA CLARA | NORTH COAST | 2176590 |  | 2124812 | N | N | N |  | -1 | I | 1971-02-01 |  | D |  | 40763793 | 40763876 |  |  |  | :10662 | 10662:10662 | main_exi_3_route_oh | CIRCUIT_BREAKER |  |  |  |  | -1.73 | 3 |  | 504449 |  | [MDSYS.SDO_GEOMETRY]
60910766 | 40763916 | EXISTING | DON | 10686 | VICTORVILLE | 8260 | D | NO | SCE | THREE | UNKNOWN | 4KV | LOW 2 | UNKNOWN | MB | UNKNOWN | UNKNOWN |  |  | SYSTEM | 2014-02-13 | bodduvh |  | CONSOLIDATED | LUGO | DESERT | 2170457 |  | 2213804 | A | N | Y |  | -1 | I | 1969-06-01 |  | D |  | 40763923 | 40765951;40765952 |  |  |  | :10686 | 10686:10686 | main_exi_3_route_oh | CIRCUIT_BREAKER |  |  |  |  | -34.32 | 3 |  | 504449 |  | [MDSYS.SDO_GEOMETRY]
60910767 | 40767015 | EXISTING | LOPEZ | 10705 | SAN FERNANDO | 5550 | D | NO | SCE | THREE | UNKNOWN | 16KV | LOW 3 | UNKNOWN | MB | UNKNOWN | UNKNOWN |  |  | SYSTEM | 2013-12-10 | bodduvh |  | CONSOLIDATED | SAUGUS | NORTH COAST | 2182770 |  | 2214994 | A | N | N |  | -1 | I | 1960-05-01 |  | D |  | 40767025 | 40861257;40861258 |  |  |  | :10705 | 10705:10705 | main_exi_3_route_oh | CIRCUIT_BREAKER |  |  |  |  | -1.76 | 3 |  | 504449 |  | [MDSYS.SDO_GEOMETRY]
60911089 | 43585240 | EXISTING | RANGER | 14690 | RANGER P.T. | 7721 | A | NO | SCE | THREE | UNKNOWN | 2.4KV | LOW 1 | UNKNOWN | MB | UNKNOWN | UNKNOWN |  |  | SYSTEM | 2014-03-10 | kallurr |  | CONSOLIDATED | VISTA | RURALS | 2190535 |  | 2124463 | A | N | Y | 211 | -1 | I | 1950-01-01 |  | D |  | 43585250 | 43587908 |  | 43587153 |  | :14690 | 14690:14690 | main_exi_3_route_oh | CIRCUIT_BREAKER |  |  |  |  | -1.82 | 3 |  | 504449 |  | [MDSYS.SDO_GEOMETRY]
60911090 | 43588218 | EXISTING | RANIER | 14705 | MARASCHINO | 8096 | D | NO | SCE | THREE | UNKNOWN | 12KV | LOW 3 | UNKNOWN | MB | UNKNOWN | UNKNOWN |  |  | SYSTEM | 2017-12-15 | murilljl |  | CONSOLIDATED | VISTA | DESERT | 2190536 |  | 2220594 | A | N | N |  | -1 | I | 2002-06-17 |  | D |  | 43588225 | 43732278 |  |  |  | :14705 | 14705:14705 | main_exi_3_route_oh | CIRCUIT_BREAKER |  |  |  |  | -1.82 | 2 |  | 504449 |  | [MDSYS.SDO_GEOMETRY]
60911091 | 43592703 | EXISTING | CHANEY | 3323 | BUNKER | 8014 | D | NO | SCE | THREE | UNKNOWN | 12KV | LOW 8 | UNKNOWN | MB | UNKNOWN | UNKNOWN |  |  | SYSTEM | 2014-09-06 | aminencn |  | 720A / 180A | VALLEY | SAN JACINTO | 2137409 |  | 2213458 | A | N | N |  | -1 | I | 1992-02-05 |  | D |  | 43592710 | 43696969;43696970 |  |  |  | :03323 | 03323:03323 | main_exi_3_route_oh | CIRCUIT_BREAKER |  |  |  |  | 117.06 | 3 |  | 504449 |  | [MDSYS.SDO_GEOMETRY]
60911092 | 43604358 | EXISTING | CURRAN | 4505 | ONTARIO | 5625 | D | NO | SCE | THREE | UNKNOWN | 4KV | LOW 5 | UNKNOWN | MB | UNKNOWN | UNKNOWN |  |  | SYSTEM | 2014-06-12 | merugusn |  | CONSOLIDATED | MIRA LOMA | METRO EAST | 2163880 |  | 2215130 | A | N | Y | 227 | -1 | I | 1961-12-01 |  | D |  | 43604368 | 43622176;105721863 |  |  |  | :04505 | 04505:04505 | main_exi_3_route_oh | CIRCUIT_BREAKER |  |  |  |  | -1.79 | 3 |  | 504449 |  | [MDSYS.SDO_GEOMETRY]
60911093 | 43636604 | EXISTING | CYCLOPS | 4553 | PROCTOR | 5108 | D | NO | SCE | THREE | UNKNOWN | 12KV | LOW 5 | UNKNOWN | MB | UNKNOWN | UNKNOWN |  |  | SYSTEM | 2014-05-20 | aminencn |  | CONSOLIDATED | MIRA LOMA | METRO EAST | 2163885 |  | 2216690 | A | N | Y | 222 | -1 | I | 1988-01-01 |  | D |  | 43636611 | 43655877 |  |  |  | :04553 | 04553:04553 | main_exi_3_route_oh | CIRCUIT_BREAKER |  |  |  |  | -1.78 | 3 |  | 504449 |  | [MDSYS.SDO_GEOMETRY]
60911094 | 43656851 | EXISTING | DAIRYMAN | 4586 | CHINO | 5062 | D | NO | SCE | THREE | UNKNOWN | 12KV | LOW 24 | UNKNOWN | MB | UNKNOWN | UNKNOWN |  |  | SYSTEM | 2014-05-20 | manthak |  | CONSOLIDATED | MIRA LOMA | METRO EAST | 2144744 | 4 | 2214174 | M | N | Y | 102 | -1 | I | 1977-06-01 |  | D |  | 43656858 | 43705746 |  |  |  | :04586 | 04586:04586 | main_exi_3_route_oh | CIRCUIT_BREAKER |  |  |  |  | -1.79 | 3 |  | 504449 |  | [MDSYS.SDO_GEOMETRY]
60911095 | 43666476 | EXISTING | MICRO | 11830 | LINE CREEK | 5352 | D | NO | SCE | THREE | UNKNOWN | 4KV | LOW 1 | UNKNOWN | MB | UNKNOWN | UNKNOWN |  |  | SYSTEM | 2014-02-21 | simhadk |  | CONSOLIDATED | SAN JOAQUIN | RURALS | 2180615 |  | 2273989 | A | N | N |  | -1 | I | 1957-05-01 |  | D |  | 43666486 | 43667784 |  |  |  | :11830 | 11830:11830 | main_exi_3_route_oh | CIRCUIT_BREAKER |  |  |  |  | -1.82 | 4 |  | 504449 |  | [MDSYS.SDO_GEOMETRY]
60911101 | 43667998 | EXISTING | MIDDLE ROAD | 11840 | SATICOY | 5534 | D | NO | SCE | THREE | UNKNOWN | 16KV | LOW 1 | UNKNOWN | MB | UNKNOWN | UNKNOWN |  |  | SYSTEM | 2013-12-13 | attadas |  | CONSOLIDATED | SANTA CLARA | NORTH COAST | 2180616 |  | 2219652 | S | Y | N |  | -1 | I | 1950-01-01 |  | D |  | 43668005 | 43781831;43781832 |  |  |  | :11840 | 11840:11840 | main_exi_3_route_oh | CIRCUIT_BREAKER |  |  |  |  | -1.73 | 4 |  | 504449 |  | [MDSYS.SDO_GEOMETRY]
60911102 | 43698471 | EXISTING | CHARGERS | 3356 | SLATER | 5809 | D | NO | SCE | THREE | UNKNOWN | 12KV | LOW 2 | UNKNOWN | MB | UNKNOWN | UNKNOWN |  |  | SYSTEM | 2014-10-06 | lantzmk |  | CONSOLIDATED | ELLIS | ORANGE | 2137411 |  | 2220132 | A | Y | N |  | -1 | I | 1971-11-01 |  | D |  | 43698478 | 43919421;43919422 |  |  |  | :03356 | 03356:03356 | main_exi_3_route_oh | CIRCUIT_BREAKER |  |  |  |  | -1.77 | 3 |  | 504449 |  | [MDSYS.SDO_GEOMETRY]
60911103 | 43706773 | EXISTING | DALBA | 4596 | DALBA P.T. | 7153 | A | NO | SCE | THREE | UNKNOWN | 2.4KV | LOW 1 | UNKNOWN | MB | UNKNOWN | UNKNOWN |  |  | SYSTEM | 2014-03-26 | bessar |  | CONSOLIDATED | VISTA | RURALS | 2165211 |  | 2123895 | A | N | Y | 230 | -1 | I | 1950-01-01 |  | D |  | 43706780 | 43728753 |  |  |  | :04596 | 04596:04596 | main_exi_3_route_oh | CIRCUIT_BREAKER |  |  |  |  | -1.82 | 2 |  | 504449 |  | [MDSYS.SDO_GEOMETRY]
60911104 | 43710565 | EXISTING | OXY | 13408 | CABRILLO | 5879 | D | NO | SCE | THREE | UNKNOWN | 12KV | LOW 5 | UNKNOWN | MB | UNKNOWN | UNKNOWN |  |  | SYSTEM | 2014-10-01 | bodduvh |  | CONSOLIDATED | ELLIS | ORANGE | 2189769 | 2 | 2220290 | A | Y | N |  | -1 | I | 1982-03-01 |  | D |  | 43710572 | 43876162;43876163 |  |  |  | :13408 | 13408:13408 | main_exi_3_route_oh | CIRCUIT_BREAKER |  |  |  |  | -1.78 | 3 |  | 504449 |  | [MDSYS.SDO_GEOMETRY]
60911105 | 43713527 | EXISTING | VOLNEY | 18845 | LIBERTY | 5312 | D | NO | SCE | THREE | UNKNOWN | 12KV | LOW 8 | UNKNOWN | MB | UNKNOWN | UNKNOWN |  |  | SYSTEM | 2014-02-11 | bodduvh |  | CONSOLIDATED | SAN JOAQUIN | SAN JOAQUIN | 2190670 |  | 2212500 | A | N | N |  | -1 | I | 2002-05-17 |  | D |  | 43713534 | 43850191;43850192 |  |  |  | :18845 | 18845:18845 | main_exi_3_route_oh | CIRCUIT_BREAKER |  |  |  |  | -1.79 | 4 |  | 504449 |  | [MDSYS.SDO_GEOMETRY]
60911106 | 43743130 | EXISTING | DALMATIAN | 4628 | FIREHOUSE | 5618 | D | NO | SCE | THREE | UNKNOWN | 12KV | LOW 2 | UNKNOWN | MB | UNKNOWN | UNKNOWN |  |  | SYSTEM | 2014-05-27 | kallurr |  | CONSOLIDATED | MIRA LOMA | METRO EAST | 2147754 |  | 2215118 | A | N | N |  | -1 | I | 1988-05-01 |  | D |  | 43743140 | 43775717;43775718 |  |  |  | :04628 | 04628:04628 | main_exi_3_route_oh | CIRCUIT_BREAKER |  |  |  |  | -1.79 | 3 |  | 504449 |  | [MDSYS.SDO_GEOMETRY]
60911107 | 43761004 | EXISTING | RAPFEAL | 14706 | SUNNY DUNES | 8244 | D | NO | SCE | THREE | UNKNOWN | 4KV | LOW 4 | UNKNOWN | MB | UNKNOWN | UNKNOWN |  |  | SYSTEM | 2014-06-27 | attadas |  | CONSOLIDATED | DEVERS | DESERT | 2185987 |  | 2213784 | A | N | N |  | -1 | I | 1987-06-01 |  | D |  | 43761011 | 43763936 |  |  |  | :14706 | 14706:14706 | main_exi_3_route_oh | CIRCUIT_BREAKER |  |  |  |  | -1.85 | 3 |  | 504449 |  | [MDSYS.SDO_GEOMETRY]
60910401 | 37538054 | EXISTING | DOGWOOD | 5146 | TORRANCE | 5269 | D | NO | SCE | THREE | UNKNOWN | 16KV | LOW 7 | UNKNOWN | MB | UNKNOWN | UNKNOWN |  |  | SYSTEM | 2017-11-06 | beealdb |  |  | EL NIDO | METRO WEST | 2166858 | 1 | 2212418 | S | N | Y | 109 | -1 | I | 1963-10-01 |  | D |  | 37538064 | 37780326 |  |  |  | :05146 | 05146:05146 | main_exi_3_route_oh | CIRCUIT_BREAKER |  |  |  |  | -1.76 | 3 |  | 504449 |  | [MDSYS.SDO_GEOMETRY]
60910402 | 37540351 | EXISTING | BRIDE | 2204 | LA HABRA | 5832 | D | NO | SCE | THREE | UNKNOWN | 12KV | LOW 10 | UNKNOWN | MB | UNKNOWN | UNKNOWN |  |  | SYSTEM | 2014-08-07 | rajendrs |  | CONSOLIDATED | VILLA PARK | ORANGE | 2138071 | 1 | 2215550 | S | Y | N |  | -1 | I | 1950-01-01 |  | D |  | 37540355 | 37588504;37588505 |  |  |  | :02204 | 02204:02204 | main_exi_3_route_oh | CIRCUIT_BREAKER |  |  |  |  | 0.39 | 2 |  | 504449 |  | [MDSYS.SDO_GEOMETRY]
60910403 | 37547266 | EXISTING | CALVO | 2762 | PADUA | 5060 | D | NO | SCE | THREE | UNKNOWN | 12KV | LOW 12 | UNKNOWN | MB | UNKNOWN | UNKNOWN |  |  | SYSTEM | 2014-06-12 | aminencn |  | CONSOLIDATED | MIRA LOMA | METRO EAST | 2145321 | 6 | 2216446 | M | N | Y | 121 | -1 | I | 1979-06-01 |  | D |  | 37547276 | 37645694;37645695 |  |  |  | :02762 | 02762:02762 | main_exi_3_route_oh | CIRCUIT_BREAKER |  |  |  |  | -1.79 | 3 |  | 504449 |  | [MDSYS.SDO_GEOMETRY]
60910404 | 37574031 | EXISTING | TIROS | 17913 | ESTERO | 5563 | D | NO | SCE | THREE | UNKNOWN | 16KV | LOW 2 | UNKNOWN | MB | UNKNOWN | UNKNOWN |  |  | SYSTEM | 2013-12-19 | bodduvh |  | CONSOLIDATED | SANTA CLARA | NORTH COAST | 2190582 |  | 2217340 | A | Y | N |  | -1 | I | 1967-07-01 |  | D |  | 37574041 | 37838503;37838504 |  |  |  | :17913 | 17913:17913 | main_exi_3_route_oh | CIRCUIT_BREAKER |  |  |  |  | -1.73 | 4 |  | 504449 |  | [MDSYS.SDO_GEOMETRY]
60910405 | 37579262 | EXISTING | KERN | 9648 | HESPERIA | 8087 | D | NO | SCE | THREE | UNKNOWN | 12KV | LOW 3 | UNKNOWN | MB | UNKNOWN | UNKNOWN |  |  | SYSTEM | 2014-05-06 | simhadk |  | CONSOLIDATED | LUGO | DESERT | 2163156 |  | 2218228 | A | N | Y | 206 | -1 | I | 1983-12-01 |  | D |  | 37579272 | 37672986;37672987 |  |  |  | :09648 | 09648:09648 | main_exi_3_route_oh | CIRCUIT_BREAKER |  |  |  |  | -1.81 | 3 |  | 504449 |  | [MDSYS.SDO_GEOMETRY]
60910406 | 37588692 | EXISTING | BRITTAN | 2250 | SULLIVAN | 5862 | D | NO | SCE | THREE | UNKNOWN | 12KV | LOW 7 | UNKNOWN | MB | UNKNOWN | UNKNOWN |  |  | SYSTEM | 2014-10-28 | simhadk |  | CONSOLIDATED | ELLIS | ORANGE | 2134014 | 4 | 2213338 | S | N | Y | 125 | -1 | I | 1950-01-01 |  | D |  | 37588699 | 37703540;37703541 |  |  |  | :02250 | 02250:02250 | main_exi_3_route_oh | CIRCUIT_BREAKER |  |  |  |  | 0.39 | 2 |  | 504449 |  | [MDSYS.SDO_GEOMETRY]
60910407 | 37599811 | EXISTING | ROXBURY | 15490 | BEVERLY | 5201 | D | NO | SCE | THREE | UNKNOWN | 4KV | LOW 18 | UNKNOWN | MB | UNKNOWN | UNKNOWN |  |  | SYSTEM | 2015-04-09 | merugusn |  | CONSOLIDATED | MESA | METRO WEST | 2190730 | 2 | 2219196 | A | N | Y | 228 | -1 | I | 1950-01-01 |  | D |  | 37599821 | 37663541;37663542 |  |  |  | :15490 | 15490:15490 | main_exi_3_route_oh | CIRCUIT_BREAKER |  |  |  |  | -1.76 | 3 |  | 504449 |  | [MDSYS.SDO_GEOMETRY]
60910408 | 37617169 | EXISTING | PIONEERTOWN | 14152 | YUCCA | 8022 | D | NO | SCE | THREE | UNKNOWN | 12KV | LOW 3 | UNKNOWN | MB | UNKNOWN | UNKNOWN |  |  | SYSTEM | 2014-04-10 | attadas |  | CONSOLIDATED | DEVERS | RURALS | 2181118 |  | 2213486 | A | N | Y | 204 | -1 | I | 1950-01-01 |  | D |  | 37617176 | 37982447;37982448 |  |  |  | :14152 | 14152:14152 | main_exi_3_route_oh | CIRCUIT_BREAKER |  |  |  |  | -1.85 | 3 |  | 504449 |  | [MDSYS.SDO_GEOMETRY]
60910409 | 37626401 | EXISTING | MIDWAY | 11850 | CEDARWOOD | 5859 | D | NO | SCE | THREE | UNKNOWN | 4KV | LOW 1 | UNKNOWN | MB | UNKNOWN | UNKNOWN |  |  | SYSTEM | 2014-10-06 | aminencn |  | CONSOLIDATED | VILLA PARK | ORANGE | 2185644 |  | 2217920 | A | N | N |  | -1 | I | 1950-01-01 |  | D |  | 37626411 | 37627778 |  |  |  | :11850 | 11850:11850 | main_exi_3_route_oh | CIRCUIT_BREAKER |  |  |  |  | -1.77 | 3 |  | 504449 |  | [MDSYS.SDO_GEOMETRY]
60910410 | 37627977 | EXISTING | MILDRED | 11878 | MARION | 5866 | D | NO | SCE | THREE | UNKNOWN | 12KV | LOW 4 | UNKNOWN | MB | UNKNOWN | UNKNOWN |  |  | SYSTEM | 2014-11-21 | bessar |  | CONSOLIDATED | VILLA PARK | ORANGE | 2185646 | 1 | 2215624 | A | Y | N |  | -1 | I | 1986-06-30 |  | D |  | 37627984 | 37803747;37803748 |  |  |  | :11878 | 11878:11878 | main_exi_3_route_oh | CIRCUIT_BREAKER |  |  |  |  | -1.77 | 3 |  | 504449 |  | [MDSYS.SDO_GEOMETRY]
60910411 | 37659081 | EXISTING | CAMY | 2770 | BELVEDERE | 5114 | D | NO | SCE | THREE | UNKNOWN | 4KV | LOW 5 | UNKNOWN | MB | UNKNOWN | UNKNOWN |  |  | SYSTEM | 2017-09-21 | murilljl |  | CONSOLIDATED | MESA | METRO EAST | 2138600 |  | 2219012 | A | N | Y | 220 | -1 | I | 1964-06-01 |  | D |  | 37659091 | 37675840 |  |  |  | :02770 | 02770:02770 | main_exi_3_route_oh | CIRCUIT_BREAKER |  |  |  |  | -1.77 | 3 |  | 504449 |  | [MDSYS.SDO_GEOMETRY]
60910412 | 37680533 | EXISTING | CAMEO | 2773 | BAIN | 5656 | D | NO | SCE | THREE | UNKNOWN | 12KV | LOW 3 | UNKNOWN | MB | UNKNOWN | UNKNOWN |  |  | SYSTEM | 2014-05-21 | bodduvh |  | CONSOLIDATED | MIRA LOMA | DESERT | 2138601 | 1 | 2212972 | A | N | N | 243 | -1 | I | 2003-07-24 |  | D |  | 37680540 | 37737836 |  |  |  | :02773 | 02773:02773 | main_exi_3_route_oh | CIRCUIT_BREAKER |  |  |  |  | -1.8 | 2 |  | 504449 |  | [MDSYS.SDO_GEOMETRY]
60910413 | 37693620 | EXISTING | KINGTREE | 9770 | LANCASTER | 5514 | D | NO | SCE | THREE | UNKNOWN | 12KV | LOW 6 | UNKNOWN | MB | UNKNOWN | UNKNOWN |  |  | SYSTEM | 2013-11-13 | simhadk |  | CONSOLIDATED | VINCENT | NORTH COAST | 2166650 | 1 | 2212660 | S | N | Y | 117 | -1 | I | 1950-01-01 |  | D |  | 37693630 | 37815798;37815799 |  |  |  | :09770 | 09770:09770 | main_exi_3_route_oh | CIRCUIT_BREAKER |  |  |  |  | -170.22 | 3 |  | 504449 |  | [MDSYS.SDO_GEOMETRY]
60911409 | 46576859 | EXISTING | ROSWELL | 15460 | CHINO | 5062 | D | NO | SCE | THREE | UNKNOWN | 12KV | LOW 18 | UNKNOWN | MB | UNKNOWN | UNKNOWN |  |  | SYSTEM | 2014-08-28 | attadas |  | CONSOLIDATED | MIRA LOMA | METRO EAST | 2186701 | 4 | 2214174 | M | N | Y | 133 | -1 | I | 1950-01-01 |  | D |  | 46576866 | 46688719 |  |  |  | :15460 | 15460:15460 | main_exi_3_route_oh | CIRCUIT_BREAKER |  |  |  |  | -1.79 | 3 |  | 504449 |  | [MDSYS.SDO_GEOMETRY]
60911410 | 46587572 | EXISTING | SHEILA | 16315 | BANDINI | 5107 | D | NO | SCE | THREE | UNKNOWN | 16KV | LOW 7 | UNKNOWN | MB | UNKNOWN | UNKNOWN |  |  | SYSTEM | 2015-02-13 | bondigc |  | CONSOLIDATED | LIGHTHIPE | METRO WEST | 2190805 | 1 | 2214362 | S | N | Y | 120 | -1 | I | 1966-02-01 |  | D |  | 46587579 | 46589293 |  |  |  | :16315 | 16315:16315 | main_exi_3_route_oh | CIRCUIT_BREAKER |  |  |  |  | -1.77 | 3 |  | 504449 |  | [MDSYS.SDO_GEOMETRY]
60911411 | 46589582 | EXISTING | SHELL | 16320 | WATSON | 5758 | D | NO | SCE | THREE | UNKNOWN | 12KV | LOW 4 | UNKNOWN | MB | UNKNOWN | UNKNOWN |  |  | SYSTEM | 2017-11-28 | maxwelbw |  | CONSOLIDATED | LIGHTHIPE | METRO WEST | 2183780 |  | 2215372 | S | N | Y | 118 | -1 | I | 1950-01-01 |  | D |  | 46589592 | 46623966 |  |  |  | :16320 | 16320:16320 | main_exi_3_route_oh | CIRCUIT_BREAKER |  |  |  |  | -1.76 | 3 |  | 504449 |  | [MDSYS.SDO_GEOMETRY]
60911412 | 46612534 | EXISTING | YUCCA LOMA | 19789 | RANCHO | 8222 | D | NO | SCE | THREE | UNKNOWN | 12KV | LOW 5 | UNKNOWN | MB | UNKNOWN | UNKNOWN |  |  | SYSTEM | 2014-04-23 | punukos |  | CONSOLIDATED | LUGO | DESERT | 2190717 |  | 2218370 | A | N | Y |  | -1 | I | 1950-01-01 |  | D |  | 46612541 | 46775687;46775688 |  |  |  | :19789 | 19789:19789 | main_exi_3_route_oh | CIRCUIT_BREAKER |  |  |  |  | -1.81 | 2 |  | 504449 |  | [MDSYS.SDO_GEOMETRY]
60911413 | 46630855 | EXISTING | DURWARD | 5466 | LAYFAIR | 5645 | D | NO | SCE | THREE | UNKNOWN | 12KV | LOW 2 | UNKNOWN | MB | UNKNOWN | UNKNOWN |  |  | SYSTEM | 2014-07-22 | merugusn |  | CONSOLIDATED | MIRA LOMA | METRO EAST | 2150437 | 3 | 2217522 | A | N | Y | 250 | -1 | I | 1988-06-01 |  | D |  | 46630865 | 46675287;46675288 |  |  |  | :05466 | 05466:05466 | main_exi_3_route_oh | CIRCUIT_BREAKER |  |  |  |  | -1.79 | 3 |  | 504449 |  | [MDSYS.SDO_GEOMETRY]
60911414 | 46655448 | EXISTING | SHELLDOM | 16330 | ALON | 5701 | D | NO | SCE | THREE | UNKNOWN | 12KV | LOW 9 | UNKNOWN | MB | UNKNOWN | UNKNOWN |  |  | SYSTEM | 2015-02-01 | kallurr |  | CONSOLIDATED | LIGHTHIPE | METRO WEST | 2190806 | 1 | 2219924 | S | N | Y | 125 | -1 | I | 1930-02-01 |  | D |  | 46655458 | 46681028 |  |  |  | :16330 | 16330:16330 | main_exi_3_route_oh | CIRCUIT_BREAKER |  |  |  |  | -1.76 | 3 |  | 504449 |  | [MDSYS.SDO_GEOMETRY]
60911415 | 46664453 | EXISTING | COBALT | 3716 | CAMDEN | 5826 | D | NO | SCE | THREE | UNKNOWN | 12KV | LOW 3 | UNKNOWN | MB | UNKNOWN | UNKNOWN |  |  | SYSTEM | 2018-01-11 | thompsma |  | CONSOLIDATED | ELLIS | ORANGE | 2140671 |  | 2220184 | A | N | N |  | -1 | I | 1966-10-01 |  | D |  | 46664463 | 46782688 |  |  |  | :03716 | 03716:03716 | main_exi_3_route_oh | CIRCUIT_BREAKER |  |  |  |  | 0.39 | 3 |  | 504449 |  | [MDSYS.SDO_GEOMETRY]
60911416 | 46676122 | EXISTING | PHOENIX | 14033 | PARKWOOD | 5816 | D | NO | SCE | THREE | UNKNOWN | 12KV | LOW 8 | UNKNOWN | MB | UNKNOWN | UNKNOWN |  |  | SYSTEM | 2014-09-10 | bodduvh |  | CONSOLIDATED | VILLA PARK | ORANGE | 2190332 |  | 2215504 | A | Y | N |  | -1 | I | 1966-11-01 |  | D |  | 46676129 | 46677209;107967734 |  |  |  | :14033 | 14033:14033 | main_exi_3_route_oh | CIRCUIT_BREAKER |  |  |  |  | 0.39 | 2 |  | 504449 |  | [MDSYS.SDO_GEOMETRY]
60911417 | 46677270 | EXISTING | PIANO | 14036 | NIGUEL | 5896 | D | NO | SCE | THREE | UNKNOWN | 12KV | LOW 2 | UNKNOWN | MB | UNKNOWN | UNKNOWN |  |  | SYSTEM | 2014-09-05 | rajendrs |  | CONSOLIDATED | ELLIS | ORANGE | 2179468 |  | 2215686 | A | Y | N |  | -1 | I | 1971-01-01 |  | D |  | 46677277 | 46830885;46830886 |  |  |  | :14036 | 14036:14036 | main_exi_3_route_oh | CIRCUIT_BREAKER |  |  |  |  | -1.79 | 3 |  | 504449 |  | [MDSYS.SDO_GEOMETRY]
60911418 | 46683339 | EXISTING | SHERBOURNE | 16334 | WINDSOR HILLS | 5235 | D | NO | SCE | THREE | UNKNOWN | 16KV | LOW 3 | UNKNOWN | MB | UNKNOWN | UNKNOWN |  |  | SYSTEM | 2015-05-06 | attadas |  | CONSOLIDATED | EL NIDO | METRO WEST | 2190808 |  | 2214622 | A | Y | N |  | -1 | I | 1971-09-01 |  | D |  | 46683349 | 46793222;46793223 |  |  |  | :16334 | 16334:16334 | main_exi_3_route_oh | CIRCUIT_BREAKER |  |  |  |  | -1.76 | 3 |  | 504449 |  | [MDSYS.SDO_GEOMETRY]
60911424 | 46690301 | EXISTING | ROULETTE | 15466 | CORONA | 8279 | D | NO | SCE | THREE | UNKNOWN | 12KV | LOW 13 | UNKNOWN | MB | UNKNOWN | UNKNOWN |  |  | SYSTEM | 2017-10-03 | murilljl |  | CONSOLIDATED | MIRA LOMA | METRO EAST | 2186703 | 7 | 2220750 | S | N | N |  | -1 | I | 1985-07-01 |  | D |  | 46690311 | 46764460 |  |  |  | :15466 | 15466:15466 | main_exi_3_route_oh | CIRCUIT_BREAKER |  |  |  |  | -1.8 | 2.5 |  | 504449 |  | [MDSYS.SDO_GEOMETRY]
60911425 | 46693878 | EXISTING | DUSTY | 5468 | RIO HONDO | 5013 | D | NO | SCE | THREE | UNKNOWN | 16KV | LOW 16 | UNKNOWN | MB | UNKNOWN | UNKNOWN |  |  | SYSTEM | 2014-11-20 | manthak |  | CONSOLIDATED | MESA | METRO EAST | 2150438 |  | 2213964 | A | Y | N |  | -1 | I | 1968-06-01 |  | D |  | 46693888 | 46696630;46696631 |  |  |  | :05468 | 05468:05468 | main_exi_3_route_oh | CIRCUIT_BREAKER |  |  |  |  | -1.78 | 3 |  | 504449 |  | [MDSYS.SDO_GEOMETRY]
60911426 | 46728593 | EXISTING | DYSART | 5483 | DYSART P.T. | 7174 | A | NO | SCE | THREE | UNKNOWN | 12KV | LOW 1 | UNKNOWN | MB | UNKNOWN | UNKNOWN |  |  | SYSTEM | 2014-03-24 | merugusn |  | CONSOLIDATED | DEVERS | DESERT | 2150582 |  | 2123940 | N | N | N |  | -1 | I | 1977-09-01 |  | D |  | 46728603 | 46731153;46731154 |  |  |  | :05483 | 05483:05483 | main_exi_3_route_oh | CIRCUIT_BREAKER |  |  |  |  | -1.83 | 3 |  | 504449 |  | [MDSYS.SDO_GEOMETRY]
60911427 | 46740517 | EXISTING | EARNHARDT | 5494 | CUCAMONGA | 5677 | D | NO | SCE | THREE | UNKNOWN | 12KV | LOW 11 | UNKNOWN | MB | UNKNOWN | UNKNOWN |  |  | SYSTEM | 2014-09-19 | aminencn |  | CONSOLIDATED | MIRA LOMA | METRO EAST | 2156035 | 1 | 2219902 | A | N | N |  | -1 | I | 2003-09-13 |  | D |  | 46740524 | 46787343;67061891 |  |  |  | :05494 | 05494:05494 | main_exi_3_route_oh | CIRCUIT_BREAKER |  |  |  |  | -1.8 | 2 |  | 504449 |  | [MDSYS.SDO_GEOMETRY]
60910768 | 40797606 | EXISTING | EISENMANN | 5635 | MOBILOIL | 5229 | C | NO | SCE | THREE | UNKNOWN | 12KV | LOW 29 | UNKNOWN | MB | UNKNOWN | UNKNOWN |  |  | SYSTEM | 2015-04-17 | attadas |  | CONSOLIDATED | EL NIDO | METRO WEST | 2150782 | 1 | 2212312 | A | Y | N |  | -1 | I | 1983-11-01 |  | D |  | 40797613 | 40797701 |  |  |  | :05635 | 05635:05635 | main_exi_3_route_oh | CIRCUIT_BREAKER |  |  |  |  | -1.76 | 2 |  | 504449 |  | [MDSYS.SDO_GEOMETRY]
60910769 | 40797927 | EXISTING | ELDRIDGE | 5676 | LOS CERRITOS | 5738 | D | NO | SCE | THREE | UNKNOWN | 4KV | LOW 12 | UNKNOWN | MB | UNKNOWN | UNKNOWN |  |  | SYSTEM | 2014-12-09 | simhadk |  | CONSOLIDATED | LIGHTHIPE | METRO WEST | 2168704 |  | 2217658 | A | N | Y | 216 | -1 | I | 1966-01-01 |  | D |  | 40797937 | 40936675 |  |  |  | :05676 | 05676:05676 | main_exi_3_route_oh | CIRCUIT_BREAKER |  |  |  |  | -1.76 | 3 |  | 504449 |  | [MDSYS.SDO_GEOMETRY]
60910770 | 40807958 | EXISTING | CAPE | 2890 | COSTA MESA | 5817 | D | NO | SCE | THREE | UNKNOWN | 4KV | LOW 6 | UNKNOWN | MB | UNKNOWN | UNKNOWN |  |  | SYSTEM | 2017-11-15 | thompsma |  | CONSOLIDATED | ELLIS | ORANGE | 2136218 |  | 2220158 | A | N | Y | 249 | -1 | I | 1950-01-01 |  | D |  | 40807962 | 40866345 |  |  |  | :02890 | 02890:02890 | main_exi_3_route_oh | CIRCUIT_BREAKER |  |  |  |  | -1.78 | 3 |  | 504449 |  | [MDSYS.SDO_GEOMETRY]
60910772 | 40850485 | EXISTING | CIVIC CENTER | 3573 | TWENTYNINE PALMS | 8255 | D | NO | SCE | THREE | UNKNOWN | 4.8KV | LOW 5 | UNKNOWN | MB | UNKNOWN | UNKNOWN |  |  | SYSTEM | 2014-03-14 | merugusn |  | CONSOLIDATED | DEVERS | RURALS | 2157486 |  | 2213794 | A | N | Y |  | -1 | I | 1950-01-01 |  | D |  | 40850492 | 40888516;40888517 |  |  |  | :03573 | 03573:03573 | main_exi_3_route_oh | CIRCUIT_BREAKER |  |  |  |  | -1.87 | 3 |  | 504449 |  | [MDSYS.SDO_GEOMETRY]
60910773 | 40854974 | EXISTING | POWER | 14377 | MUSCOY | 8198 | D | NO | SCE | THREE | UNKNOWN | 4KV | LOW 1 | UNKNOWN | MB | UNKNOWN | UNKNOWN |  |  | SYSTEM | 2018-01-05 | krumwimg |  | CONSOLIDATED | VISTA | DESERT | 2181287 |  | 2213732 | A | N | Y |  | -1 | I | 1950-01-01 |  | D |  | 40854981 | 40914555 |  |  |  | :14377 | 14377:14377 | main_exi_3_route_oh | CIRCUIT_BREAKER |  |  |  |  | -1.81 | 3 |  | 504449 |  | [MDSYS.SDO_GEOMETRY]
60910779 | 40867166 | EXISTING | CAPRICORN | 2915 | ESTRELLA | 5865 | D | NO | SCE | THREE | UNKNOWN | 12KV | LOW 8 | UNKNOWN | MB | UNKNOWN | UNKNOWN |  |  | SYSTEM | 2014-08-13 | bodduvh |  | CONSOLIDATED | ELLIS | ORANGE | 2136392 | 4 | 2213342 | A | N | Y | 202 | -1 | I | 1975-06-01 |  | D |  | 40867176 | 40924123 |  |  |  | :02915 | 02915:02915 | main_exi_3_route_oh | CIRCUIT_BREAKER |  |  |  |  | 0.38 | 3 |  | 504449 |  | [MDSYS.SDO_GEOMETRY]
60910780 | 40877330 | EXISTING | LORENE | 10714 | SAVAGE | 8020 | D | NO | SCE | THREE | UNKNOWN | 12KV | LOW 9 | UNKNOWN | MB | UNKNOWN | UNKNOWN |  |  | SYSTEM | 2014-04-08 | attadas |  | CONSOLIDATED | LUGO | DESERT | 2182772 | 1 | 2220412 | A | N | Y | 219 | -1 | I | 1980-06-01 |  | D |  | 40877340 | 41010083;41010084 |  |  |  | :10714 | 10714:10714 | main_exi_3_route_oh | CIRCUIT_BREAKER |  |  |  |  | -1.81 | 2 |  | 504449 |  | [MDSYS.SDO_GEOMETRY]
60910781 | 40890858 | EXISTING | CLAYTON | 3610 | ROSEMEAD | 5141 | D | NO | SCE | THREE | UNKNOWN | 16KV | LOW 6 | UNKNOWN | MB | UNKNOWN | UNKNOWN |  |  | SYSTEM | 2014-12-04 | simhadk |  | CONSOLIDATED | MESA | METRO EAST | 2138934 | 3 | 2214424 | S | N | Y | 249 | -1 | I | 1950-01-01 |  | D |  | 40890868 | 40956142 |  |  |  | :03610 | 03610:03610 | main_exi_3_route_oh | CIRCUIT_BREAKER |  |  |  |  | -1.77 | 3 |  | 504449 |  | [MDSYS.SDO_GEOMETRY]
60910782 | 40891820 | EXISTING | TURBINE | 18307 | AQUEDUCT | 8079 | D | NO | SCE | THREE | UNKNOWN | 12KV | LOW 1 | UNKNOWN | MB | UNKNOWN | UNKNOWN |  |  | SYSTEM | 2014-02-21 | bodduvh |  | CONSOLIDATED | LUGO | DESERT | 2190611 |  | 2215878 | A | N | N |  | -1 | I | 1992-06-08 |  | D |  | 40891830 | 41028356;41028357 |  |  |  | :18307 | 18307:18307 | main_exi_3_route_oh | CIRCUIT_BREAKER |  |  |  |  | -1.81 | 3 |  | 504449 |  | [MDSYS.SDO_GEOMETRY]
60910783 | 40906061 | EXISTING | NOHL | 12773 | VILLA PARK | 5082 | D | NO | SCE | THREE | UNKNOWN | 12KV | LOW 25 | UNKNOWN | MB | UNKNOWN | UNKNOWN |  |  | SYSTEM | 2017-10-30 | thompsma |  | CONSOLIDATED | VILLA PARK | ORANGE | 2178508 | 7 | 2216586 | M | N | Y | 131 | -1 | I | 1992-08-05 |  | D |  | 40906071 | 41001313 |  |  |  | :12773 | 12773:12773 | main_exi_3_route_oh | CIRCUIT_BREAKER |  |  |  |  | 0.38 | 2 |  | 504449 |  | [MDSYS.SDO_GEOMETRY]
60910784 | 40916350 | EXISTING | POUND | 14379 | PALM VILLAGE | 8215 | D | NO | SCE | THREE | UNKNOWN | 12KV | LOW 2 | UNKNOWN | MB | UNKNOWN | UNKNOWN |  |  | SYSTEM | 2014-05-09 | punukos |  | CONSOLIDATED | DEVERS | DESERT | 2180028 |  | 2213750 | A | N | Y |  | -1 | I | 1981-05-01 |  | D |  | 40916354 | 41064091 |  |  |  | :14379 | 14379:14379 | main_exi_3_route_oh | CIRCUIT_BREAKER |  |  |  |  | -1.86 | 3 |  | 504449 |  | [MDSYS.SDO_GEOMETRY]
60910785 | 40925241 | EXISTING | CARANCHO | 2919 | CARANCHO P.T. | 7109 | A | NO | SCE | THREE | UNKNOWN | 12KV | LOW 1 | UNKNOWN | MB | UNKNOWN | UNKNOWN |  |  | SYSTEM | 2014-08-05 | merugusn |  | 33/12KV 3750KVA | VALLEY | SAN JACINTO | 2154255 |  | 2123755 | A | N | N |  | -1 | I | 1974-10-01 |  | D |  | 40925248 | 41166233;41166234 |  | 41125191 |  | :02919 | 02919:02919 | main_exi_3_route_oh | CIRCUIT_BREAKER |  |  |  |  | -1.81 | 3 |  | 504449 |  | [MDSYS.SDO_GEOMETRY]
60910786 | 40938144 | EXISTING | ELECTRIC | 5680 | CULVER | 5204 | D | NO | SCE | THREE | UNKNOWN | 16KV | LOW 7 | UNKNOWN | MB | UNKNOWN | UNKNOWN |  |  | SYSTEM | 2015-03-26 | attadas |  | CONSOLIDATED | EL NIDO | METRO WEST | 2168705 | 1 | 2214532 | S | N | Y | 128 | -1 | I | 1950-01-01 |  | D |  | 40938154 | 40996328 |  |  |  | :05680 | 05680:05680 | main_exi_3_route_oh | CIRCUIT_BREAKER |  |  |  |  | -1.76 | 3 |  | 504449 |  | [MDSYS.SDO_GEOMETRY]
60911108 | 43776538 | EXISTING | DAMERAL | 4630 | DALTON | 5188 | D | NO | SCE | THREE | UNKNOWN | 12KV | LOW 11 | UNKNOWN | MB | UNKNOWN | UNKNOWN |  |  | SYSTEM | 2014-12-29 | yallasv |  | CONSOLIDATED | MESA | METRO EAST | 2149944 |  | 2216828 | M | N | Y | 108 | -1 | I | 1950-01-01 |  | D |  | 43776545 | 43857621 |  |  |  | :04630 | 04630:04630 | main_exi_3_route_oh | CIRCUIT_BREAKER |  |  |  |  | -1.78 | 3 |  | 504449 |  | [MDSYS.SDO_GEOMETRY]
60911114 | 43792148 | EXISTING | MIDGE | 11843 | QUINN | 5343 | D | NO | SCE | THREE | UNKNOWN | 12KV | LOW 3 | UNKNOWN | MB | UNKNOWN | UNKNOWN |  |  | SYSTEM | 2014-02-24 | aminencn |  | CONSOLIDATED | SAN JOAQUIN | SAN JOAQUIN | 2172600 |  | 2219520 | A | N | Y | 230 | -1 | I | 1969-05-01 |  | D |  | 43792158 | 43830692;43830693 |  |  |  | :11843 | 11843:11843 | main_exi_3_route_oh | CIRCUIT_BREAKER |  |  |  |  | -1.78 | 4.5 |  | 504449 |  | [MDSYS.SDO_GEOMETRY]
60911115 | 43812299 | EXISTING | STUBBY | 14732 | BANNING | 8026 | D | NO | SCE | THREE | UNKNOWN | 33KV | LOW 3 | UNKNOWN | MB | UNKNOWN | UNKNOWN |  |  | SYSTEM | 2015-02-27 | lantzmk |  | CONSOLIDATED | DEVERS | DESERT | 2186063 | 2 | 2213500 | A | Y | N |  | -1 | I | 1950-01-01 |  | D |  | 43812306 | 43813772;43813773 |  |  |  | :14732 | 14732:14732 | main_exi_3_route_oh | CIRCUIT_BREAKER |  |  |  |  | -1.83 | 2.5 |  | 504449 |  | [MDSYS.SDO_GEOMETRY]
60911121 | 43832014 | EXISTING | MID VALLE | 11863 | LIBERTY | 5312 | D | NO | SCE | THREE | UNKNOWN | 12KV | LOW 1 | UNKNOWN | MB | UNKNOWN | UNKNOWN |  |  | SYSTEM | 2014-03-17 | kallurr |  | CONSOLIDATED | SAN JOAQUIN | SAN JOAQUIN | 2185645 |  | 2212500 | A | N | Y | 220 | -1 | I | 1968-06-01 |  | D |  | 43832021 | 43888781;43888782 |  |  |  | :11863 | 11863:11863 | main_exi_3_route_oh | CIRCUIT_BREAKER |  |  |  |  | -1.79 | 4.5 |  | 504449 |  | [MDSYS.SDO_GEOMETRY]
60911122 | 43853531 | EXISTING | REDBALL | 14754 | BLOOMINGTON | 5620 | D | NO | SCE | THREE | UNKNOWN | 12KV | LOW 4 | UNKNOWN | MB | UNKNOWN | UNKNOWN |  |  | SYSTEM | 2014-05-06 | aminencn |  | CONSOLIDATED | VISTA | DESERT | 2190542 |  | 2217458 | N | N | N | 207 | -1 | I | 1989-08-01 |  | D |  | 43853538 | 43951327;43951328 |  |  |  | :14754 | 14754:14754 | main_exi_3_route_oh | CIRCUIT_BREAKER |  |  |  |  | -1.8 | 3 |  | 504449 |  | [MDSYS.SDO_GEOMETRY]
60911123 | 43864188 | EXISTING | DANA | 4633 | JEFFERSON | 8275 | D | NO | SCE | THREE | UNKNOWN | 12KV | LOW 7 | UNKNOWN | MB | UNKNOWN | UNKNOWN |  |  | SYSTEM | 2014-06-02 | aminencn |  | CONSOLIDATED | MIRA LOMA | METRO EAST | 2149946 | 2 | 2220744 | A | Y | N |  | -1 | I | 1964-07-01 |  | D |  | 43864195 | 43915358 |  |  |  | :04633 | 04633:04633 | main_exi_3_route_oh | CIRCUIT_BREAKER |  |  |  |  | -1.79 | 2 |  | 504449 |  | [MDSYS.SDO_GEOMETRY]
60911124 | 43877709 | EXISTING | PACKARD | 13428 | VERA | 5801 | D | NO | SCE | THREE | UNKNOWN | 12KV | LOW 1 | UNKNOWN | MB | UNKNOWN | UNKNOWN |  |  | SYSTEM | 2014-10-22 | rajendrs |  | CONSOLIDATED | ELLIS | ORANGE | 2178836 |  | 2217782 | A | Y | N |  | -1 | I | 1963-10-01 |  | D |  | 43877719 | 43947573;43947574 |  |  |  | :13428 | 13428:13428 | main_exi_3_route_oh | CIRCUIT_BREAKER |  |  |  |  | 0.39 | 2 |  | 504449 |  | [MDSYS.SDO_GEOMETRY]
60911125 | 43898960 | EXISTING | VOSSLER | 18860 | WOODVILLE | 5333 | D | NO | SCE | THREE | UNKNOWN | 12KV | LOW 4 | UNKNOWN | MB | UNKNOWN | UNKNOWN |  |  | SYSTEM | 2014-01-11 | kallurr |  | CONSOLIDATED | SAN JOAQUIN | SAN JOAQUIN | 2191014 |  | 2219506 | S | N | Y | 104 | -1 | I | 1950-01-01 |  | D |  | 43898967 | 43935826 |  |  |  | :18860 | 18860:18860 | main_exi_3_route_oh | CIRCUIT_BREAKER |  |  |  |  | -1.79 | 6 |  | 504449 |  | [MDSYS.SDO_GEOMETRY]
60911126 | 43907000 | EXISTING | MILK | 11895 | TULARE | 5328 | D | NO | SCE | THREE | UNKNOWN | 12KV | LOW 8 | UNKNOWN | MB | UNKNOWN | UNKNOWN |  |  | SYSTEM | 2014-04-03 | simhadk |  | CONSOLIDATED | SAN JOAQUIN | SAN JOAQUIN | 2185647 |  | 2212542 | A | Y | N |  | -1 | I | 1985-04-01 |  | D |  | 43907010 | 43979294;43979295 |  |  |  | :11895 | 11895:11895 | main_exi_3_route_oh | CIRCUIT_BREAKER |  |  |  |  | -1.79 | 2 |  | 504449 |  | [MDSYS.SDO_GEOMETRY]
60911127 | 43917150 | EXISTING | DANBY | 4635 | CAMINO | 5068 | D | NO | SCE | THREE | UNKNOWN | 16KV | LOW 1 | UNKNOWN | MB | UNKNOWN | UNKNOWN |  |  | SYSTEM | 2014-03-05 | aminencn |  | CONSOLIDATED | DEVERS | RURALS | 2147755 |  | 2214206 | A | N | N |  | -1 | I | 1960-03-01 |  | D |  | 43917154 | 43925449;43925450 |  |  |  | :04635 | 04635:04635 | main_exi_3_route_oh | CIRCUIT_BREAKER |  |  |  |  | -1.89 | 18 |  | 504449 |  | [MDSYS.SDO_GEOMETRY]
60911128 | 43921355 | EXISTING | CHARTREUSE | 3381 | ORANGE | 5843 | D | NO | SCE | THREE | UNKNOWN | 12KV | LOW 8 | UNKNOWN | MB | UNKNOWN | UNKNOWN |  |  | SYSTEM | 2014-10-22 | yallasv |  | CONSOLIDATED | VILLA PARK | ORANGE | 2140312 | 2 | 2220224 | A | N | N |  | -1 | I | 1980-04-01 |  | D |  | 43921365 | 43984989 |  |  |  | :03381 | 03381:03381 | main_exi_3_route_oh | CIRCUIT_BREAKER |  |  |  |  | 0.38 | 2 |  | 504449 |  | [MDSYS.SDO_GEOMETRY]
60911129 | 43936244 | EXISTING | DANES | 4637 | SAN GABRIEL | 5142 | D | NO | SCE | THREE | UNKNOWN | 4KV | LOW 4 | UNKNOWN | MB | UNKNOWN | UNKNOWN |  |  | SYSTEM | 2014-10-25 | rajendrs |  | CONSOLIDATED | MESA | METRO EAST | 2149947 | 2 | 2214430 | A | N | Y | 212 | -1 | I | 1950-01-01 |  | D |  | 43936248 | 43958649 |  |  |  | :04637 | 04637:04637 | main_exi_3_route_oh | CIRCUIT_BREAKER |  |  |  |  | -1.77 | 3 |  | 504449 |  | [MDSYS.SDO_GEOMETRY]
60911130 | 43948199 | EXISTING | PACHEA | 13467 | MAYBERRY | 8089 | D | NO | SCE | THREE | UNKNOWN | 12KV | LOW 8 | UNKNOWN | MB | UNKNOWN | UNKNOWN |  |  | SYSTEM | 2014-07-25 | manthak |  | CONSOLIDATED | VALLEY | SAN JACINTO | 2182610 | 1 | 2215898 | A | N | Y | 202 | -1 | I | 1982-06-01 |  | D |  | 43948209 | 44074828;44074829 |  |  |  | :13467 | 13467:13467 | main_exi_3_route_oh | CIRCUIT_BREAKER |  |  |  |  | -1.83 | 3 |  | 504449 |  | [MDSYS.SDO_GEOMETRY]
60911131 | 43953288 | EXISTING | REDLABEL | 14792 | MILLIKEN | 5663 | D | NO | SCE | THREE | UNKNOWN | 12KV | LOW 14 | UNKNOWN | MB | UNKNOWN | UNKNOWN |  |  | SYSTEM | 2014-06-19 | aminencn |  | CONSOLIDATED | MIRA LOMA | METRO EAST | 2186067 |  | 2215218 | A | N | N |  | -1 | I | 1993-06-11 |  | D |  | 43953295 | 43974415;43974416 |  |  |  | :14792 | 14792:14792 | main_exi_3_route_oh | CIRCUIT_BREAKER |  |  |  |  | -5.61 | 3 |  | 504449 |  | [MDSYS.SDO_GEOMETRY]
60910421 | 37705215 | EXISTING | BRUTTE | 2324 | MAXWELL | 8019 | D | NO | SCE | THREE | UNKNOWN | 12KV | LOW 2 | UNKNOWN | MB | UNKNOWN | UNKNOWN |  |  | SYSTEM | 2014-10-20 | bessar |  | 720A / 240A GRD. | VALLEY | SAN JACINTO | 2139239 | 2 | 2218074 |  | N | N |  | -1 | I | 1991-05-17 |  | D |  | 37705225 | 37968992;37968993 |  |  |  | :02324 | 02324:02324 | main_exi_3_route_oh | CIRCUIT_BREAKER |  |  |  |  | -1.81 | 3 |  | 504449 |  | [MDSYS.SDO_GEOMETRY]
60910422 | 37719838 | EXISTING | ROYCROFT | 15510 | NAPLES | 5740 | D | NO | SCE | THREE | UNKNOWN | 4KV | LOW 3 | UNKNOWN | MB | UNKNOWN | UNKNOWN |  |  | SYSTEM | 2015-01-27 | kallurr |  | CONSOLIDATED | LIGHTHIPE | METRO WEST | 2190732 |  | 2220020 | A | N | Y | 239 | -1 | I | 1958-08-01 |  | D |  | 37719845 | 37722492 |  |  |  | :15510 | 15510:15510 | main_exi_3_route_oh | CIRCUIT_BREAKER |  |  |  |  | -1.77 | 3 |  | 504449 |  | [MDSYS.SDO_GEOMETRY]
60910423 | 37739403 | EXISTING | CAMP ANGELUS | 2787 | CAMP ANGELUS P.T. | 7117 | A | NO | SCE | THREE | UNKNOWN | 2.4KV | LOW 1 | UNKNOWN | MB | UNKNOWN | UNKNOWN |  |  | SYSTEM | 2014-04-01 | kallurr |  | CONSOLIDATED | VISTA | DESERT | 2136213 |  | 2122563 | A | N | N |  | -1 | I | 1950-01-01 |  | D |  | 37739416 | 37746426;37746427 |  |  |  | :02787 | 02787:02787 | main_exi_3_route_oh | CIRCUIT_BREAKER |  |  |  |  | -1.82 | 3 |  | 504449 |  | [MDSYS.SDO_GEOMETRY]
60910424 | 37746644 | EXISTING | CAMP BALDY | 2790 | CAMP BALDY P.T. | 7118 | A | NO | SCE | THREE | UNKNOWN | 2.4KV | LOW 1 | UNKNOWN | MB | UNKNOWN | UNKNOWN |  |  | SYSTEM | 2014-06-04 | bodduvh |  | CONSOLIDATED | MIRA LOMA | METRO EAST | 2136214 |  | 2122072 | A | N | N |  | -1 | I | 1950-01-01 |  | D |  | 37746657 | 37748052 |  |  |  | :02790 | 02790:02790 | main_exi_3_route_oh | CIRCUIT_BREAKER |  |  |  |  | -1.79 | 3 |  | 504449 |  | [MDSYS.SDO_GEOMETRY]
60910425 | 37748347 | EXISTING | CAMELLIA | 2814 | ANITA | 5105 | D | NO | SCE | THREE | UNKNOWN | 16KV | LOW 1 | UNKNOWN | MB | UNKNOWN | UNKNOWN |  |  | SYSTEM | 2014-11-17 | punukos |  | 600 | MESA | METRO EAST | 2136215 | 2 | 2216680 | S | N | N |  | -1 | I | 1991-07-08 |  | D |  | 37748354 | 37799402 |  |  |  | :02814 | 02814:02814 | main_exi_3_route_oh | CIRCUIT_BREAKER |  |  |  |  | -1.78 | 3 |  | 504449 |  | [MDSYS.SDO_GEOMETRY]
60910426 | 37757271 | EXISTING | RUGBY | 15520 | HUNTINGTON PARK | 5728 | D | NO | SCE | THREE | UNKNOWN | 4KV | LOW 5 | UNKNOWN | MB | UNKNOWN | UNKNOWN |  |  | SYSTEM | 2015-02-27 | attiliv |  | CONSOLIDATED | LIGHTHIPE | METRO WEST | 2181111 |  | 2219992 | A | N | Y | 217 | -1 | I | 1950-01-01 |  | D |  | 37757281 | 37759125 |  |  |  | :15520 | 15520:15520 | main_exi_3_route_oh | CIRCUIT_BREAKER |  |  |  |  | -1.77 | 3 |  | 504449 |  | [MDSYS.SDO_GEOMETRY]
60910427 | 37759330 | EXISTING | RUNWAY | 15550 | CULVER | 5204 | D | NO | SCE | THREE | UNKNOWN | 16KV | LOW 10 | UNKNOWN | MB | UNKNOWN | UNKNOWN |  |  | SYSTEM | 2015-04-03 | attadas |  | CONSOLIDATED | EL NIDO | METRO WEST | 2190735 | 2 | 2214532 | S | N | Y | 128 | -1 | I | 1950-01-01 |  | D |  | 37759340 | 37881613;37881614 |  |  |  | :15550 | 15550:15550 | main_exi_3_route_oh | CIRCUIT_BREAKER |  |  |  |  | -1.76 | 3 |  | 504449 |  | [MDSYS.SDO_GEOMETRY]
60910428 | 37782391 | EXISTING | DOHN | 5150 | PIONEER | 5886 | D | NO | SCE | THREE | UNKNOWN | 4KV | LOW 9 | UNKNOWN | MB | UNKNOWN | UNKNOWN |  |  | SYSTEM | 2014-12-01 | merugusn |  |  | LIGHTHIPE | METRO WEST | 2146483 |  | 2217976 | A | N | Y | 233 | -1 | I | 1950-01-01 |  | D |  | 37782398 | 37855510;37855511 |  |  |  | :05150 | 05150:05150 | main_exi_3_route_oh | CIRCUIT_BREAKER |  |  |  |  | -1.77 | 3 |  | 504449 |  | [MDSYS.SDO_GEOMETRY]
60910429 | 37818196 | EXISTING | CAMPANULA | 2827 | NUGGET | 8156 | D | NO | SCE | THREE | UNKNOWN | 25KV | LOW 2 | UNKNOWN | MB | UNKNOWN | UNKNOWN |  |  | SYSTEM | 2014-05-19 | bodduvh |  | CONSOLIDATED | DEVERS | RURALS | 2145323 |  | 2215980 |  | N | N |  | -1 | I | 1990-11-16 |  | D |  | 37818206 | 38008444;166160667 |  |  |  | :02827 | 02827:02827 | main_exi_3_route_oh | CIRCUIT_BREAKER |  |  |  |  | -1.85 | 5 |  | 504449 |  | [MDSYS.SDO_GEOMETRY]
60910430 | 37823550 | EXISTING | KINSEY | 9777 | GORMAN | 5512 | D | NO | SCE | THREE | UNKNOWN | 12KV | LOW 1 | UNKNOWN | MB | UNKNOWN | UNKNOWN |  |  | SYSTEM | 2013-11-13 | simhadk |  | 300/60 | VINCENT | NORTH COAST | 2173474 |  | 2217220 | N | N | N |  | -1 | I | 1968-09-01 |  | D |  | 37823560 | 37865311;37865312 |  |  |  | :09777 | 09777:09777 | main_exi_3_route_oh | CIRCUIT_BREAKER |  |  |  |  | -1.76 | 8 |  | 504449 |  | [MDSYS.SDO_GEOMETRY]
60910431 | 37839052 | EXISTING | MINNESOTA | 11936 | CAROLINA | 5813 | D | NO | SCE | THREE | UNKNOWN | 12KV | LOW 9 | UNKNOWN | MB | UNKNOWN | UNKNOWN |  |  | SYSTEM | 2014-08-11 | rajendrs |  | CONSOLIDATED | VILLA PARK | ORANGE | 2185723 | 1 | 2217814 | A | N | Y | 226 | -1 | I | 1977-06-01 |  | D |  | 37839059 | 37841431;37841432 |  |  |  | :11936 | 11936:11936 | main_exi_3_route_oh | CIRCUIT_BREAKER |  |  |  |  | 0.38 | 2 |  | 504449 |  | [MDSYS.SDO_GEOMETRY]
60910432 | 37841529 | EXISTING | MINOSA | 11937 | CROWN | 5818 | D | NO | SCE | THREE | UNKNOWN | 12KV | LOW 6 | UNKNOWN | MB | UNKNOWN | UNKNOWN |  |  | SYSTEM | 2014-09-26 | manthak |  | CONSOLIDATED | ELLIS | ORANGE | 2185724 | 2 | 2217826 | A | N | Y | 110 | -1 | I | 1967-02-01 |  | D |  | 37841539 | 37922574;37922575 |  |  |  | :11937 | 11937:11937 | main_exi_3_route_oh | CIRCUIT_BREAKER |  |  |  |  | -1.78 | 3 |  | 504449 |  | [MDSYS.SDO_GEOMETRY]
60910433 | 37867386 | EXISTING | KIOWA | 9781 | APPLE VALLEY | 8013 | D | NO | SCE | THREE | UNKNOWN | 12KV | LOW 3 | UNKNOWN | MB | UNKNOWN | UNKNOWN |  |  | SYSTEM | 2014-04-22 | attadas |  | CONSOLIDATED | LUGO | DESERT | 2173475 |  | 2213450 | A | N | N |  | -1 | I | 1983-06-01 |  | D |  | 37867396 | 38012712;38012713 |  |  |  | :09781 | 09781:09781 | main_exi_3_route_oh | CIRCUIT_BREAKER |  |  |  |  | -1.81 | 2 |  | 504449 |  | [MDSYS.SDO_GEOMETRY]
60910434 | 37871146 | EXISTING | TITAN | 17915 | LITTLE ROCK | 5518 | D | NO | SCE | THREE | UNKNOWN | 12KV | LOW 4 | UNKNOWN | MB | UNKNOWN | UNKNOWN |  |  | SYSTEM | 2013-11-25 | merugusn |  | CONSOLIDATED | VINCENT | NORTH COAST | 2190583 |  | 2212664 | A | Y | N |  | -1 | I | 1950-01-01 |  | D |  | 37871156 | 38155371;153058847 |  |  |  | :17915 | 17915:17915 | main_exi_3_route_oh | CIRCUIT_BREAKER |  |  |  |  | -1.79 | 7 |  | 504449 |  | [MDSYS.SDO_GEOMETRY]
60911428 | 46778308 | EXISTING | YUCCA | 19790 | LANCASTER | 5514 | D | NO | SCE | THREE | UNKNOWN | 4KV | LOW 15 | UNKNOWN | MB | UNKNOWN | UNKNOWN |  |  | SYSTEM | 2013-11-15 | kallurr |  | CONSOLIDATED | VINCENT | NORTH COAST | 2191072 |  | 2212654 | S | N | Y | 110 | -1 | I | 1950-01-01 |  | D |  | 46778318 | 46797590 |  |  |  | :19790 | 19790:19790 | main_exi_3_route_oh | CIRCUIT_BREAKER |  |  |  |  | -1.78 | 3 |  | 504449 |  | [MDSYS.SDO_GEOMETRY]
60911429 | 46795387 | EXISTING | SHERMAN | 16340 | FAIRFAX | 5208 | D | NO | SCE | THREE | UNKNOWN | 4KV | LOW 8 | UNKNOWN | MB | UNKNOWN | UNKNOWN |  |  | SYSTEM | 2015-03-06 | yallasv |  | CONSOLIDATED | MESA | METRO WEST | 2190810 | 4 | 2214542 | S | N | Y | 138 | -1 | I | 1950-01-01 |  | D |  | 46795397 | 46835789 |  |  |  | :16340 | 16340:16340 | main_exi_3_route_oh | CIRCUIT_BREAKER |  |  |  |  | -1.76 | 3 |  | 504449 |  | [MDSYS.SDO_GEOMETRY]
60911430 | 46797804 | EXISTING | ZANTE | 19800 | STRATHMORE | 5325 | D | NO | SCE | THREE | UNKNOWN | 12KV | LOW 3 | UNKNOWN | MB | UNKNOWN | UNKNOWN |  |  | SYSTEM | 2014-02-21 | kallurr |  | CONSOLIDATED | SAN JOAQUIN | SAN JOAQUIN | 2191076 |  | 2217102 | S | N | Y | 130 | -1 | I | 1950-01-01 |  | D |  | 46797814 | 46897556;46897557 |  |  |  | :19800 | 19800:19800 | main_exi_3_route_oh | CIRCUIT_BREAKER |  |  |  |  | -1.79 | 3 |  | 504449 |  | [MDSYS.SDO_GEOMETRY]
60911431 | 46800652 | EXISTING | EAST END | 5502 | PEYTON | 5614 | D | NO | SCE | THREE | UNKNOWN | 12KV | LOW 10 | UNKNOWN | MB | UNKNOWN | UNKNOWN |  |  | SYSTEM | 2014-05-21 | simhadk |  | CONSOLIDATED | MIRA LOMA | METRO EAST | 2146826 | 2 | 2215106 | A | N | N |  | -1 | I | 1979-05-01 |  | D |  | 46800659 | 46811420;46811421 |  |  |  | :05502 | 05502:05502 | main_exi_3_route_oh | CIRCUIT_BREAKER |  |  |  |  | -1.79 | 3 |  | 504449 |  | [MDSYS.SDO_GEOMETRY]
60911432 | 46812733 | EXISTING | EASTMONT | 5540 | BICKNELL | 5109 | D | NO | SCE | THREE | UNKNOWN | 4KV | LOW 1 | UNKNOWN | MB | UNKNOWN | UNKNOWN |  |  | SYSTEM | 2014-11-15 | bessar |  | CONSOLIDATED | MESA | METRO EAST | 2150585 |  | 2216692 | A | N | Y |  | -1 | I | 2024-02-01 |  | D |  | 46812740 | 46824142 |  |  |  | :05540 | 05540:05540 | main_exi_3_route_oh | CIRCUIT_BREAKER |  |  |  |  | -1.77 | 3 |  | 504449 |  | [MDSYS.SDO_GEOMETRY]
60911433 | 46813504 | EXISTING | COCO | 3717 | CHESTNUT | 5861 | D | NO | SCE | THREE | UNKNOWN | 12KV | LOW 9 | UNKNOWN | MB | UNKNOWN | UNKNOWN |  |  | SYSTEM | 2014-10-21 | attadas |  | CONSOLIDATED | ELLIS | ORANGE | 2147412 | 2 | 2215608 | A | N | Y | 230 | -1 | I | 1967-02-01 |  | D |  | 46813511 | 46879005;46879006 |  |  |  | :03717 | 03717:03717 | main_exi_3_route_oh | CIRCUIT_BREAKER |  |  |  |  | -3.95 | 2 |  | 504449 |  | [MDSYS.SDO_GEOMETRY]
60911434 | 46824338 | EXISTING | ECHO | 5591 | DEL ROSA | 5670 | D | NO | SCE | THREE | UNKNOWN | 12KV | LOW 8 | UNKNOWN | MB | UNKNOWN | UNKNOWN |  |  | SYSTEM | 2014-03-21 | simhadk |  | CONSOLIDATED | VISTA | DESERT | 2168699 | 2 | 2219894 | A | N | Y | 247 | -1 | I | 1962-06-01 |  | D |  | 46824345 | 46870095;46870096 |  |  |  | :05591 | 05591:05591 | main_exi_3_route_oh | CIRCUIT_BREAKER |  |  |  |  | -1.81 | 3 |  | 504449 |  | [MDSYS.SDO_GEOMETRY]
60911440 | 46826206 | EXISTING | ROWCO | 15475 | RUNNING SPRINGS | 5661 | D | NO | SCE | THREE | UNKNOWN | 12KV | LOW 1 | UNKNOWN | MB | UNKNOWN | UNKNOWN |  |  | SYSTEM | 2017-12-12 | murilljl |  | RUNNING SPRINGS SUB | VISTA | RURALS | 2186704 |  | 2217546 | A | N | Y | 230 | -1 | I | 1963-02-01 |  | D |  | 46826210 | 46890870 |  |  |  | :15475 | 15475:15475 | main_exi_3_route_oh | CIRCUIT_BREAKER |  |  |  |  | -1.82 | 1.5 |  | 504449 |  | [MDSYS.SDO_GEOMETRY]
60911441 | 46832495 | EXISTING | PICONI | 14043 | PAUBA | 8003 | D | NO | SCE | THREE | UNKNOWN | 12KV | LOW 3 | UNKNOWN | MB | UNKNOWN | UNKNOWN |  |  | SYSTEM | 2014-10-13 | kallurr |  | CONSOLIDATED | VALLEY | SAN JACINTO | 2179550 |  | 2220348 | A | N | N |  | -1 | I | 1989-05-31 |  | D |  | 46832502 | 47058367;143618875 |  | 46999440 |  | :14043 | 14043:14043 | main_exi_3_route_oh | CIRCUIT_BREAKER |  |  |  |  | -1.82 | 2.5 |  | 504449 |  | [MDSYS.SDO_GEOMETRY]
60911442 | 46836033 | EXISTING | SHIPWAY | 16355 | LAKEWOOD | 5733 | D | NO | SCE | THREE | UNKNOWN | 4KV | LOW 3 | UNKNOWN | MB | UNKNOWN | UNKNOWN |  |  | SYSTEM | 2017-10-06 | maxwelbw |  | CONSOLIDATED | LIGHTHIPE | METRO WEST | 2183785 | 2 | 2215320 | A | N | Y | 237 | -1 | I | 1960-10-01 |  | D |  | 46836043 | 46885182 |  |  |  | :16355 | 16355:16355 | main_exi_3_route_oh | CIRCUIT_BREAKER |  |  |  |  | -1.77 | 3 |  | 504449 |  | [MDSYS.SDO_GEOMETRY]
60911446 | 46871366 | EXISTING | EDMOND | 5610 | IVAR | 5153 | D | NO | SCE | THREE | UNKNOWN | 4KV | LOW 1 | UNKNOWN | MB | UNKNOWN | UNKNOWN |  |  | SYSTEM | 2014-12-30 | merugusn |  | CONSOLIDATED | MESA | METRO EAST | 2150780 |  | 2214448 | A | N | Y |  | -1 | I | 1950-01-01 |  | D |  | 46871376 | 46888204;46888205 |  |  |  | :05610 | 05610:05610 | main_exi_3_route_oh | CIRCUIT_BREAKER |  |  |  |  | -1.77 | 3 |  | 504449 |  | [MDSYS.SDO_GEOMETRY]
60911450 | 46879742 | EXISTING | COAL | 3719 | LIMESTONE | 8804 | D | NO | SCE | THREE | UNKNOWN | 12KV | LOW 9 | UNKNOWN | MB | UNKNOWN | UNKNOWN |  |  | SYSTEM | 2014-08-26 | manthak |  | CONSOLIDATED | ELLIS | ORANGE | 2140672 | 2 | 2220828 | A | N | Y | 238 | -1 | I | 1972-12-01 |  | D |  | 46879752 | 47033778;47033779 |  |  |  | :03719 | 03719:03719 | main_exi_3_route_oh | CIRCUIT_BREAKER |  |  |  |  | -1.79 | 3 |  | 504449 |  | [MDSYS.SDO_GEOMETRY]
60911451 | 46893262 | EXISTING | ROWLAND | 15480 | ANITA | 5105 | D | NO | SCE | THREE | UNKNOWN | 4KV | LOW 8 | UNKNOWN | MB | UNKNOWN | UNKNOWN |  |  | SYSTEM | 2014-11-05 | kallurr |  | CONSOLIDATED | MESA | METRO EAST | 2190579 | 4 | 2218988 | S | N | Y | 135 | -1 | I | 1950-01-01 |  | D |  | 46893269 | 46918898 |  |  |  | :15480 | 15480:15480 | main_exi_3_route_oh | CIRCUIT_BREAKER |  |  |  |  | -1.78 | 2 |  | 504449 |  | [MDSYS.SDO_GEOMETRY]
60911452 | 46903653 | EXISTING | EGAN | 5630 | BEAUMONT | 5605 | D | NO | SCE | THREE | UNKNOWN | 4KV | LOW 1 | UNKNOWN | MB | UNKNOWN | UNKNOWN |  |  | SYSTEM | 2014-03-20 | merugusn |  | CONSOLIDATED | VISTA | DESERT | 2168703 |  | 2212858 | A | N | Y | 220 | -1 | I | 1950-01-01 |  | D |  | 46903660 | 46905443 |  |  |  | :05630 | 05630:05630 | main_exi_3_route_oh | CIRCUIT_BREAKER |  |  |  |  | -1.82 | 3 |  | 504449 |  | [MDSYS.SDO_GEOMETRY]
60910787 | 40976403 | EXISTING | CLINIC | 3667 | TIMOTEO | 5604 | D | NO | SCE | THREE | UNKNOWN | 12KV | LOW 13 | UNKNOWN | MB | UNKNOWN | UNKNOWN |  |  | SYSTEM | 2014-03-20 | aminencn |  | CONSOLIDATED | VISTA | DESERT | 2158788 | 2 | 2217420 | A | N | Y | 208 | -1 | I | 1986-07-01 |  | D |  | 40976413 | 41007415 |  |  |  | :03667 | 03667:03667 | main_exi_3_route_oh | CIRCUIT_BREAKER |  |  |  |  | -1.81 | 3 |  | 504449 |  | [MDSYS.SDO_GEOMETRY]
60910788 | 40996590 | EXISTING | ELEVADO | 5690 | BEVERLY | 5201 | D | NO | SCE | THREE | UNKNOWN | 4KV | LOW 32 | UNKNOWN | MB | UNKNOWN | UNKNOWN |  |  | SYSTEM | 2015-03-23 | attadas |  | CONSOLIDATED | MESA | METRO WEST | 2168706 | 1 | 2219196 | A | N | Y | 228 | -1 | I | 1950-01-01 |  | D |  | 40996600 | 40999085;40999086 |  |  |  | :05690 | 05690:05690 | main_exi_3_route_oh | CIRCUIT_BREAKER |  |  |  |  | -1.76 | 3 |  | 504449 |  | [MDSYS.SDO_GEOMETRY]
60910791 | 41002319 | EXISTING | NORDINA | 12800 | COSTA MESA | 5817 | D | NO | SCE | THREE | UNKNOWN | 4KV | LOW 7 | UNKNOWN | MB | UNKNOWN | UNKNOWN |  |  | SYSTEM | 2014-12-09 | bessar |  | CONSOLIDATED | ELLIS | ORANGE | 2187383 |  | 2220158 | A | N | Y | 249 | -1 | I | 1950-01-01 |  | D |  | 41002326 | 41045757;41045758 |  |  |  | :12800 | 12800:12800 | main_exi_3_route_oh | CIRCUIT_BREAKER |  |  |  |  | -1.78 | 3 |  | 504449 |  | [MDSYS.SDO_GEOMETRY]
60910796 | 41021175 | EXISTING | LOS CARNEROS | 10722 | ISLA VISTA | 5596 | D | NO | SCE | THREE | UNKNOWN | 16KV | LOW 4 | UNKNOWN | MB | UNKNOWN | UNKNOWN |  |  | SYSTEM | 2013-10-30 | kotakr |  | CONSOLIDATED | GOLETA | NORTH COAST | 2182775 |  | 2215066 | A | N | Y | 114 | -1 | I | 1970-10-01 |  | D |  | 41021185 | 41022651;183557875 |  |  |  | :10722 | 10722:10722 | main_exi_3_route_oh | CIRCUIT_BREAKER |  |  |  |  | -1.71 | 5.5 |  | 504449 |  | [MDSYS.SDO_GEOMETRY]
60910797 | 41022811 | EXISTING | LOTTO | 10735 | PHELAN | 8010 | D | NO | SCE | THREE | UNKNOWN | 12KV | LOW 3 | UNKNOWN | MB | UNKNOWN | UNKNOWN |  |  | SYSTEM | 2014-05-20 | merugusn |  | CONSOLIDATED | LUGO | DESERT | 2182778 |  | 2215716 | A | N | N |  | -1 | I | 1992-06-18 |  | D |  | 41022818 | 41288098;41288099 |  | 41195534 |  | :10735 | 10735:10735 | main_exi_3_route_oh | CIRCUIT_BREAKER |  |  |  |  | -1.8 | 3.5 |  | 504449 |  | [MDSYS.SDO_GEOMETRY]
60910799 | 41030814 | EXISTING | CLOVERLY | 3700 | TEMPLE | 5170 | D | NO | SCE | THREE | UNKNOWN | 4KV | LOW 2 | UNKNOWN | MB | UNKNOWN | UNKNOWN |  |  | SYSTEM | 2014-10-27 | simhadk |  | CONSOLIDATED | MESA | METRO EAST | 2158962 |  | 2214476 | A | N | Y | 230 | -1 | I | 1950-01-01 |  | D |  | 41030824 | 41039190 |  |  |  | :03700 | 03700:03700 | main_exi_3_route_oh | CIRCUIT_BREAKER |  |  |  |  | -1.78 | 3 |  | 504449 |  | [MDSYS.SDO_GEOMETRY]
60910800 | 41039464 | EXISTING | CLUB OAKS | 3712 | CARDIFF | 5608 | D | NO | SCE | THREE | UNKNOWN | 33KV | LOW 6 | UNKNOWN | MB | UNKNOWN | UNKNOWN |  |  | SYSTEM | 2014-04-09 | simhadk |  | CONSOLIDATED | VISTA | DESERT | 2147411 |  | 2219782 | S | N | Y | 132 | -1 | I | 1964-12-01 |  | D |  | 41039474 | 41041168;41041169 |  |  |  | :03712 | 03712:03712 | main_exi_3_route_oh | CIRCUIT_BREAKER |  |  |  |  | -1.81 | 3 |  | 504449 |  | [MDSYS.SDO_GEOMETRY]
60910801 | 41047649 | EXISTING | TURKEY | 18315 | ORDWAY | 8211 | D | NO | SCE | THREE | UNKNOWN | 12KV | LOW 1 | UNKNOWN | MB | UNKNOWN | UNKNOWN |  |  | SYSTEM | 2014-06-15 | garciacm |  | CONSOLIDATED | LUGO | RURALS | 2188190 |  | 2216022 | A | N | Y |  | -1 | I | 1950-01-01 |  | D |  | 41047659 | 41183908;41183909 |  |  |  | :18315 | 18315:18315 | main_exi_3_route_oh | CIRCUIT_BREAKER |  |  |  |  | -1.82 | 2 |  | 504449 |  | [MDSYS.SDO_GEOMETRY]
60910802 | 41062407 | EXISTING | ELKO | 5730 | BELMONT | 5706 | D | NO | SCE | THREE | UNKNOWN | 4KV | LOW 2 | UNKNOWN | MB | UNKNOWN | UNKNOWN |  |  | SYSTEM | 2017-12-12 | maxwelbw |  | CONSOLIDATED | LIGHTHIPE | METRO WEST | 2156359 |  | 2219932 | A | N | Y |  | -1 | I | 2021-11-01 |  | D |  | 41062417 | 41150490 |  |  |  | :05730 | 05730:05730 | main_exi_3_route_oh | CIRCUIT_BREAKER |  |  |  |  | -1.77 | 2 |  | 504449 |  | [MDSYS.SDO_GEOMETRY]
60910803 | 41065355 | EXISTING | PRESTON | 14401 | COLTON | 5610 | D | NO | SCE | THREE | UNKNOWN | 12KV | LOW 8 | UNKNOWN | MB | UNKNOWN | UNKNOWN |  |  | SYSTEM | 2014-04-02 | aminencn |  | CONSOLIDATED | VISTA | DESERT | 2185318 |  | 2212868 | M | N | Y | 137 | -1 | I | 1965-04-01 |  | D |  | 41065362 | 41202452;41202453 |  |  |  | :14401 | 14401:14401 | main_exi_3_route_oh | CIRCUIT_BREAKER |  |  |  |  | -1.81 | 3 |  | 504449 |  | [MDSYS.SDO_GEOMETRY]
60910804 | 41074312 | EXISTING | COACHELLA | 3715 | GARNET | 8044 | D | NO | SCE | THREE | UNKNOWN | 33KV | LOW 1 | UNKNOWN | MB | UNKNOWN | UNKNOWN |  |  | SYSTEM | 2014-05-01 | merugusn |  | CONSOLIDATED | DEVERS | DESERT | 2140670 |  | 2213560 | S | N | N |  | -1 | I | 1950-01-01 |  | D |  | 41074319 | 41102215;41102216 |  |  |  | :03715 | 03715:03715 | main_exi_3_route_oh | CIRCUIT_BREAKER |  |  |  |  | -1.85 | 2 |  | 504449 |  | [MDSYS.SDO_GEOMETRY]
60910805 | 41105691 | EXISTING | COFFEE | 3740 | BARTOLO | 5863 | D | NO | SCE | THREE | UNKNOWN | 4KV | LOW 2 | UNKNOWN | MB | UNKNOWN | UNKNOWN |  |  | SYSTEM | 2014-10-25 | merugusn |  | CONSOLIDATED | MESA | METRO EAST | 2140674 |  | 2217932 | A | N | Y | 215 | -1 | I | 1965-01-01 |  | D |  | 41105701 | 41116953 |  |  |  | :03740 | 03740:03740 | main_exi_3_route_oh | CIRCUIT_BREAKER |  |  |  |  | -1.77 | 3 |  | 504449 |  | [MDSYS.SDO_GEOMETRY]
60910806 | 41106658 | EXISTING | NOVA | 12907 | VALLEY | 5070 | D | NO | SCE | THREE | UNKNOWN | 12KV | LOW 19 | UNKNOWN | MB | UNKNOWN | UNKNOWN |  |  | SYSTEM | 2014-09-18 | kallurr |  | 720A / 180A | VALLEY | SAN JACINTO | 2178593 |  | 2211862 | M | N | N |  | -1 | I | 1991-05-18 |  | D |  | 41106668 | 41283844;41283845 |  | 41248427 |  | :12907 | 12907:12907 | main_exi_3_route_oh | CIRCUIT_BREAKER |  |  |  |  | -1.82 | 3 |  | 504449 |  | [MDSYS.SDO_GEOMETRY]
60911132 | 43959067 | EXISTING | DAROCA | 4690 | AMADOR | 5161 | D | NO | SCE | THREE | UNKNOWN | 16KV | LOW 3 | UNKNOWN | MB | UNKNOWN | UNKNOWN |  |  | SYSTEM | 2017-09-21 | krumwimg |  | CONSOLIDATED | MESA | METRO EAST | 2150109 | 4 | 2212150 | A | Y | Y | 201 | -1 | I | 1950-01-01 |  | D |  | 43959077 | 44024241 |  |  |  | :04690 | 04690:04690 | main_exi_3_route_oh | CIRCUIT_BREAKER |  |  |  |  | -1.78 | 3 |  | 504449 |  | [MDSYS.SDO_GEOMETRY]
60911133 | 43962164 | EXISTING | VULCAN | 18874 | CASA DIABLO | 2557 | D | NO | SCE | THREE | UNKNOWN | 33KV | LOW 1 | UNKNOWN | MB | UNKNOWN | UNKNOWN |  |  | SYSTEM | 2014-01-28 | kallurr |  | CONSOLIDATED | LUGO | RURALS | 2191017 |  | 2273990 |  | Y | N |  | -1 | I | 1994-10-17 |  | D |  | 43962171 | 43962380 |  | 149698732 |  | :18874 | 18874:18874 | main_exi_3_route_oh | CIRCUIT_BREAKER |  |  |  |  | -1.83 | 3 |  | 504449 |  | [MDSYS.SDO_GEOMETRY]
60911134 | 43962408 | EXISTING | WALLACE | 18950 | DELANO | 5305 | D | NO | SCE | THREE | UNKNOWN | 12KV | LOW 2 | UNKNOWN | MB | UNKNOWN | UNKNOWN |  |  | SYSTEM | 2014-04-03 | manthak |  | CONSOLIDATED | SAN JOAQUIN | SAN JOAQUIN | 2190673 |  | 2219412 | S | N | Y | 102 | -1 | I | 1950-01-01 |  | D |  | 43962418 | 44018339;44018340 |  |  |  | :18950 | 18950:18950 | main_exi_3_route_oh | CIRCUIT_BREAKER |  |  |  |  | -1.78 | 3.5 |  | 504449 |  | [MDSYS.SDO_GEOMETRY]
60911135 | 43980866 | EXISTING | MILO | 11914 | VALDEZ | 5236 | D | NO | SCE | THREE | UNKNOWN | 16KV | LOW 2 | UNKNOWN | MB | UNKNOWN | UNKNOWN |  |  | SYSTEM | 2014-01-02 | punukos |  | CONSOLIDATED | MOORPARK | NORTH COAST | 2185720 | 2 | 2212338 | A | N | Y | 233 | -1 | I | 1992-05-20 |  | D |  | 43980876 | 44060603;44060604 |  |  |  | :11914 | 11914:11914 | main_exi_3_route_oh | CIRCUIT_BREAKER |  |  |  |  | -1.75 | 3 |  | 504449 |  | [MDSYS.SDO_GEOMETRY]
60911136 | 43985233 | EXISTING | CHAWA | 3387 | PECHANGA | 8347 | D | NO | SCE | THREE | UNKNOWN | 12KV | LOW 6 | UNKNOWN | MB | UNKNOWN | UNKNOWN |  |  | SYSTEM | 2014-11-14 | bodduvh |  | CONSOLIDATED | VALLEY | SAN JACINTO | 2157136 |  | 2216174 | A | N | N |  | -1 | I | 1994-05-31 |  | D |  | 43985240 | 44315044;44315045 |  | 44171502 |  | :03387 | 03387:03387 | main_exi_3_route_oh | CIRCUIT_BREAKER |  |  |  |  | -1.82 | 5 |  | 504449 |  | [MDSYS.SDO_GEOMETRY]
60911141 | 44006329 | EXISTING | REDICK | 14811 | STODDARD | 5632 | D | NO | SCE | THREE | UNKNOWN | 4KV | LOW 1 | UNKNOWN | MB | UNKNOWN | UNKNOWN |  |  | SYSTEM | 2014-03-18 | merugusn |  | CONSOLIDATED | VISTA | DESERT | 2186068 | 1 | 2215156 | S | N | Y | 116 | -1 | I | 1965-04-01 |  | D |  | 44006339 | 44007689;44007690 |  |  |  | :14811 | 14811:14811 | main_exi_3_route_oh | CIRCUIT_BREAKER |  |  |  |  | -1.81 | 3 |  | 504449 |  | [MDSYS.SDO_GEOMETRY]
60911143 | 44008648 | EXISTING | REDWOOD | 14820 | DECLEZ | 5615 | D | NO | SCE | THREE | UNKNOWN | 12KV | LOW 8 | UNKNOWN | MB | UNKNOWN | UNKNOWN |  |  | SYSTEM | 2014-06-30 | bessar |  | CONSOLIDATED | VISTA | DESERT | 2186143 | 1 | 2219794 | S | Y | N |  | -1 | I | 1950-01-01 |  | D |  | 44008655 | 44291571;44291572 |  |  |  | :14820 | 14820:14820 | main_exi_3_route_oh | CIRCUIT_BREAKER |  |  |  |  | -1.8 | 3 |  | 504449 |  | [MDSYS.SDO_GEOMETRY]
60911144 | 44019457 | EXISTING | WASP | 19036 | VEGAS | 5570 | D | NO | SCE | THREE | UNKNOWN | 16KV | LOW 2 | UNKNOWN | MB | UNKNOWN | UNKNOWN |  |  | SYSTEM | 2013-11-02 | bessar |  | CONSOLIDATED | GOLETA | NORTH COAST | 2190280 |  | 2212802 | A | Y | N |  | -1 | I | 1969-01-01 |  | D |  | 44019467 | 44145394;44145395 |  |  |  | :19036 | 19036:19036 | main_exi_3_route_oh | CIRCUIT_BREAKER |  |  |  |  | -1.71 | 3 |  | 504449 |  | [MDSYS.SDO_GEOMETRY]
60911145 | 44039806 | EXISTING | DATE | 4703 | OLIVE LAKE | 8210 | D | NO | SCE | THREE | UNKNOWN | 12KV | LOW 2 | UNKNOWN | MB | UNKNOWN | UNKNOWN |  |  | SYSTEM | 2014-03-03 | bodduvh |  | CONSOLIDATED | DEVERS | RURALS | 2150112 |  | 2220680 | A | N | N |  | -1 | I | 1950-01-01 |  | D |  | 44039816 | 44068549;44068550 |  |  |  | :04703 | 04703:04703 | main_exi_3_route_oh | CIRCUIT_BREAKER |  |  |  |  | -1.95 | 4 |  | 504449 |  | [MDSYS.SDO_GEOMETRY]
60911146 | 44076795 | EXISTING | PALA | 13542 | MORAGA33 | 6520 | D | NO | SCE | THREE | UNKNOWN | 33KV | LOW 4 | UNKNOWN | MB | UNKNOWN | UNKNOWN |  |  | SYSTEM | 2014-07-31 | aminencn |  | MORAGA33 SUB | VALLEY | SAN JACINTO | 2189776 |  | 2273839 | A | N | N |  | -1 | I | 1968-08-01 |  | D |  | 44076802 | 44131979;44131980 |  |  |  | :13542 | 13542:13542 | main_exi_3_route_oh | CIRCUIT_BREAKER |  |  |  |  | -1.82 | 3 |  | 504449 |  | [MDSYS.SDO_GEOMETRY]
60911147 | 44078948 | EXISTING | MILPAS | 11915 | SANTA BARBARA | 5531 | D | NO | SCE | THREE | UNKNOWN | 16KV | LOW 2 | UNKNOWN | MB | UNKNOWN | UNKNOWN |  |  | SYSTEM | 2013-11-04 | bodduvh |  | CONSOLIDATED | GOLETA | NORTH COAST | 2185721 |  | 2212706 | S | N | Y | 124 | -1 | I | 1968-01-01 |  | D |  | 44078958 | 44180951;44180952 |  |  |  | :11915 | 11915:11915 | main_exi_3_route_oh | CIRCUIT_BREAKER |  |  |  |  | -1.72 | 3 |  | 504449 |  | [MDSYS.SDO_GEOMETRY]
60911148 | 44091542 | EXISTING | DATE PALM | 4705 | FARRELL | 8016 | D | NO | SCE | THREE | UNKNOWN | 12KV | LOW 3 | UNKNOWN | MB | UNKNOWN | UNKNOWN |  |  | SYSTEM | 2014-05-22 | attadas |  | CONSOLIDATED | DEVERS | DESERT | 2165213 |  | 2220394 | A | N | N |  | -1 | I | 2002-05-16 |  | D |  | 44091549 | 44181090;44181091 |  |  |  | :04705 | 04705:04705 | main_exi_3_route_oh | CIRCUIT_BREAKER |  |  |  |  | -1.85 | 2 |  | 504449 |  | [MDSYS.SDO_GEOMETRY]
60911149 | 44162281 | EXISTING | EZRA | 6172 | BRIDGE | 5257 | D | NO | SCE | THREE | UNKNOWN | 4KV | LOW 4 | UNKNOWN | MB | UNKNOWN | UNKNOWN |  |  | SYSTEM | 2015-03-24 | simhadk |  | CONSOLIDATED | EL NIDO | METRO WEST | 2171289 | 2 | 2212394 | A | N | Y | 229 | -1 | I | 1962-10-01 |  | D |  | 44162291 | 44226981;44226982 |  |  |  | :06172 | 06172:06172 | main_exi_3_route_oh | CIRCUIT_BREAKER |  |  |  |  | -1.76 | 3 |  | 504449 |  | [MDSYS.SDO_GEOMETRY]
60911150 | 44167784 | EXISTING | WEBB | 19100 | OAK GROVE | 5337 | D | NO | SCE | THREE | UNKNOWN | 12KV | LOW 6 | UNKNOWN | MB | UNKNOWN | UNKNOWN |  |  | SYSTEM | 2014-01-13 | bodduvh |  | CONSOLIDATED | SAN JOAQUIN | SAN JOAQUIN | 2190286 | 2 | 2217124 | A | Y | N |  | -1 | I | 1950-01-01 |  | D |  | 44167794 | 44301513;44301514 |  |  |  | :19100 | 19100:19100 | main_exi_3_route_oh | CIRCUIT_BREAKER |  |  |  |  | -1.79 | 6 |  | 504449 |  | [MDSYS.SDO_GEOMETRY]
60910435 | 37890458 | EXISTING | DOLAN | 5160 | SANTA FE SPRINGS | 5850 | D | NO | SCE | THREE | UNKNOWN | 12KV | LOW 6 | UNKNOWN | MB | UNKNOWN | UNKNOWN |  |  | SYSTEM | 2015-04-30 | amathis |  | CONSOLIDATED | LIGHTHIPE | METRO WEST | 2167029 | 2 | 2215586 | S | Y | N |  | -1 | I | 1950-01-01 |  | D |  | 37890465 | 38002539 |  |  |  | :05160 | 05160:05160 | main_exi_3_route_oh | CIRCUIT_BREAKER |  |  |  |  | 178.23 | 3 |  | 504449 |  | [MDSYS.SDO_GEOMETRY]
60910441 | 37923011 | EXISTING | MINOR | 11938 | NELSON | 8038 | D | NO | SCE | THREE | UNKNOWN | 12KV | LOW 6 | UNKNOWN | MB | UNKNOWN | UNKNOWN |  |  | SYSTEM | 2014-08-27 | simhadk |  | CONSOLIDATED | VALLEY | SAN JACINTO | 2172771 |  | 2215814 | A | Y | N |  | -1 | I | 1987-06-01 |  | D |  | 37923021 | 38165249;38165250 |  |  |  | :11938 | 11938:11938 | main_exi_3_route_oh | CIRCUIT_BREAKER |  |  |  |  | -57.79 | 3 |  | 504449 |  | [MDSYS.SDO_GEOMETRY]
60910442 | 37971022 | EXISTING | BUCKBOARD | 2361 | IVYGLEN | 8073 | D | NO | SCE | THREE | UNKNOWN | 12KV | LOW 1 | UNKNOWN | MB | UNKNOWN | UNKNOWN |  |  | SYSTEM | 2017-10-31 | thompsma |  | CONSOLIDATED | VALLEY | SAN JACINTO | 2135097 |  | 2220540 | S | N | Y | 235 | -1 | I | 1989-05-01 |  | D |  | 37971029 | 38061790 |  | 38058579 |  | :02361 | 02361:02361 | main_exi_3_route_oh | CIRCUIT_BREAKER |  |  |  |  | -1.8 | 3 |  | 504449 |  | [MDSYS.SDO_GEOMETRY]
60910443 | 37972613 | EXISTING | RUSSELL | 15580 | BROADWAY | 5768 | D | NO | SCE | THREE | UNKNOWN | 12KV | LOW 2 | UNKNOWN | MB | UNKNOWN | UNKNOWN |  |  | SYSTEM | 2018-01-02 | maxwelbw |  | CONSOLIDATED | LIGHTHIPE | METRO WEST | 2190737 |  | 2220056 | A | Y | N |  | -1 | I | 1965-08-01 |  | D |  | 37972620 | 38128519 |  |  |  | :15580 | 15580:15580 | main_exi_3_route_oh | CIRCUIT_BREAKER |  |  |  |  | -1.77 | 3 |  | 504449 |  | [MDSYS.SDO_GEOMETRY]
60910444 | 38003728 | EXISTING | DOLLAR | 5180 | OLDFIELD | 5744 | D | NO | SCE | THREE | UNKNOWN | 4KV | LOW 1 | UNKNOWN | MB | UNKNOWN | UNKNOWN |  |  | SYSTEM | 2015-01-24 | simhadk |  | CONSOLIDATED | LIGHTHIPE | METRO WEST | 2167030 |  | 2217672 | A | N | Y |  | -1 | I | 1948-08-01 |  | D |  | 38003738 | 38085361;38085362 |  |  |  | :05180 | 05180:05180 | main_exi_3_route_oh | CIRCUIT_BREAKER |  |  |  |  | -1.77 | 3 |  | 504449 |  | [MDSYS.SDO_GEOMETRY]
60910445 | 38019859 | EXISTING | CAMPUS | 2840 | UPLAND | 5635 | D | NO | SCE | THREE | UNKNOWN | 12KV | LOW 1 | UNKNOWN | MB | UNKNOWN | UNKNOWN |  |  | SYSTEM | 2014-06-09 | merugusn |  | CONSOLIDATED | MIRA LOMA | METRO EAST | 2139819 | 4 | 2217504 | S | N | Y | 123 | -1 | I | 1950-01-01 |  | D |  | 38019863 | 38100788 |  |  |  | :02840 | 02840:02840 | main_exi_3_route_oh | CIRCUIT_BREAKER |  |  |  |  | -1.79 | 3 |  | 504449 |  | [MDSYS.SDO_GEOMETRY]
60910446 | 38025091 | EXISTING | PITZER | 14156 | SAN ANTONIO | 5631 | D | NO | SCE | THREE | UNKNOWN | 12KV | LOW 12 | UNKNOWN | MB | UNKNOWN | UNKNOWN |  |  | SYSTEM | 2017-09-21 | krumwimg |  | CONSOLIDATED | MIRA LOMA | METRO EAST | 2184709 |  | 2219828 | S | N | Y | 138 | -1 | I | 1972-07-01 |  | D |  | 38025098 | 38182588 |  |  |  | :14156 | 14156:14156 | main_exi_3_route_oh | CIRCUIT_BREAKER |  |  |  |  | -1.79 | 3 |  | 504449 |  | [MDSYS.SDO_GEOMETRY]
60910452 | 38050333 | EXISTING | KNIGHT | 9827 | SOUTHBASE | 8344 | C | NO | SCE | THREE | UNKNOWN | 33KV | LOW 1 | UNKNOWN | MB | UNKNOWN | UNKNOWN |  |  | SYSTEM | 2013-11-08 | bessar |  | CONSOLIDATED | LUGO | NORTH COAST | 2163886 |  | 2216160 | A | N | N |  | -1 | I | 1992-06-12 |  | D |  | 38050340 | 38050356 |  |  |  | :09827 | 09827:09827 | main_exi_3_route_oh | CIRCUIT_BREAKER |  |  |  |  | -1.79 | 3 |  | 504449 |  | [MDSYS.SDO_GEOMETRY]
60910453 | 38050783 | EXISTING | KNOLLS | 9828 | RANCHO | 8222 | D | NO | SCE | THREE | UNKNOWN | 12KV | LOW 3 | UNKNOWN | MB | UNKNOWN | UNKNOWN |  |  | SYSTEM | 2014-04-01 | merugusn |  | CONSOLIDATED | LUGO | DESERT | 2181467 |  | 2218370 | A | N | Y |  | -1 | I | 1982-05-01 |  | D |  | 38050793 | 38146349;38146350 |  |  |  | :09828 | 09828:09828 | main_exi_3_route_oh | CIRCUIT_BREAKER |  |  |  |  | -1.81 | 4 |  | 504449 |  | [MDSYS.SDO_GEOMETRY]
60910454 | 38097524 | EXISTING | BULLDOG | 2409 | MOULTON | 5845 | D | NO | SCE | THREE | UNKNOWN | 12KV | LOW 13 | UNKNOWN | MB | UNKNOWN | UNKNOWN |  |  | SYSTEM | 2017-12-07 | thompsma |  | CONSOLIDATED | ELLIS | ORANGE | 2138076 | 2 | 2215582 | A | N | Y | 249 | -1 | I | 1978-06-01 |  | D |  | 38097531 | 38202288 |  |  |  | :02409 | 02409:02409 | main_exi_3_route_oh | CIRCUIT_BREAKER |  |  |  |  | -1.79 | 3 |  | 504449 |  | [MDSYS.SDO_GEOMETRY]
60910461 | 38102574 | EXISTING | CANTINA | 2876 | PALM CANYON | 8214 | D | NO | SCE | THREE | UNKNOWN | 12KV | LOW 4 | UNKNOWN | MB | UNKNOWN | UNKNOWN |  |  | SYSTEM | 2017-09-29 | murilljl |  | CONSOLIDATED | DEVERS | DESERT | 2154252 |  | 2218356 | A | N | Y | 226 | -1 | I | 1966-04-01 |  | D |  | 38102581 | 38227560 |  |  |  | :02876 | 02876:02876 | main_exi_3_route_oh | CIRCUIT_BREAKER |  |  |  |  | -1.85 | 3 |  | 504449 |  | [MDSYS.SDO_GEOMETRY]
60910462 | 38105506 | EXISTING | DOMINGUEZ | 5200 | LA FRESA | 5021 | D | NO | SCE | THREE | UNKNOWN | 16KV | LOW 32 | UNKNOWN | MB | UNKNOWN | UNKNOWN |  |  | SYSTEM | 2015-03-24 | manthak |  |  | EL NIDO | METRO WEST | 2167032 | 6 | 2211620 | M | Y | N |  | -1 | I | 1950-01-01 |  | D |  | 38105516 | 38304273;38304274 |  |  |  | :05200 | 05200:05200 | main_exi_3_route_oh | CIRCUIT_BREAKER |  |  |  |  | -1.76 | 3 |  | 504449 |  | [MDSYS.SDO_GEOMETRY]
60910463 | 38159606 | EXISTING | KOALA | 9837 | VICTOR | 8049 | D | NO | SCE | THREE | UNKNOWN | 12KV | LOW 19 | UNKNOWN | MB | UNKNOWN | UNKNOWN |  |  | SYSTEM | 2014-05-05 | kallurr |  | CONSOLIDATED | LUGO | DESERT | 2181468 |  | 2220516 | S | N | N |  | -1 | I | 2002-07-24 |  | D |  | 38159616 | 38281640;38281641 |  |  |  | :09837 | 09837:09837 | main_exi_3_route_oh | CIRCUIT_BREAKER |  |  |  |  | -1.81 | 2 |  | 504449 |  | [MDSYS.SDO_GEOMETRY]
60910464 | 38167255 | EXISTING | MATLOCK | 11980 | FULLERTON | 5822 | D | NO | SCE | THREE | UNKNOWN | 12KV | LOW 1 | UNKNOWN | MB | UNKNOWN | UNKNOWN |  |  | SYSTEM | 2014-09-01 | attadas |  | CONSOLIDATED | VILLA PARK | ORANGE | 2172774 | 4 | 2217840 | S | N | Y | 131 | -1 | I | 1950-01-01 |  | D |  | 38167262 | 38371081;38371082 |  |  |  | :11980 | 11980:11980 | main_exi_3_route_oh | CIRCUIT_BREAKER |  |  |  |  | 0.39 | 3 |  | 504449 |  | [MDSYS.SDO_GEOMETRY]
60911453 | 46905675 | EXISTING | ELHERS | 5632 | BLYTHE CITY | 8113 | D | NO | SCE | THREE | UNKNOWN | 4.8KV | LOW 1 | UNKNOWN | MB | UNKNOWN | UNKNOWN |  |  | SYSTEM | 2014-03-27 | simhadk |  | CONSOLIDATED | DEVERS | RURALS | 2148117 |  | 2215936 | A | N | N |  | -1 | I | 1950-01-01 |  | D |  | 46905682 | 46930860;46930861 |  |  |  | :05632 | 05632:05632 | main_exi_3_route_oh | CIRCUIT_BREAKER |  |  |  |  | -1.95 | 2 |  | 504449 |  | [MDSYS.SDO_GEOMETRY]
60911454 | 46907820 | EXISTING | ZAPPA | 19807 | QUARTZ HILL | 5566 | D | NO | SCE | THREE | UNKNOWN | 12KV | LOW 5 | UNKNOWN | MB | UNKNOWN | UNKNOWN |  |  | SYSTEM | 2013-11-08 | aminencn |  | CONSOLIDATED | VINCENT | NORTH COAST | 2190389 |  | 2219714 | A | N | N |  | -1 | I | 1992-06-19 |  | D |  | 46907830 | 47056732;47056733 |  |  |  | :19807 | 19807:19807 | main_exi_3_route_oh | CIRCUIT_BREAKER |  |  |  |  | -1.78 | 3 |  | 504449 |  | [MDSYS.SDO_GEOMETRY]
60911455 | 46919904 | EXISTING | ROYCE | 15500 | ARROYO | 5158 | D | NO | SCE | THREE | UNKNOWN | 4KV | LOW 6 | UNKNOWN | MB | UNKNOWN | UNKNOWN |  |  | SYSTEM | 2014-12-19 | attiliv |  | CONSOLIDATED | MESA | METRO EAST | 2190731 |  | 2214450 | A | N | Y | 217 | -1 | I | 1950-01-01 |  | D |  | 46919914 | 46953245;46953246 |  |  |  | :15500 | 15500:15500 | main_exi_3_route_oh | CIRCUIT_BREAKER |  |  |  |  | -1.77 | 3 |  | 504449 |  | [MDSYS.SDO_GEOMETRY]
60911456 | 46921638 | EXISTING | SHOWCASE | 16381 | JERSEY | 5776 | D | NO | SCE | THREE | UNKNOWN | 16KV | LOW 4 | UNKNOWN | MB | UNKNOWN | UNKNOWN |  |  | SYSTEM | 2015-02-05 | merugusn |  | CONSOLIDATED | LIGHTHIPE | METRO WEST | 2190814 | 2 | 2215406 | A | Y | N |  | -1 | I | 1962-08-01 |  | D |  | 46921648 | 47019019;47019020 |  |  |  | :16381 | 16381:16381 | main_exi_3_route_oh | CIRCUIT_BREAKER |  |  |  |  | -1.76 | 3 |  | 504449 |  | [MDSYS.SDO_GEOMETRY]
60911457 | 46932071 | EXISTING | EIGHTEENTH | 5636 | RIPLEY | 8227 | D | NO | SCE | THREE | UNKNOWN | 12KV | LOW 1 | UNKNOWN | MB | UNKNOWN | UNKNOWN |  |  | SYSTEM | 2014-04-29 | bessar |  | CONSOLIDATED | DEVERS | RURALS | 2150783 |  | 2216056 | A | N | N |  | -1 | I | 1950-01-01 |  | D |  | 46932078 | 46969914;46969915 |  |  |  | :05636 | 05636:05636 | main_exi_3_route_oh | CIRCUIT_BREAKER |  |  |  |  | -40.66 | 6 |  | 504449 |  | [MDSYS.SDO_GEOMETRY]
60911462 | 46954213 | EXISTING | RUGGLES | 15530 | SMILEY | 5653 | D | NO | SCE | THREE | UNKNOWN | 4KV | LOW 2 | UNKNOWN | MB | UNKNOWN | UNKNOWN |  |  | SYSTEM | 2017-09-26 | krumwimg |  | CONSOLIDATED | VISTA | DESERT | 2183160 |  | 2219872 | A | N | Y |  | -1 | I | 1950-01-01 |  | D |  | 46954220 | 46997465 |  |  |  | :15530 | 15530:15530 | main_exi_3_route_oh | CIRCUIT_BREAKER |  |  |  |  | -1.82 | 3 |  | 504449 |  | [MDSYS.SDO_GEOMETRY]
60911464 | 46971221 | EXISTING | EL CAMINO | 5638 | PALM CANYON | 8214 | D | NO | SCE | THREE | UNKNOWN | 4KV | LOW 6 | UNKNOWN | MB | UNKNOWN | UNKNOWN |  |  | SYSTEM | 2014-05-02 | bessar |  | CONSOLIDATED | DEVERS | DESERT | 2156203 |  | 2216032 | A | N | Y | 226 | -1 | I | 1950-01-01 |  | D |  | 46971225 | 46981143 |  |  |  | :05638 | 05638:05638 | main_exi_3_route_oh | CIRCUIT_BREAKER |  |  |  |  | -1.85 | 2 |  | 504449 |  | [MDSYS.SDO_GEOMETRY]
60911465 | 46981459 | EXISTING | EL CENTRO | 5650 | GARFIELD | 5121 | D | NO | SCE | THREE | UNKNOWN | 4KV | LOW 3 | UNKNOWN | MB | UNKNOWN | UNKNOWN |  |  | SYSTEM | 2014-10-30 | punukos |  | CONSOLIDATED | MESA | METRO EAST | 2156205 |  | 2219022 | S | N | Y | 246 | -1 | I | 1950-01-01 |  | D |  | 46981466 | 46984845 |  |  |  | :05650 | 05650:05650 | main_exi_3_route_oh | CIRCUIT_BREAKER |  |  |  |  | -1.77 | 3 |  | 504449 |  | [MDSYS.SDO_GEOMETRY]
60911466 | 47012740 | EXISTING | ELDER | 5672 | RIALTO | 8225 | D | NO | SCE | THREE | UNKNOWN | 12KV | LOW 4 | UNKNOWN | MB | UNKNOWN | UNKNOWN |  |  | SYSTEM | 2014-04-27 | punukos |  | CONSOLIDATED | VISTA | DESERT | 2156207 |  | 2218372 |  |  |  |  | -1 | I | 1969-12-01 |  | D |  | 47012750 | 47064161 |  |  |  | :05672 | 05672:05672 | main_exi_3_route_oh | CIRCUIT_BREAKER |  |  |  |  | -1.81 | 1 |  | 504449 |  | [MDSYS.SDO_GEOMETRY]
60911467 | 47024467 | EXISTING | RURAL | 15560 | GARVEY | 5122 | D | NO | SCE | THREE | UNKNOWN | 4KV | LOW 3 | UNKNOWN | MB | UNKNOWN | UNKNOWN |  |  | SYSTEM | 2014-12-10 | simhadk |  | CONSOLIDATED | MESA | METRO EAST | 2190736 | 2 | 2219024 | A | N | Y | 232 | -1 | I | 1950-01-01 |  | D |  | 47024477 | 47067932;47067933 |  |  |  | :15560 | 15560:15560 | main_exi_3_route_oh | CIRCUIT_BREAKER |  |  |  |  | -1.77 | 3 |  | 504449 |  | [MDSYS.SDO_GEOMETRY]
60911468 | 47034485 | EXISTING | COASTAL | 3722 | CROWN | 5818 | D | NO | SCE | THREE | UNKNOWN | 12KV | LOW 3 | UNKNOWN | MB | UNKNOWN | UNKNOWN |  |  | SYSTEM | 2014-11-10 | merugusn |  | CONSOLIDATED | ELLIS | ORANGE | 2139085 | 2 | 2217826 | S | Y | N |  | -1 | I | 1985-12-01 |  | D |  | 47034492 | 47186086;47186087 |  |  |  | :03722 | 03722:03722 | main_exi_3_route_oh | CIRCUIT_BREAKER |  |  |  |  | -1.78 | 3 |  | 504449 |  | [MDSYS.SDO_GEOMETRY]
60911469 | 47046519 | EXISTING | SHOUP | 16401 | LAWNDALE | 5238 | D | NO | SCE | THREE | UNKNOWN | 4KV | LOW 4 | UNKNOWN | MB | UNKNOWN | UNKNOWN |  |  | SYSTEM | 2015-04-03 | amathis |  | CONSOLIDATED | EL NIDO | METRO WEST | 2190816 |  | 2219292 | A | Y | N |  | -1 | I | 1950-01-01 |  | D |  | 47046529 | 47075987;47075988 |  |  |  | :16401 | 16401:16401 | main_exi_3_route_oh | CIRCUIT_BREAKER |  |  |  |  | -1.76 | 3 |  | 504449 |  | [MDSYS.SDO_GEOMETRY]
60911470 | 47060765 | EXISTING | PIEDRA | 14074 | NEWCOMB | 8342 | D | NO | SCE | THREE | UNKNOWN | 12KV | LOW 11 | UNKNOWN | MB | UNKNOWN | UNKNOWN |  |  | SYSTEM | 2014-07-17 | bodduvh |  | CONSOLIDATED | VALLEY | SAN JACINTO | 2184644 | 2 | 2218460 | A | N | N |  | -1 | I | 2000-06-01 |  | D |  | 47060772 | 47277632;47277633 |  |  |  | :14074 | 14074:14074 | main_exi_3_route_oh | CIRCUIT_BREAKER |  |  |  |  | -1.81 | 3 |  | 504449 |  | [MDSYS.SDO_GEOMETRY]
60911471 | 47065920 | EXISTING | ELEANOR | 5677 | LARK ELLEN | 5192 | D | NO | SCE | THREE | UNKNOWN | 12KV | LOW 1 | UNKNOWN | MB | UNKNOWN | UNKNOWN |  |  | SYSTEM | 2016-05-09 | krumwimg |  | CONSOLIDATED | MESA | METRO EAST | 2148300 |  | 2219172 | A | N | Y | 215 | -1 | I | 1963-06-01 |  | D |  | 47065930 | 47123348 |  |  |  | :05677 | 05677:05677 | main_exi_3_route_oh | CIRCUIT_BREAKER |  |  |  |  | -1.78 | 3 |  | 504449 |  | [MDSYS.SDO_GEOMETRY]
60910807 | 41117164 | EXISTING | COGSWELL | 3750 | AMADOR | 5161 | D | NO | SCE | THREE | UNKNOWN | 4KV | LOW 8 | UNKNOWN | MB | UNKNOWN | UNKNOWN |  |  | SYSTEM | 2014-10-28 | manthak |  | CONSOLIDATED | MESA | METRO EAST | 2140675 | 1 | 2214462 | A | N | Y | 240 | -1 | I | 1950-01-01 |  | D |  | 41117171 | 41143060 |  |  |  | :03750 | 03750:03750 | main_exi_3_route_oh | CIRCUIT_BREAKER |  |  |  |  | -1.78 | 3 |  | 504449 |  | [MDSYS.SDO_GEOMETRY]
60910813 | 41144615 | EXISTING | COLA | 3760 | ARRO | 5602 | D | NO | SCE | THREE | UNKNOWN | 4KV | LOW 6 | UNKNOWN | MB | UNKNOWN | UNKNOWN |  |  | SYSTEM | 2014-04-08 | manthak |  | ARRO SUB | VISTA | DESERT | 2140850 | 2 | 2219768 | A | N | N |  | -1 | I | 1950-01-01 |  | D |  | 41144625 | 41170628;41170629 |  |  |  | :03760 | 03760:03760 | main_exi_3_route_oh | CIRCUIT_BREAKER |  |  |  |  | -1.81 | 3 |  | 504449 |  | [MDSYS.SDO_GEOMETRY]
60910814 | 41180514 | EXISTING | COLBURN | 3763 | UPLAND | 5635 | D | NO | SCE | THREE | UNKNOWN | 4KV | LOW 15 | UNKNOWN | MB | UNKNOWN | UNKNOWN |  |  | SYSTEM | 2014-05-24 | gallog |  | CONSOLIDATED | MIRA LOMA | METRO EAST | 2147418 | 1 | 2215168 | S | N | Y | 123 | -1 | I | 1964-08-01 |  | D |  | 41180524 | 41213101 |  |  |  | :03763 | 03763:03763 | main_exi_3_route_oh | CIRCUIT_BREAKER |  |  |  |  | -1.79 | 3 |  | 504449 |  | [MDSYS.SDO_GEOMETRY]
60910815 | 41185101 | EXISTING | TURNER | 18320 | TULARE | 5328 | D | NO | SCE | THREE | UNKNOWN | 12KV | LOW 1 | UNKNOWN | MB | UNKNOWN | UNKNOWN |  |  | SYSTEM | 2014-05-12 | bessar |  | CONSOLIDATED | SAN JOAQUIN | SAN JOAQUIN | 2190614 |  | 2212542 | A | N | Y | 215 | -1 | I | 1950-01-01 |  | D |  | 41185111 | 41271373 |  |  |  | :18320 | 18320:18320 | main_exi_3_route_oh | CIRCUIT_BREAKER |  |  |  |  | -1.79 | 2 |  | 504449 |  | [MDSYS.SDO_GEOMETRY]
60910816 | 41191689 | EXISTING | CAROB | 2926 | PARKWOOD | 5816 | D | NO | SCE | THREE | UNKNOWN | 12KV | LOW 6 | UNKNOWN | MB | UNKNOWN | UNKNOWN |  |  | SYSTEM | 2014-09-16 | punukos |  | CONSOLIDATED | VILLA PARK | ORANGE | 2136395 |  | 2215504 | A | Y | N |  | -1 | I | 1982-03-01 |  | D |  | 41191696 | 41259589;147799376 |  |  |  | :02926 | 02926:02926 | main_exi_3_route_oh | CIRCUIT_BREAKER |  |  |  |  | 0.39 | 2 |  | 504449 |  | [MDSYS.SDO_GEOMETRY]
60910817 | 41197556 | EXISTING | ELKPORT | 5740 | LUCAS | 5771 | D | NO | SCE | THREE | UNKNOWN | 12KV | LOW 4 | UNKNOWN | MB | UNKNOWN | UNKNOWN |  |  | SYSTEM | 2015-04-29 | amathis |  | CONSOLIDATED | LIGHTHIPE | METRO WEST | 2156360 |  | 2220062 | S | Y | N |  | -1 | I | 1950-01-01 |  | D |  | 41197563 | 41329362 |  |  |  | :05740 | 05740:05740 | main_exi_3_route_oh | CIRCUIT_BREAKER |  |  |  |  | -1.77 | 3 |  | 504449 |  | [MDSYS.SDO_GEOMETRY]
60910818 | 41213360 | EXISTING | COLE | 3780 | MICHILLINDA | 5133 | D | NO | SCE | THREE | UNKNOWN | 4KV | LOW 4 | UNKNOWN | MB | UNKNOWN | UNKNOWN |  |  | SYSTEM | 2014-10-27 | manthak |  | CONSOLIDATED | MESA | METRO EAST | 2147570 | 2 | 2216732 | A | N | Y | 234 | -1 | I | 1950-01-01 |  | D |  | 41213370 | 41234718 |  |  |  | :03780 | 03780:03780 | main_exi_3_route_oh | CIRCUIT_BREAKER |  |  |  |  | -1.78 | 3 |  | 504449 |  | [MDSYS.SDO_GEOMETRY]
60910824 | 41218213 | EXISTING | PRICE | 14404 | CORONA | 8279 | D | NO | SCE | THREE | UNKNOWN | 12KV | LOW 11 | UNKNOWN | MB | UNKNOWN | UNKNOWN |  |  | SYSTEM | 2014-06-25 | aminencn |  | CONSOLIDATED | MIRA LOMA | METRO EAST | 2181895 | 6 | 2220750 |  | N | N |  | -1 | I | 1990-05-09 |  | D |  | 41218220 | 41335312;41335313 |  |  |  | :14404 | 14404:14404 | main_exi_3_route_oh | CIRCUIT_BREAKER |  |  |  |  | -1.8 | 2 |  | 504449 |  | [MDSYS.SDO_GEOMETRY]
60910825 | 41253140 | EXISTING | COLLEEN | 3797 | RANDALL | 5601 | D | NO | SCE | THREE | UNKNOWN | 12KV | LOW 4 | UNKNOWN | MB | UNKNOWN | UNKNOWN |  |  | SYSTEM | 2014-04-28 | bessar |  | CONSOLIDATED | VISTA | DESERT | 2141393 |  | 2215076 | A | N | N |  | -1 | I | 1993-05-05 |  | D |  | 41253147 | 41302557 |  |  |  | :03797 | 03797:03797 | main_exi_3_route_oh | CIRCUIT_BREAKER |  |  |  |  | -1.8 | 3 |  | 504449 |  | [MDSYS.SDO_GEOMETRY]
60910826 | 41259737 | EXISTING | CARBINE | 2927 | BUNKER | 8014 | D | NO | SCE | THREE | UNKNOWN | 12KV | LOW 2 | UNKNOWN | MB | UNKNOWN | UNKNOWN |  |  | SYSTEM | 2014-08-28 | kallurr |  | CONSOLIDATED | VALLEY | SAN JACINTO | 2154256 |  | 2213458 | A | N | N |  | -1 | I | 1992-06-03 |  | D |  | 41259747 | 41312018;41312019 |  |  |  | :02927 | 02927:02927 | main_exi_3_route_oh | CIRCUIT_BREAKER |  |  |  |  | -1.81 | 3 |  | 504449 |  | [MDSYS.SDO_GEOMETRY]
60910827 | 41273480 | EXISTING | TURNPIKE | 18330 | SANTA BARBARA | 5531 | D | NO | SCE | THREE | UNKNOWN | 16KV | LOW 7 | UNKNOWN | MB | UNKNOWN | UNKNOWN |  |  | SYSTEM | 2013-11-01 | bodduvh |  | CONSOLIDATED | GOLETA | NORTH COAST | 2190615 |  | 2212706 | S | Y | N |  | -1 | I | 1950-01-01 |  | D |  | 41273490 | 41456796;41456797 |  |  |  | :18330 | 18330:18330 | main_exi_3_route_oh | CIRCUIT_BREAKER |  |  |  |  | -1.72 | 3 |  | 504449 |  | [MDSYS.SDO_GEOMETRY]
60910828 | 41293197 | EXISTING | LOWRY | 10760 | OAK GROVE | 5337 | D | NO | SCE | THREE | UNKNOWN | 12KV | LOW 2 | UNKNOWN | MB | UNKNOWN | UNKNOWN |  |  | SYSTEM | 2014-04-02 | bodduvh |  | CONSOLIDATED | SAN JOAQUIN | SAN JOAQUIN | 2170244 | 1 | 2217124 | A | Y | N |  | -1 | I | 1974-04-01 |  | D |  | 41293207 | 41378682;41378683 |  |  |  | :10760 | 10760:10760 | main_exi_3_route_oh | CIRCUIT_BREAKER |  |  |  |  | -1.79 | 3 |  | 504449 |  | [MDSYS.SDO_GEOMETRY]
60910829 | 41304394 | EXISTING | NUTMEG | 12919 | TENAJA | 8270 | D | NO | SCE | THREE | UNKNOWN | 12KV | LOW 8 | UNKNOWN | MB | UNKNOWN | UNKNOWN |  |  | SYSTEM | 2014-07-17 | aminencn |  | CONSOLIDATED | VALLEY | SAN JACINTO | 2178594 |  | 2273862 | A | N | N |  | -1 | I | 1981-10-01 |  | D |  | 41304401 | 41410051;41410052 |  |  |  | :12919 | 12919:12919 | main_exi_3_route_oh | CIRCUIT_BREAKER |  |  |  |  | -1.81 | 2 |  | 504449 |  | [MDSYS.SDO_GEOMETRY]
60910830 | 41317699 | EXISTING | COLLEGE PARK | 3800 | UPLAND | 5635 | D | NO | SCE | THREE | UNKNOWN | 4KV | LOW 16 | UNKNOWN | MB | UNKNOWN | UNKNOWN |  |  | SYSTEM | 2014-05-26 | bessar |  | CONSOLIDATED | MIRA LOMA | METRO EAST | 2158967 | 1 | 2215168 | S | N | Y | 123 | -1 | I | 1950-01-01 |  | D |  | 41317709 | 41339090 |  |  |  | :03800 | 03800:03800 | main_exi_3_route_oh | CIRCUIT_BREAKER |  |  |  |  | -1.79 | 3 |  | 504449 |  | [MDSYS.SDO_GEOMETRY]
60911156 | 44183228 | EXISTING | DEANNA | 4725 | LARK ELLEN | 5192 | D | NO | SCE | THREE | UNKNOWN | 12KV | LOW 3 | UNKNOWN | MB | UNKNOWN | UNKNOWN |  |  | SYSTEM | 2014-07-28 | yallasv |  | CONSOLIDATED | MESA | METRO EAST | 2150115 |  | 2219172 | A | N | Y | 215 | -1 | I | 1963-06-01 |  | D |  | 44183235 | 44232509 |  |  |  | :04725 | 04725:04725 | main_exi_3_route_oh | CIRCUIT_BREAKER |  |  |  |  | -1.78 | 3 |  | 504449 |  | [MDSYS.SDO_GEOMETRY]
60911157 | 44192922 | EXISTING | MINERAL | 11920 | VISALIA | 5331 | D | NO | SCE | THREE | UNKNOWN | 12KV | LOW 6 | UNKNOWN | MB | UNKNOWN | UNKNOWN |  |  | SYSTEM | 2014-04-04 | bessar |  | CONSOLIDATED | SAN JOAQUIN | SAN JOAQUIN | 2172608 |  | 2212548 | S | N | Y | 101 | -1 | I | 1950-01-01 |  | D |  | 44192932 | 44260055 |  |  |  | :11920 | 11920:11920 | main_exi_3_route_oh | CIRCUIT_BREAKER |  |  |  |  | -1.79 | 2.5 |  | 504449 |  | [MDSYS.SDO_GEOMETRY]
60911159 | 44218621 | EXISTING | PAJARO | 13563 | ONEILL | 8810 | D | NO | SCE | THREE | UNKNOWN | 12KV | LOW 4 | UNKNOWN | MB | UNKNOWN | UNKNOWN |  |  | SYSTEM | 2014-09-23 | rajendrs |  | CONSOLIDATED | ELLIS | ORANGE | 2179007 |  | 2216200 | A | N | N |  | -1 | I | 1993-06-29 |  | D |  | 44218631 | 44340181;44340182 |  |  |  | :13563 | 13563:13563 | main_exi_3_route_oh | CIRCUIT_BREAKER |  |  |  |  | -1.79 | 3 |  | 504449 |  | [MDSYS.SDO_GEOMETRY]
60911160 | 44233975 | EXISTING | DEARBORN | 4727 | REDLANDS | 5629 | D | NO | SCE | THREE | UNKNOWN | 12KV | LOW 8 | UNKNOWN | MB | UNKNOWN | UNKNOWN |  |  | SYSTEM | 2014-04-01 | bessar |  | CONSOLIDATED | VISTA | DESERT | 2150116 |  | 2215146 | S | N | Y | 115 | -1 | I | 1969-04-01 |  | D |  | 44233985 | 44311517 |  |  |  | :04727 | 04727:04727 | main_exi_3_route_oh | CIRCUIT_BREAKER |  |  |  |  | -1.82 | 3 |  | 504449 |  | [MDSYS.SDO_GEOMETRY]
60911161 | 44261355 | EXISTING | MINGO | 11931 | SAVAGE | 8020 | D | NO | SCE | THREE | UNKNOWN | 12KV | LOW 10 | UNKNOWN | MB | UNKNOWN | UNKNOWN |  |  | SYSTEM | 2014-04-02 | manthak |  | CONSOLIDATED | LUGO | DESERT | 2172769 | 1 | 2220412 | A | N | N |  | -1 | I | 1990-05-01 |  | D |  | 44261365 | 44380060;44380061 |  |  |  | :11931 | 11931:11931 | main_exi_3_route_oh | CIRCUIT_BREAKER |  |  |  |  | -1.81 | 2 |  | 504449 |  | [MDSYS.SDO_GEOMETRY]
60911162 | 44276197 | EXISTING | FACTOR | 6175 | YUKON | 5241 | D | NO | SCE | THREE | UNKNOWN | 16KV | LOW 2 | UNKNOWN | MB | UNKNOWN | UNKNOWN |  |  | SYSTEM | 2018-01-10 | maxwelbw |  | CONSOLIDATED | EL NIDO | METRO WEST | 2151488 | 3 | 2212348 | A | N | Y | 205 | -1 | I | 1960-11-01 |  | D |  | 44276207 | 44278386 |  |  |  | :06175 | 06175:06175 | main_exi_3_route_oh | CIRCUIT_BREAKER |  |  |  |  | -1.76 | 3 |  | 504449 |  | [MDSYS.SDO_GEOMETRY]
60911163 | 44278588 | EXISTING | FACULTY | 6180 | LUCAS | 5771 | D | NO | SCE | THREE | UNKNOWN | 4KV | LOW 14 | UNKNOWN | MB | UNKNOWN | UNKNOWN |  |  | SYSTEM | 2014-12-09 | merugusn |  | CONSOLIDATED | LIGHTHIPE | METRO WEST | 2171290 | 2 | 2213164 | S | N | Y | 119 | -1 | I | 1950-01-01 |  | D |  | 44278598 | 44425775;44425776 |  |  |  | :06180 | 06180:06180 | main_exi_3_route_oh | CIRCUIT_BREAKER |  |  |  |  | -1.77 | 3 |  | 504449 |  | [MDSYS.SDO_GEOMETRY]
60911164 | 44321330 | EXISTING | REED | 14826 | MENTONE | 8082 | D | NO | SCE | THREE | UNKNOWN | 12KV | LOW 2 | UNKNOWN | MB | UNKNOWN | UNKNOWN |  |  | SYSTEM | 2014-05-05 | attadas |  | CONSOLIDATED | VISTA | DESERT | 2186144 |  | 2215884 | A | N | Y | 213 | -1 | I | 1988-06-01 |  | D |  | 44321337 | 44420258 |  |  |  | :14826 | 14826:14826 | main_exi_3_route_oh | CIRCUIT_BREAKER |  |  |  |  | -1.82 | 3 |  | 504449 |  | [MDSYS.SDO_GEOMETRY]
60911165 | 44323284 | EXISTING | DEACANO | 4736 | SOQUEL | 5686 | D | NO | SCE | THREE | UNKNOWN | 12KV | LOW 3 | UNKNOWN | MB | UNKNOWN | UNKNOWN |  |  | SYSTEM | 2017-09-19 | krumwimg |  | CONSOLIDATED | MIRA LOMA | METRO EAST | 2147938 |  | 2215254 |  | N | N |  | -1 | I | 1990-05-17 |  | D |  | 44323291 | 44372340 |  |  |  | :04736 | 04736:04736 | main_exi_3_route_oh | CIRCUIT_BREAKER |  |  |  |  | -1.79 | 3 |  | 504449 |  | [MDSYS.SDO_GEOMETRY]
60911166 | 44335600 | EXISTING | CHEERLEADER | 3389 | STADLER | 8005 | D | NO | SCE | THREE | UNKNOWN | 12KV | LOW 10 | UNKNOWN | MB | UNKNOWN | UNKNOWN |  |  | SYSTEM | 2014-07-10 | attadas |  | CONSOLIDATED | VALLEY | SAN JACINTO | 2147232 | 2 | 2215704 | A | N | N |  | -1 | I | 1997-05-21 |  | D |  | 44335607 | 44412518;44412519 |  |  |  | :03389 | 03389:03389 | main_exi_3_route_oh | CIRCUIT_BREAKER |  |  |  |  | -1.81 | 2 |  | 504449 |  | [MDSYS.SDO_GEOMETRY]
60911167 | 44340966 | EXISTING | PANAMA | 13605 | ELY | 5819 | D | NO | SCE | THREE | UNKNOWN | 12KV | LOW 2 | UNKNOWN | MB | UNKNOWN | UNKNOWN |  |  | SYSTEM | 2014-10-24 | simhadk |  | CONSOLIDATED | VILLA PARK | ORANGE | 2189849 | 1 | 2213258 | A | N | Y | 245 | -1 | I | 1961-11-01 |  | D |  | 44340973 | 44416891;44416892 |  |  |  | :13605 | 13605:13605 | main_exi_3_route_oh | CIRCUIT_BREAKER |  |  |  |  | -1.78 | 2 |  | 504449 |  | [MDSYS.SDO_GEOMETRY]
60911168 | 44362524 | EXISTING | WEISS | 19136 | BRYMAN | 8117 | D | NO | SCE | THREE | UNKNOWN | 4KV | LOW 2 | UNKNOWN | MB | UNKNOWN | UNKNOWN |  |  | SYSTEM | 2014-01-29 | attadas |  | CONSOLIDATED | LUGO | DESERT | 2190686 |  | 2215940 | A | N | Y |  | -1 | I | 1950-01-01 |  | D |  | 44362531 | 44399713;44399714 |  |  |  | :19136 | 19136:19136 | main_exi_3_route_oh | CIRCUIT_BREAKER |  |  |  |  | -1.81 | 4 |  | 504449 |  | [MDSYS.SDO_GEOMETRY]
60911174 | 44382750 | EXISTING | MINT CANYON | 11940 | SAUGUS | 5051 | D | NO | SCE | THREE | UNKNOWN | 16KV | LOW 20 | UNKNOWN | MB | UNKNOWN | UNKNOWN |  |  | SYSTEM | 2013-12-13 | kallurr |  | CONSOLIDATED | SAUGUS | NORTH COAST | 2180617 | 5 | 2211724 | A | N | Y | 241 | -1 | I | 2024-07-01 |  | D |  | 44382760 | 44525012;44525013 |  |  |  | :11940 | 11940:11940 | main_exi_3_route_oh | CIRCUIT_BREAKER |  |  |  |  | -1.76 | 3 |  | 504449 |  | [MDSYS.SDO_GEOMETRY]
60910465 | 38179097 | EXISTING | RUTHELLEN | 15602 | BRIGHTON | 5226 | D | NO | SCE | THREE | UNKNOWN | 16KV | LOW 6 | UNKNOWN | MB | UNKNOWN | UNKNOWN |  |  | SYSTEM | 2017-10-06 | maxwelbw |  | CONSOLIDATED | EL NIDO | METRO WEST | 2183445 |  | 2219264 | A | N | Y | 237 | -1 | I | 1965-10-01 |  | D |  | 38179107 | 38290554 |  |  |  | :15602 | 15602:15602 | main_exi_3_route_oh | CIRCUIT_BREAKER |  |  |  |  | -1.76 | 3 |  | 504449 |  | [MDSYS.SDO_GEOMETRY]
60910469 | 38185431 | EXISTING | PIPER | 14157 | SANTA ROSA | 8036 | D | NO | SCE | THREE | UNKNOWN | 12KV | LOW 14 | UNKNOWN | MB | UNKNOWN | UNKNOWN |  |  | SYSTEM | 2017-10-13 | murilljl |  | CONSOLIDATED | DEVERS | DESERT | 2184710 | 6 | 2218128 | S | N | Y | 109 | -1 | I | 1966-05-01 |  | D |  | 38185438 | 38338829 |  |  |  | :14157 | 14157:14157 | main_exi_3_route_oh | CIRCUIT_BREAKER |  |  |  |  | -1.85 | 3 |  | 504449 |  | [MDSYS.SDO_GEOMETRY]
60910473 | 38203465 | EXISTING | BULLOCKS | 2420 | SULLIVAN | 5862 | D | NO | SCE | THREE | UNKNOWN | 12KV | LOW 1 | UNKNOWN | MB | UNKNOWN | UNKNOWN |  |  | SYSTEM | 2014-10-30 | aminencn |  | CONSOLIDATED | ELLIS | ORANGE | 2138078 | 4 | 2213338 | S | N | Y | 101 | -1 | I | 1950-01-01 |  | D |  | 38203472 | 38353637;38353638 |  |  |  | :02420 | 02420:02420 | main_exi_3_route_oh | CIRCUIT_BREAKER |  |  |  |  | 0.39 | 2 |  | 504449 |  | [MDSYS.SDO_GEOMETRY]
60910474 | 38220025 | EXISTING | TOGA | 17919 | HASKELL | 5594 | D | NO | SCE | THREE | UNKNOWN | 16KV | LOW 1 | UNKNOWN | MB | UNKNOWN | UNKNOWN |  |  | SYSTEM | 2013-12-17 | manthak |  | CONSOLIDATED | SAUGUS | NORTH COAST | 2190970 |  | 2217404 | A | N | Y | 218 | -1 | I | 1980-06-01 |  | D |  | 38220035 | 38388804;38388805 |  | 38334322 |  | :17919 | 17919:17919 | main_exi_3_route_oh | CIRCUIT_BREAKER |  |  |  |  | -1.76 | 3 |  | 504449 |  | [MDSYS.SDO_GEOMETRY]
60910480 | 38228924 | EXISTING | CAPITOL | 2910 | NEWMARK | 5136 | D | NO | SCE | THREE | UNKNOWN | 4KV | LOW 9 | UNKNOWN | MB | UNKNOWN | UNKNOWN |  |  | SYSTEM | 2014-10-28 | bodduvh |  | CONSOLIDATED | MESA | METRO EAST | 2136390 | 3 | 2212100 | S | N | Y | 132 | -1 | I | 1950-01-01 |  | D |  | 38228934 | 38268579 |  |  |  | :02910 | 02910:02910 | main_exi_3_route_oh | CIRCUIT_BREAKER |  |  |  |  | -1.77 | 3 |  | 504449 |  | [MDSYS.SDO_GEOMETRY]
60910481 | 38270032 | EXISTING | CRAB | 2918 | ARROWHEAD | 8094 | D | NO | SCE | THREE | UNKNOWN | 33KV | LOW 3 | UNKNOWN | MB | UNKNOWN | UNKNOWN |  |  | SYSTEM | 2014-03-14 | murilljl |  | CONSOLIDATED | VISTA | RURALS | 2136394 |  | 2215906 | A | N | N |  | -1 | I | 1973-02-01 |  | D |  | 38270042 | 38271322;38271323 |  |  |  | :02918 | 02918:02918 | main_exi_3_route_oh | CIRCUIT_BREAKER |  |  |  |  | -1.81 | 3 |  | 504449 |  | [MDSYS.SDO_GEOMETRY]
60910482 | 38293690 | EXISTING | RYAN | 15603 | LENNOX | 5213 | D | NO | SCE | THREE | UNKNOWN | 16KV | LOW 1 | UNKNOWN | MB | UNKNOWN | UNKNOWN |  |  | SYSTEM | 2017-11-02 | maxwelbw |  | CONSOLIDATED | EL NIDO | METRO WEST | 2187542 |  | 2216886 | A | N | Y | 208 | -1 | I | 1966-12-01 |  | D |  | 38293700 | 38442357 |  |  |  | :15603 | 15603:15603 | main_exi_3_route_oh | CIRCUIT_BREAKER |  |  |  |  | -1.76 | 2 |  | 504449 |  | [MDSYS.SDO_GEOMETRY]
60910483 | 38296721 | EXISTING | CAREY | 2937 | MT. VERNON | 5641 | D | NO | SCE | THREE | UNKNOWN | 4KV | LOW 4 | UNKNOWN | MB | UNKNOWN | UNKNOWN |  |  | SYSTEM | 2014-04-01 | bodduvh |  | CONSOLIDATED | VISTA | DESERT | 2136396 | 1 | 2212948 | A | N | Y |  | -1 | I | 1967-09-01 |  | D |  | 38296731 | 38318418;38318419 |  |  |  | :02937 | 02937:02937 | main_exi_3_route_oh | CIRCUIT_BREAKER |  |  |  |  | -1.81 | 3 |  | 504449 |  | [MDSYS.SDO_GEOMETRY]
60910484 | 38298497 | EXISTING | KUEHNER | 9877 | SANTA SUSANA | 5532 | D | NO | SCE | THREE | UNKNOWN | 16KV | LOW 1 | UNKNOWN | MB | UNKNOWN | UNKNOWN |  |  | SYSTEM | 2013-12-28 | ramuj |  | CONSOLIDATED | SAUGUS | NORTH COAST | 2181562 | 2 | 2214960 | A | N | Y | 238 | -1 | I | 1984-06-01 |  | D |  | 38298507 | 38488263 |  |  |  | :09877 | 09877:09877 | main_exi_3_route_oh | CIRCUIT_BREAKER |  |  |  |  | -1.75 | 3 |  | 504449 |  | [MDSYS.SDO_GEOMETRY]
60910485 | 38319512 | EXISTING | CARLET | 2973 | SAN DIMAS | 5633 | D | NO | SCE | THREE | UNKNOWN | 12KV | LOW 4 | UNKNOWN | MB | UNKNOWN | UNKNOWN |  |  | SYSTEM | 2014-05-27 | simhadk |  | CONSOLIDATED | MIRA LOMA | METRO EAST | 2139824 | 2 | 2212932 | S | Y | Y | 116 | -1 | I | 1980-07-01 |  | D |  | 38319522 | 38433690 |  |  |  | :02973 | 02973:02973 | main_exi_3_route_oh | CIRCUIT_BREAKER |  |  |  |  | -1.79 | 3 |  | 504449 |  | [MDSYS.SDO_GEOMETRY]
60910486 | 38340913 | EXISTING | PIT | 14159 | RIO HONDO | 5013 | D | NO | SCE | THREE | UNKNOWN | 16KV | LOW 15 | UNKNOWN | MB | UNKNOWN | UNKNOWN |  |  | SYSTEM | 2014-11-14 | merugusn |  | CONSOLIDATED | MESA | METRO EAST | 2190402 |  | 2213964 | A | Y | N |  | -1 | I | 1968-06-01 |  | D |  | 38340923 | 38371425 |  |  |  | :14159 | 14159:14159 | main_exi_3_route_oh | CIRCUIT_BREAKER |  |  |  |  | -1.78 | 3 |  | 504449 |  | [MDSYS.SDO_GEOMETRY]
60910487 | 38363436 | EXISTING | DONALD | 5205 | STEWART | 5852 | D | NO | SCE | THREE | UNKNOWN | 12KV | LOW 5 | UNKNOWN | MB | UNKNOWN | UNKNOWN |  |  | SYSTEM | 2017-11-29 | maxwelbw |  | CONSOLIDATED | LIGHTHIPE | METRO WEST | 2154619 |  | 2217904 | A | N | N |  | -1 | I | 1963-10-01 |  | D |  | 38363446 | 38504459 |  |  |  | :05205 | 05205:05205 | main_exi_3_route_oh | CIRCUIT_BREAKER |  |  |  |  | -1.77 | 3 |  | 504449 |  | [MDSYS.SDO_GEOMETRY]
60910494 | 38371534 | EXISTING | PISTOLA | 14164 | CONCHO | 8017 | D | NO | SCE | THREE | UNKNOWN | 12KV | LOW 1 | UNKNOWN | MB | UNKNOWN | UNKNOWN |  |  | SYSTEM | 2014-05-07 | aminencn |  | CONSOLIDATED | DEVERS | DESERT | 2190403 |  | 2215730 | A | N | N |  | -1 | I | 1994-05-26 |  | D |  | 38371541 | 38568902;38568903 |  |  |  | :14164 | 14164:14164 | main_exi_3_route_oh | CIRCUIT_BREAKER |  |  |  |  | -1.86 | 3 |  | 504449 |  | [MDSYS.SDO_GEOMETRY]
60910495 | 38390126 | EXISTING | TOLLHOUSE | 17956 | TOLLHOUSE P.T. | 7828 | A | NO | SCE | THREE | UNKNOWN | 4KV | LOW 1 | UNKNOWN | MB | UNKNOWN | UNKNOWN |  |  | SYSTEM | 2014-02-05 | kallurr |  | CONSOLIDATED | SAN JOAQUIN | RURALS | 2187118 |  | 2126182 | A | N | N |  | -1 | I | 1981-11-01 |  | D |  | 38390136 | 38390764 |  | 38390577 |  | :17956 | 17956:17956 | main_exi_3_route_oh | CIRCUIT_BREAKER |  |  |  |  | -1.82 | 3 |  | 504449 |  | [MDSYS.SDO_GEOMETRY]
60911472 | 47069155 | EXISTING | RUTHERFORD | 15592 | CUCAMONGA | 5677 | D | NO | SCE | THREE | UNKNOWN | 12KV | LOW 3 | UNKNOWN | MB | UNKNOWN | UNKNOWN |  |  | SYSTEM | 2014-05-28 | bessar |  | CONSOLIDATED | MIRA LOMA | METRO EAST | 2190739 | 3 | 2219902 | A | N | Y | 245 | -1 | I | 1981-08-01 |  | D |  | 47069162 | 47100461 |  |  |  | :15592 | 15592:15592 | main_exi_3_route_oh | CIRCUIT_BREAKER |  |  |  |  | -1.8 | 3 |  | 504449 |  | [MDSYS.SDO_GEOMETRY]
60911473 | 47078251 | EXISTING | SIGMA | 16430 | CARSON | 5711 | D | NO | SCE | THREE | UNKNOWN | 16KV | LOW 6 | UNKNOWN | MB | UNKNOWN | UNKNOWN |  |  | SYSTEM | 2015-01-14 | kallurr |  | CONSOLIDATED | LIGHTHIPE | METRO WEST | 2183883 | 4 | 2217602 | S | Y | N |  | -1 | I | 1950-01-01 |  | D |  | 47078261 | 47141813 |  |  |  | :16430 | 16430:16430 | main_exi_3_route_oh | CIRCUIT_BREAKER |  |  |  |  | -1.76 | 3 |  | 504449 |  | [MDSYS.SDO_GEOMETRY]
60911474 | 47083148 | EXISTING | ZENDA | 19820 | LORAINE | 5318 | D | NO | SCE | THREE | UNKNOWN | 12KV | LOW 1 | UNKNOWN | MB | UNKNOWN | UNKNOWN |  |  | SYSTEM | 2014-01-30 | bodduvh |  | CONSOLIDATED | VINCENT | RURALS | 2190718 |  | 2217086 | A | N | N |  | -1 | I | 1950-01-01 |  | D |  | 47083158 | 47169911;47169912 |  |  |  | :19820 | 19820:19820 | main_exi_3_route_oh | CIRCUIT_BREAKER |  |  |  |  | -1.78 | 4 |  | 504449 |  | [MDSYS.SDO_GEOMETRY]
60911475 | 47124562 | EXISTING | ELGIN | 5700 | GRANADA | 5126 | D | NO | SCE | THREE | UNKNOWN | 4KV | LOW 5 | UNKNOWN | MB | UNKNOWN | UNKNOWN |  |  | SYSTEM | 2014-10-31 | merugusn |  | CONSOLIDATED | MESA | METRO EAST | 2148302 |  | 2216720 | A | N | Y | 214 | -1 | I | 1950-01-01 |  | D |  | 47124572 | 47145853 |  |  |  | :05700 | 05700:05700 | main_exi_3_route_oh | CIRCUIT_BREAKER |  |  |  |  | -1.77 | 3 |  | 504449 |  | [MDSYS.SDO_GEOMETRY]
60911476 | 47131349 | EXISTING | RUTTMAN | 15597 | CUCAMONGA | 5677 | D | NO | SCE | THREE | UNKNOWN | 12KV | LOW 2 | UNKNOWN | MB | UNKNOWN | UNKNOWN |  |  | SYSTEM | 2017-09-29 | lantzmk |  | CONSOLIDATED | MIRA LOMA | METRO EAST | 2190741 | 1 | 2219902 | A | Y | N |  | -1 | I | 1969-06-01 |  | D |  | 47131356 | 47225817 |  |  |  | :15597 | 15597:15597 | main_exi_3_route_oh | CIRCUIT_BREAKER |  |  |  |  | -1.8 | 3 |  | 504449 |  | [MDSYS.SDO_GEOMETRY]
60911477 | 47143657 | EXISTING | SILICONE | 16438 | CREST | 5264 | D | NO | SCE | THREE | UNKNOWN | 16KV | LOW 3 | UNKNOWN | MB | UNKNOWN | UNKNOWN |  |  | SYSTEM | 2015-06-03 | attadas |  |  | EL NIDO | METRO WEST | 2189114 |  | 2217012 | A | N | Y | 223 | -1 | I | 1960-11-01 |  | D |  | 47143667 | 47389868;47389869 |  |  |  | :16438 | 16438:16438 | main_exi_3_route_oh | CIRCUIT_BREAKER |  |  |  |  | -1.75 | 3 |  | 504449 |  | [MDSYS.SDO_GEOMETRY]
60911478 | 47146058 | EXISTING | ELLIOT | 5710 | ARRO | 5602 | D | NO | SCE | THREE | UNKNOWN | 4KV | LOW 3 | UNKNOWN | MB | UNKNOWN | UNKNOWN |  |  | SYSTEM | 2014-04-03 | bessar |  | ARRO SUB | VISTA | DESERT | 2148303 | 2 | 2219768 | A | N | N |  | -1 | I | 1950-01-01 |  | D |  | 47146065 | 47166550 |  |  |  | :05710 | 05710:05710 | main_exi_3_route_oh | CIRCUIT_BREAKER |  |  |  |  | -1.81 | 2.5 |  | 504449 |  | [MDSYS.SDO_GEOMETRY]
60911481 | 47166776 | EXISTING | ELMER | 5790 | EATON | 5115 | D | NO | SCE | THREE | UNKNOWN | 16KV | LOW 5 | UNKNOWN | MB | UNKNOWN | UNKNOWN |  |  | SYSTEM | 2017-09-27 | krumwimg |  | CONSOLIDATED | MESA | METRO EAST | 2168889 |  | 2214374 | S | N | Y | 114 | -1 | I | 1950-01-01 |  | D |  | 47166786 | 47248967 |  | 47222750 |  | :05790 | 05790:05790 | main_exi_3_route_oh | CIRCUIT_BREAKER |  |  |  |  | -1.78 | 3 |  | 504449 |  | [MDSYS.SDO_GEOMETRY]
60911485 | 47178548 | EXISTING | ZION | 19830 | TERRA BELLA | 5326 | D | NO | SCE | THREE | UNKNOWN | 12KV | LOW 2 | UNKNOWN | MB | UNKNOWN | UNKNOWN |  |  | SYSTEM | 2017-09-07 | eadsrl |  | CONSOLIDATED | SAN JOAQUIN | SAN JOAQUIN | 2190720 |  | 2219476 | A | Y | N |  | -1 | I | 1950-01-01 |  | D |  | 47178555 | 47260986 |  |  |  | :19830 | 19830:19830 | main_exi_3_route_oh | CIRCUIT_BREAKER |  |  |  |  | -1.79 | 4.5 |  | 504449 |  | [MDSYS.SDO_GEOMETRY]
60911486 | 47209547 | EXISTING | COCAMO | 3726 | BRYAN | 5808 | D | NO | SCE | THREE | UNKNOWN | 12KV | LOW 2 | UNKNOWN | MB | UNKNOWN | UNKNOWN |  |  | SYSTEM | 2014-10-07 | attadas |  | CONSOLIDATED | VILLA PARK | ORANGE | 2140673 | 1 | 2215480 | A | N | N |  | -1 | I | 1993-04-23 |  | D |  | 47209554 | 47237072;47237073 |  |  |  | :03726 | 03726:03726 | main_exi_3_route_oh | CIRCUIT_BREAKER |  |  |  |  | 0.38 | 2 |  | 504449 |  | [MDSYS.SDO_GEOMETRY]
60911487 | 47227369 | EXISTING | RYE | 15604 | SIXTEENTH STREET | 8239 | D | NO | SCE | THREE | UNKNOWN | 12KV | LOW 3 | UNKNOWN | MB | UNKNOWN | UNKNOWN |  |  | SYSTEM | 2014-06-05 | delriokm |  | CONSOLIDATED | VISTA | DESERT | 2190743 |  | 2216064 | A | N | Y |  | -1 | I | 1974-06-01 |  | D |  | 47227379 | 47334560;47334561 |  |  |  | :15604 | 15604:15604 | main_exi_3_route_oh | CIRCUIT_BREAKER |  |  |  |  | -1.81 | 3 |  | 504449 |  | [MDSYS.SDO_GEOMETRY]
60911488 | 47238187 | EXISTING | COLFAX | 3781 | LA HABRA | 5832 | D | NO | SCE | THREE | UNKNOWN | 12KV | LOW 3 | UNKNOWN | MB | UNKNOWN | UNKNOWN |  |  | SYSTEM | 2014-08-22 | bessar |  | CONSOLIDATED | VILLA PARK | ORANGE | 2142525 | 2 | 2215550 | S | N | N |  | -1 | I | 1981-03-01 |  | D |  | 47238191 | 47386121;47386122 |  |  |  | :03781 | 03781:03781 | main_exi_3_route_oh | CIRCUIT_BREAKER |  |  |  |  | -1.78 | 2 |  | 504449 |  | [MDSYS.SDO_GEOMETRY]
60911489 | 47258864 | EXISTING | EL MONTE | 5815 | AMADOR | 5161 | D | NO | SCE | THREE | UNKNOWN | 4KV | LOW 11 | UNKNOWN | MB | UNKNOWN | UNKNOWN |  |  | SYSTEM | 2014-11-05 | kallurr |  | CONSOLIDATED | MESA | METRO EAST | 2156365 | 2 | 2214462 | A | N | Y | 240 | -1 | I | 1960-05-01 |  | D |  | 47258874 | 47267320;47267321 |  |  |  | :05815 | 05815:05815 | main_exi_3_route_oh | CIRCUIT_BREAKER |  |  |  |  | -1.78 | 3 |  | 504449 |  | [MDSYS.SDO_GEOMETRY]
60911490 | 47262805 | EXISTING | ZONE | 19850 | MOORPARK | 5056 | D | NO | SCE | THREE | UNKNOWN | 16KV | LOW 19 | UNKNOWN | MB | UNKNOWN | UNKNOWN |  |  | SYSTEM | 2014-02-15 | manthak |  | CONSOLIDATED | MOORPARK | NORTH COAST | 2190722 |  | 2211770 | M | N | Y | 108 | -1 | I | 1969-06-01 |  | D |  | 47262815 | 47539579;47539580 |  |  |  | :19850 | 19850:19850 | main_exi_3_route_oh | CIRCUIT_BREAKER |  |  |  |  | -1.74 | 3 |  | 504449 |  | [MDSYS.SDO_GEOMETRY]
60910831 | 41340324 | EXISTING | COLUMBIA | 3830 | AMADOR | 5161 | D | NO | SCE | THREE | UNKNOWN | 4KV | LOW 15 | UNKNOWN | MB | UNKNOWN | UNKNOWN |  |  | SYSTEM | 2014-10-28 | punukos |  | CONSOLIDATED | MESA | METRO EAST | 2159129 | 2 | 2214462 | A | N | Y | 240 | -1 | I | 1950-01-01 |  | D |  | 41340331 | 41359819;166859008 |  |  |  | :03830 | 03830:03830 | main_exi_3_route_oh | CIRCUIT_BREAKER |  |  |  |  | -1.78 | 3 |  | 504449 |  | [MDSYS.SDO_GEOMETRY]
60910832 | 41349657 | EXISTING | CARISO | 2944 | MORAGA | 8348 | D | NO | SCE | THREE | UNKNOWN | 12KV | LOW 8 | UNKNOWN | MB | UNKNOWN | UNKNOWN |  |  | SYSTEM | 2014-09-18 | punukos |  | CONSOLIDATED | VALLEY | SAN JACINTO | 2136397 |  | 2213880 | A | N | N |  | -1 | I | 1968-08-01 |  | D |  | 41349664 | 41523742;41523743 |  |  |  | :02944 | 02944:02944 | main_exi_3_route_oh | CIRCUIT_BREAKER |  |  |  |  | -1.82 | 3 |  | 504449 |  | [MDSYS.SDO_GEOMETRY]
60910835 | 41355529 | EXISTING | PRIMROSE | 14410 | BRADBURY | 5171 | D | NO | SCE | THREE | UNKNOWN | 16KV | LOW 5 | UNKNOWN | MB | UNKNOWN | UNKNOWN |  |  | SYSTEM | 2014-11-06 | kallurr |  | CONSOLIDATED | MESA | METRO EAST | 2181897 | 2 | 2219128 | A | Y | N |  | -1 | I | 1950-01-01 |  | D |  | 41355536 | 41536756;41536757 |  | 41493529 |  | :14410 | 14410:14410 | main_exi_3_route_oh | CIRCUIT_BREAKER |  |  |  |  | -1.78 | 3 |  | 504449 |  | [MDSYS.SDO_GEOMETRY]
60910840 | 41360138 | EXISTING | COUPLER | 3834 | RAILROAD | 5196 | D | NO | SCE | THREE | UNKNOWN | 12KV | LOW 11 | UNKNOWN | MB | UNKNOWN | UNKNOWN |  |  | SYSTEM | 2017-09-20 | krumwimg |  | CONSOLIDATED | MIRA LOMA | METRO EAST | 2159130 | 3 | 2216842 | A | N | Y | 225 | -1 | I | 1983-04-01 |  | D |  | 41360145 | 41419009 |  |  |  | :03834 | 03834:03834 | main_exi_3_route_oh | CIRCUIT_BREAKER |  |  |  |  | -1.78 | 3 |  | 504449 |  | [MDSYS.SDO_GEOMETRY]
60910841 | 41380370 | EXISTING | LUCERNE | 10770 | PIUTE | 5545 | D | NO | SCE | THREE | UNKNOWN | 12KV | LOW 1 | UNKNOWN | MB | UNKNOWN | UNKNOWN |  |  | SYSTEM | 2013-11-12 | simhadk |  | CONSOLIDATED | VINCENT | NORTH COAST | 2170245 |  | 2219670 | A | N | Y | 239 | -1 | I | 1950-01-01 |  | D |  | 41380380 | 41425970;41425971 |  |  |  | :10770 | 10770:10770 | main_exi_3_route_oh | CIRCUIT_BREAKER |  |  |  |  | -1.79 | 3.5 |  | 504449 |  | [MDSYS.SDO_GEOMETRY]
60910842 | 41392265 | EXISTING | ELLENWOOD | 5750 | ROLLING HILLS | 5252 | D | NO | SCE | THREE | UNKNOWN | 16KV | LOW 6 | UNKNOWN | MB | UNKNOWN | UNKNOWN |  |  | SYSTEM | 2017-11-29 | maxwelbw |  |  | EL NIDO | METRO WEST | 2156361 |  | 2216994 | S | N | Y | 107 | -1 | I | 1950-01-01 |  | D |  | 41392275 | 41466416 |  |  |  | :05750 | 05750:05750 | main_exi_3_route_oh | CIRCUIT_BREAKER |  |  |  |  | -1.76 | 3 |  | 504449 |  | [MDSYS.SDO_GEOMETRY]
60910843 | 41433575 | EXISTING | LUPINE | 10800 | OASIS | 5548 | D | NO | SCE | THREE | UNKNOWN | 12KV | LOW 6 | UNKNOWN | MB | UNKNOWN | UNKNOWN |  |  | SYSTEM | 2013-11-12 | simhadk |  | CONSOLIDATED | VINCENT | NORTH COAST | 2182854 |  | 2214990 | A | Y | N |  | -1 | I | 1950-01-01 |  | D |  | 41433585 | 41481725;41481726 |  |  |  | :10800 | 10800:10800 | main_exi_3_route_oh | CIRCUIT_BREAKER |  |  |  |  | -1.78 | 3 |  | 504449 |  | [MDSYS.SDO_GEOMETRY]
60910844 | 41437935 | EXISTING | OAKDALE | 12976 | NEWCOMB | 8342 | D | NO | SCE | THREE | UNKNOWN | 12KV | LOW 12 | UNKNOWN | MB | UNKNOWN | UNKNOWN |  |  | SYSTEM | 2014-07-24 | attiliv |  | CONSOLIDATED | VALLEY | SAN JACINTO | 2178597 | 2 | 2218460 | A | N | N |  | -1 | I | 1983-07-01 |  | D |  | 41437942 | 41541996;41541997 |  |  |  | :12976 | 12976:12976 | main_exi_3_route_oh | CIRCUIT_BREAKER |  |  |  |  | -1.81 | 3 |  | 504449 |  | [MDSYS.SDO_GEOMETRY]
60910850 | 41445866 | EXISTING | COMBAT | 3849 | EISENHOWER | 8098 | D | NO | SCE | THREE | UNKNOWN | 12KV | LOW 6 | UNKNOWN | MB | UNKNOWN | UNKNOWN |  |  | SYSTEM | 2014-07-09 | bodduvh |  | CONSOLIDATED | DEVERS | DESERT | 2159132 |  | 2213648 | A | N | N |  | -1 | I | 1976-03-01 |  | D |  | 41445873 | 41580023;99010554 |  |  |  | :03849 | 03849:03849 | main_exi_3_route_oh | CIRCUIT_BREAKER |  |  |  |  | -1.85 | 3 |  | 504449 |  | [MDSYS.SDO_GEOMETRY]
60910851 | 41483734 | EXISTING | LUZ | 10832 | GALE | 8283 | D | NO | SCE | THREE | UNKNOWN | 33KV | LOW 1 | UNKNOWN | MB | UNKNOWN | UNKNOWN |  |  | SYSTEM | 2014-01-23 | kallurr |  | CONSOLIDATED | LUGO | RURALS | 2170248 |  | 2216094 | A | Y | N |  | -1 | I | 1985-05-01 |  | D |  | 41483744 | 41484131;196475308 |  |  |  | :10832 | 10832:10832 | main_exi_3_route_oh | CIRCUIT_BREAKER |  |  |  |  | -1.83 | 3 |  | 504449 |  | [MDSYS.SDO_GEOMETRY]
60910852 | 41484443 | EXISTING | TUSSING | 18335 | APPLE VALLEY | 8013 | D | NO | SCE | THREE | UNKNOWN | 12KV | LOW 8 | UNKNOWN | MB | UNKNOWN | UNKNOWN |  |  | SYSTEM | 2014-03-01 | bessar |  | CONSOLIDATED | LUGO | DESERT | 2190617 |  | 2213450 | A | N | Y | 235 | -1 | I | 1950-01-01 |  | D |  | 41484453 | 41757298;41757299 |  |  |  | :18335 | 18335:18335 | main_exi_3_route_oh | CIRCUIT_BREAKER |  |  |  |  | -1.81 | 2 |  | 504449 |  | [MDSYS.SDO_GEOMETRY]
60910853 | 41497249 | EXISTING | LYONS | 10851 | NEWHALL | 5576 | D | NO | SCE | THREE | UNKNOWN | 16KV | LOW 10 | UNKNOWN | MB | UNKNOWN | UNKNOWN |  |  | SYSTEM | 2013-12-11 | yallasv |  | CONSOLIDATED | SAUGUS | NORTH COAST | 2176789 | 4 | 2217376 | A | N | Y | 222 | -1 | I | 1983-07-01 |  | D |  | 41497259 | 41616047;41616048 |  |  |  | :10851 | 10851:10851 | main_exi_3_route_oh | CIRCUIT_BREAKER |  |  |  |  | -1.76 | 3 |  | 504449 |  | [MDSYS.SDO_GEOMETRY]
60910854 | 41525811 | EXISTING | CARMEL | 2965 | NEWCOMB | 8342 | D | NO | SCE | THREE | UNKNOWN | 12KV | LOW 2 | UNKNOWN | MB | UNKNOWN | UNKNOWN |  |  | SYSTEM | 2014-08-05 | attiliv |  | CONSOLIDATED | VALLEY | SAN JACINTO | 2154990 | 3 | 2218460 |  | N | N |  | -1 | I | 1992-01-02 |  | D |  | 41525818 | 41590428 |  |  |  | :02965 | 02965:02965 | main_exi_3_route_oh | CIRCUIT_BREAKER |  |  |  |  | -1.81 | 3 |  | 504449 |  | [MDSYS.SDO_GEOMETRY]
60910855 | 41538723 | EXISTING | PROBST | 14433 | SANTA ROSA | 8036 | D | NO | SCE | THREE | UNKNOWN | 33KV | LOW 3 | UNKNOWN | MB | UNKNOWN | UNKNOWN |  |  | SYSTEM | 2017-08-14 | delriokm |  | CONSOLIDATED | DEVERS | DESERT | 2181960 |  | 2220464 | S | N | Y | 141 | -1 | I | 1980-06-01 |  | D |  | 41538727 | 41539209;41539210 |  |  |  | :14433 | 14433:14433 | main_exi_3_route_oh | CIRCUIT_BREAKER |  |  |  |  | -1.85 | 2 |  | 504449 |  | [MDSYS.SDO_GEOMETRY]
60911175 | 44391815 | EXISTING | DEEP CANYON | 4763 | INDIAN WELLS | 8345 | D | NO | SCE | THREE | UNKNOWN | 12KV | LOW 3 | UNKNOWN | MB | UNKNOWN | UNKNOWN |  |  | SYSTEM | 2017-10-17 | krumwimg |  | CONSOLIDATED | DEVERS | DESERT | 2148113 |  | 2218478 | A | N | N |  | -1 | I | 1969-10-01 |  | D |  | 44391822 | 44478348 |  |  |  | :04763 | 04763:04763 | main_exi_3_route_oh | CIRCUIT_BREAKER |  |  |  |  | -1.86 | 2 |  | 504449 |  | [MDSYS.SDO_GEOMETRY]
60911176 | 44428249 | EXISTING | FAGAN | 6184 | GREENING | 5791 | D | NO | SCE | THREE | UNKNOWN | 12KV | LOW 3 | UNKNOWN | MB | UNKNOWN | UNKNOWN |  |  | SYSTEM | 2017-10-20 | maxwelbw |  | CONSOLIDATED | LIGHTHIPE | METRO WEST | 2171291 |  | 2213198 | A | N | N |  | -1 | I | 1982-06-01 |  | D |  | 44428259 | 44538935 |  |  |  | :06184 | 06184:06184 | main_exi_3_route_oh | CIRCUIT_BREAKER |  |  |  |  | -1.77 | 3 |  | 504449 |  | [MDSYS.SDO_GEOMETRY]
60911177 | 44431594 | EXISTING | WELCH | 19140 | VESTAL | 5035 | D | NO | SCE | THREE | UNKNOWN | 12KV | LOW 11 | UNKNOWN | MB | UNKNOWN | UNKNOWN |  |  | SYSTEM | 2014-02-11 | aminencn |  | CONSOLIDATED | SAN JOAQUIN | SAN JOAQUIN | 2191032 |  | 2211660 | M | N | Y | 138 | -1 | I | 1950-01-01 |  | D |  | 44431604 | 44507938;44507939 |  |  |  | :19140 | 19140:19140 | main_exi_3_route_oh | CIRCUIT_BREAKER |  |  |  |  | -1.78 | 6 |  | 504449 |  | [MDSYS.SDO_GEOMETRY]
60911178 | 44447383 | EXISTING | REEDER | 14827 | CORTEZ | 5186 | D | NO | SCE | THREE | UNKNOWN | 12KV | LOW 8 | UNKNOWN | MB | UNKNOWN | UNKNOWN |  |  | SYSTEM | 2014-06-28 | bessar |  | CONSOLIDATED | MIRA LOMA | METRO EAST | 2186145 | 1 | 2214504 | S | N | Y | 136 | -1 | I | 1969-05-01 |  | D |  | 44447390 | 44638237 |  |  |  | :14827 | 14827:14827 | main_exi_3_route_oh | CIRCUIT_BREAKER |  |  |  |  | -1.78 | 3 |  | 504449 |  | [MDSYS.SDO_GEOMETRY]
60911179 | 44453224 | EXISTING | CHENUALT | 3394 | MACARTHUR | 5874 | D | NO | SCE | THREE | UNKNOWN | 12KV | LOW 3 | UNKNOWN | MB | UNKNOWN | UNKNOWN |  |  | SYSTEM | 2014-11-22 | merugusn |  | CONSOLIDATED | ELLIS | ORANGE | 2157138 |  | 2215638 | A | N | Y | 226 | -1 | I | 1969-12-01 |  | D |  | 44453234 | 44512315;70535623 |  |  |  | :03394 | 03394:03394 | main_exi_3_route_oh | CIRCUIT_BREAKER |  |  |  |  | -98.09 | 3 |  | 504449 |  | [MDSYS.SDO_GEOMETRY]
60911180 | 44469276 | EXISTING | PANTHER | 13651 | LAMPSON | 5870 | D | NO | SCE | THREE | UNKNOWN | 12KV | LOW 8 | UNKNOWN | MB | UNKNOWN | UNKNOWN |  |  | SYSTEM | 2014-10-31 | rajendrs |  | CONSOLIDATED | VILLA PARK | ORANGE | 2179247 |  | 2213356 | A | N | Y | 203 | -1 | I | 1970-08-01 |  | D |  | 44469283 | 44504649;44504650 |  |  |  | :13651 | 13651:13651 | main_exi_3_route_oh | CIRCUIT_BREAKER |  |  |  |  | 0.39 | 2 |  | 504449 |  | [MDSYS.SDO_GEOMETRY]
60911181 | 44479907 | EXISTING | DEERFIELD | 4772 | RAVENDALE | 5179 | D | NO | SCE | THREE | UNKNOWN | 16KV | LOW 5 | UNKNOWN | MB | UNKNOWN | UNKNOWN |  |  | SYSTEM | 2015-02-20 | merugusn |  | CONSOLIDATED | MESA | METRO EAST | 2144963 | 1 | 2216810 | A | N | N |  | -1 | I | 2000-09-01 |  | D |  | 44479917 | 44537177 |  |  |  | :04772 | 04772:04772 | main_exi_3_route_oh | CIRCUIT_BREAKER |  |  |  |  | 16.44 | 3 |  | 504449 |  | [MDSYS.SDO_GEOMETRY]
60911182 | 44505044 | EXISTING | PARROT | 13734 | TALBERT | 5853 | D | NO | SCE | THREE | UNKNOWN | 12KV | LOW 2 | UNKNOWN | MB | UNKNOWN | UNKNOWN |  |  | SYSTEM | 2014-12-05 | manthak |  | CONSOLIDATED | ELLIS | ORANGE | 2184487 |  | 2213328 | A | Y | N |  | -1 | I | 1950-01-01 |  | D |  | 44505051 | 44580378;44580379 |  |  |  | :13734 | 13734:13734 | main_exi_3_route_oh | CIRCUIT_BREAKER |  |  |  |  | 0.39 | 2 |  | 504449 |  | [MDSYS.SDO_GEOMETRY]
60911183 | 44509272 | EXISTING | WELLS | 19150 | VENIDA | 5330 | D | NO | SCE | THREE | UNKNOWN | 12KV | LOW 3 | UNKNOWN | MB | UNKNOWN | UNKNOWN |  |  | SYSTEM | 2014-04-10 | yallasv |  | CONSOLIDATED | SAN JOAQUIN | SAN JOAQUIN | 2191033 |  | 2217116 | S | N | Y | 126 | -1 | I | 1950-01-01 |  | D |  | 44509282 | 44596466;44596467 |  |  |  | :19150 | 19150:19150 | main_exi_3_route_oh | CIRCUIT_BREAKER |  |  |  |  | -1.79 | 3 |  | 504449 |  | [MDSYS.SDO_GEOMETRY]
60911184 | 44512718 | EXISTING | CHEROKEE | 3403 | SHAWNEE | 5869 | D | NO | SCE | THREE | UNKNOWN | 12KV | LOW 8 | UNKNOWN | MB | UNKNOWN | UNKNOWN |  |  | SYSTEM | 2014-10-01 | rajendrs |  | CONSOLIDATED | VILLA PARK | ORANGE | 2137416 |  | 2213352 | A | N | Y | 221 | -1 | I | 1966-11-01 |  | D |  | 44512728 | 44697180;44697181 |  |  |  | :03403 | 03403:03403 | main_exi_3_route_oh | CIRCUIT_BREAKER |  |  |  |  | -1.77 | 3 |  | 504449 |  | [MDSYS.SDO_GEOMETRY]
60911185 | 44526673 | EXISTING | MIRACLE CITY | 11949 | RIDGECREST | 8226 | D | NO | SCE | THREE | UNKNOWN | 4.8KV | LOW 3 | UNKNOWN | MB | UNKNOWN | UNKNOWN |  |  | SYSTEM | 2014-02-18 | bessar |  | CONSOLIDATED | LUGO | RURALS | 2177316 |  | 2216052 | A | N | Y | 241 | -1 | I | 1950-01-01 |  | D |  | 44526677 | 44528372 |  |  |  | :11949 | 11949:11949 | main_exi_3_route_oh | CIRCUIT_BREAKER |  |  |  |  | -1.81 | 3 |  | 504449 |  | [MDSYS.SDO_GEOMETRY]
60911194 | 44528625 | EXISTING | MIRAMAR | 11960 | MONTECITO | 5524 | D | NO | SCE | THREE | UNKNOWN | 4KV | LOW 1 | UNKNOWN | MB | UNKNOWN | UNKNOWN |  |  | SYSTEM | 2013-11-13 | kotakr |  | CONSOLIDATED | GOLETA | NORTH COAST | 2177317 |  | 2212684 | A | Y | N |  | -1 | I | 1950-01-01 |  | D |  | 44528635 | 44563225;44563226 |  |  |  | :11960 | 11960:11960 | main_exi_3_route_oh | CIRCUIT_BREAKER |  |  |  |  | -1.72 | 3 |  | 504449 |  | [MDSYS.SDO_GEOMETRY]
60911198 | 44568147 | EXISTING | FAIRBANKS | 6200 | YUKON | 5241 | D | NO | SCE | THREE | UNKNOWN | 4KV | LOW 12 | UNKNOWN | MB | UNKNOWN | UNKNOWN |  |  | SYSTEM | 2015-03-23 | bodduvh |  | CONSOLIDATED | EL NIDO | METRO WEST | 2150954 | 1 | 2214644 | S | N | Y | 248 | -1 | I | 1950-01-01 |  | D |  | 44568157 | 44610819 |  |  |  | :06200 | 06200:06200 | main_exi_3_route_oh | CIRCUIT_BREAKER |  |  |  |  | -1.76 | 3 |  | 504449 |  | [MDSYS.SDO_GEOMETRY]
60911199 | 44579256 | EXISTING | DEL CARBON | 4795 | PEYTON | 5614 | D | NO | SCE | THREE | UNKNOWN | 12KV | LOW 2 | UNKNOWN | MB | UNKNOWN | UNKNOWN |  |  | SYSTEM | 2014-06-25 | gallog |  | CONSOLIDATED | MIRA LOMA | METRO EAST | 2150271 | 2 | 2215106 | A | N | Y | 224 | -1 | I | 1979-05-01 |  | D |  | 44579266 | 44635613;44635614 |  |  |  | :04795 | 04795:04795 | main_exi_3_route_oh | CIRCUIT_BREAKER |  |  |  |  | -1.79 | 3 |  | 504449 |  | [MDSYS.SDO_GEOMETRY]
60910496 | 38390852 | EXISTING | TOMAHAWK | 17962 | MONOLITH | 5358 | C | NO | SCE | THREE | UNKNOWN | 12KV | LOW 4 | UNKNOWN | MB | UNKNOWN | UNKNOWN |  |  | SYSTEM | 2014-02-05 | kallurr |  | CONSOLIDATED | VINCENT | RURALS | 2187200 |  | 2212588 | S | N | N |  | -1 | I | 1950-01-01 |  | D |  | 38390862 | 38514688;38514689 |  |  |  | :17962 | 17962:17962 | main_exi_3_route_oh | CIRCUIT_BREAKER |  |  |  |  | -1.78 | 3 |  | 504449 |  | [MDSYS.SDO_GEOMETRY]
60910497 | 38419637 | EXISTING | MODJESKA | 12030 | ONEILL | 8810 | D | NO | SCE | THREE | UNKNOWN | 12KV | LOW 2 | UNKNOWN | MB | UNKNOWN | UNKNOWN |  |  | SYSTEM | 2014-09-13 | manthak |  | CONSOLIDATED | ELLIS | ORANGE | 2172939 |  | 2216200 | A | N | N |  | -1 | I | 1993-06-23 |  | D |  | 38419644 | 38504032;38504033 |  |  |  | :12030 | 12030:12030 | main_exi_3_route_oh | CIRCUIT_BREAKER |  |  |  |  | -1.79 | 3 |  | 504449 |  | [MDSYS.SDO_GEOMETRY]
60910498 | 38423201 | EXISTING | BUNDY | 2422 | SKYLARK | 8088 | D | NO | SCE | THREE | UNKNOWN | 12KV | LOW 5 | UNKNOWN | MB | UNKNOWN | UNKNOWN |  |  | SYSTEM | 2014-09-05 | aminencn |  | CONSOLIDATED | VALLEY | SAN JACINTO | 2138250 |  | 2220574 | A | N | Y | 229 | -1 | I | 1984-08-01 |  | D |  | 38423211 | 38511519;38511520 |  |  |  | :02422 | 02422:02422 | main_exi_3_route_oh | CIRCUIT_BREAKER |  |  |  |  | -1.81 | 3 |  | 504449 |  | [MDSYS.SDO_GEOMETRY]
60910499 | 38457736 | EXISTING | CARRIAGE | 3009 | SILVER SPUR | 8238 | D | NO | SCE | THREE | UNKNOWN | 12KV | LOW 1 | UNKNOWN | MB | UNKNOWN | UNKNOWN |  |  | SYSTEM | 2014-09-02 | yallasv |  | CONSOLIDATED | DEVERS | DESERT | 2137057 |  | 2220726 |  | N | N |  | -1 | I | 1981-02-01 |  | D |  | 38457743 | 38593082;38593083 |  |  |  | :03009 | 03009:03009 | main_exi_3_route_oh | CIRCUIT_BREAKER |  |  |  |  | -1.85 | 3 |  | 504449 |  | [MDSYS.SDO_GEOMETRY]
60910500 | 38477402 | EXISTING | SAGO | 15646 | TORRANCE | 5269 | D | NO | SCE | THREE | UNKNOWN | 16KV | LOW 5 | UNKNOWN | MB | UNKNOWN | UNKNOWN |  |  | SYSTEM | 2015-05-11 | attiliv |  |  | EL NIDO | METRO WEST | 2187619 | 2 | 2212418 | S | N | Y | 137 | -1 | I | 1983-07-01 |  | D |  | 38477412 | 61073634;61073635 |  |  |  | :15646 | 15646:15646 | main_exi_3_route_oh | CIRCUIT_BREAKER |  |  |  |  | -36.1 | 3 |  | 504449 |  | [MDSYS.SDO_GEOMETRY]
60910501 | 38495811 | EXISTING | KYTE | 9890 | QUINN | 5343 | D | NO | SCE | THREE | UNKNOWN | 12KV | LOW 4 | UNKNOWN | MB | UNKNOWN | UNKNOWN |  |  | SYSTEM | 2014-01-10 | simhadk |  | CONSOLIDATED | SAN JOAQUIN | SAN JOAQUIN | 2181565 |  | 2219520 | A | N | Y | 230 | -1 | I | 1950-01-01 |  | D |  | 38495821 | 38534444 |  |  |  | :09890 | 09890:09890 | main_exi_3_route_oh | CIRCUIT_BREAKER |  |  |  |  | -1.78 | 6 |  | 504449 |  | [MDSYS.SDO_GEOMETRY]
60910502 | 38512166 | EXISTING | BERMUDA | 2472 | BRYAN | 5808 | D | NO | SCE | THREE | UNKNOWN | 12KV | LOW 8 | UNKNOWN | MB | UNKNOWN | UNKNOWN |  |  | SYSTEM | 2014-09-26 | aminencn |  | CONSOLIDATED | VILLA PARK | ORANGE | 2135275 | 2 | 2215480 | A | N | N |  | -1 | I | 1993-04-28 |  | D |  | 38512176 | 38702813;38702814 |  |  |  | :02472 | 02472:02472 | main_exi_3_route_oh | CIRCUIT_BREAKER |  |  |  |  | 0.38 | 2 |  | 504449 |  | [MDSYS.SDO_GEOMETRY]
60910503 | 38516295 | EXISTING | TONTO | 17972 | APPLE VALLEY | 8013 | D | NO | SCE | THREE | UNKNOWN | 12KV | LOW 4 | UNKNOWN | MB | UNKNOWN | UNKNOWN |  |  | SYSTEM | 2014-04-09 | simhadk |  | CONSOLIDATED | LUGO | DESERT | 2187203 |  | 2213450 |  | N | N |  | -1 | I | 1991-05-02 |  | D |  | 38516302 | 38811438;38811439 |  |  |  | :17972 | 17972:17972 | main_exi_3_route_oh | CIRCUIT_BREAKER |  |  |  |  | -1.81 | 2 |  | 504449 |  | [MDSYS.SDO_GEOMETRY]
60910504 | 38525986 | EXISTING | DONNA | 5206 | CARSON | 5711 | D | NO | SCE | THREE | UNKNOWN | 16KV | LOW 7 | UNKNOWN | MB | UNKNOWN | UNKNOWN |  |  | SYSTEM | 2015-02-16 | bessar |  | CONSOLIDATED | LIGHTHIPE | METRO WEST | 2154620 | 4 | 2217602 | S | Y | N |  | -1 | I | 1983-07-01 |  | D |  | 38525996 | 38565315 |  |  |  | :05206 | 05206:05206 | main_exi_3_route_oh | CIRCUIT_BREAKER |  |  |  |  | -1.76 | 3 |  | 504449 |  | [MDSYS.SDO_GEOMETRY]
60910505 | 38535111 | EXISTING | LA CUMBRE | 9960 | LA CUMBRE P.T. | 7452 | A | NO | SCE | THREE | UNKNOWN | 4KV | LOW 1 | UNKNOWN | MB | UNKNOWN | UNKNOWN |  |  | SYSTEM | 2013-10-30 | kotakr |  | CONSOLIDATED | GOLETA | NORTH COAST | 2164065 |  | 2125037 | A | N | Y | 205 | -1 | I | 1950-01-01 |  | D |  | 38535118 | 38581983;38581984 |  |  |  | :09960 | 09960:09960 | main_exi_3_route_oh | CIRCUIT_BREAKER |  |  |  |  | -1.71 | 3 |  | 504449 |  | [MDSYS.SDO_GEOMETRY]
60910506 | 38557170 | EXISTING | LOBO | 12058 | PECHANGA | 8347 | D | NO | SCE | THREE | UNKNOWN | 12KV | LOW 3 | UNKNOWN | MB | UNKNOWN | UNKNOWN |  |  | SYSTEM | 2014-10-20 | simhadk |  | CONSOLIDATED | VALLEY | SAN JACINTO | 2186305 |  | 2216174 | A | N | N |  | -1 | I | 1994-05-31 |  | D |  | 38557177 | 38620760;38620761 |  |  |  | :12058 | 12058:12058 | main_exi_3_route_oh | CIRCUIT_BREAKER |  |  |  |  | -1.82 | 3 |  | 504449 |  | [MDSYS.SDO_GEOMETRY]
60910507 | 38565724 | EXISTING | DORNES | 5218 | ERIC | 5783 | D | NO | SCE | THREE | UNKNOWN | 12KV | LOW 1 | UNKNOWN | MB | UNKNOWN | UNKNOWN |  |  | SYSTEM | 2017-12-06 | maxwelbw |  | CONSOLIDATED | LIGHTHIPE | METRO WEST | 2154626 | 1 | 2213182 | A | N | N |  | -1 | I | 1980-06-01 |  | D |  | 38565731 | 38732763 |  |  |  | :05218 | 05218:05218 | main_exi_3_route_oh | CIRCUIT_BREAKER |  |  |  |  | -1.77 | 3 |  | 504449 |  | [MDSYS.SDO_GEOMETRY]
60910508 | 38571100 | EXISTING | PLACE | 14169 | TROPHY | 5603 | D | NO | SCE | THREE | UNKNOWN | 12KV | LOW 2 | UNKNOWN | MB | UNKNOWN | UNKNOWN |  |  | SYSTEM | 2014-07-25 | simhadk |  | CONSOLIDATED | MIRA LOMA | METRO EAST | 2190404 |  | 2217418 | A | N | N |  | -1 | I | 1980-06-01 |  | D |  | 38571110 | 38635480;38635481 |  | 38633871 |  | :14169 | 14169:14169 | main_exi_3_route_oh | CIRCUIT_BREAKER |  |  |  |  | -1.79 | 3 |  | 504449 |  | [MDSYS.SDO_GEOMETRY]
60910514 | 38582699 | EXISTING | LAKOTA | 10005 | RANCHO | 8222 | D | NO | SCE | THREE | UNKNOWN | 12KV | LOW 6 | UNKNOWN | MB | UNKNOWN | UNKNOWN |  |  | SYSTEM | 2014-04-14 | yallasv |  | CONSOLIDATED | LUGO | DESERT | 2173657 |  | 2218370 | A | N | Y |  | -1 | I | 1950-01-01 |  | D |  | 38582706 | 38738205;38738206 |  |  |  | :10005 | 10005:10005 | main_exi_3_route_oh | CIRCUIT_BREAKER |  |  |  |  | -1.82 | 4 |  | 504449 |  | [MDSYS.SDO_GEOMETRY]
60911491 | 47280100 | EXISTING | PIGSKIN | 14085 | STADLER | 8005 | D | NO | SCE | THREE | UNKNOWN | 12KV | LOW 5 | UNKNOWN | MB | UNKNOWN | UNKNOWN |  |  | SYSTEM | 2014-07-24 | aminencn |  | CONSOLIDATED | VALLEY | SAN JACINTO | 2184645 | 2 | 2215704 | A | N | N |  | -1 | I | 2000-05-01 |  | D |  | 47280107 | 47442002;47442003 |  |  |  | :14085 | 14085:14085 | main_exi_3_route_oh | CIRCUIT_BREAKER |  |  |  |  | -91.84 | 2 |  | 504449 |  | [MDSYS.SDO_GEOMETRY]
60911492 | 47281731 | EXISTING | ELPRADO | 5827 | SOQUEL | 5686 | D | NO | SCE | THREE | UNKNOWN | 12KV | LOW 1 | UNKNOWN | MB | UNKNOWN | UNKNOWN |  |  | SYSTEM | 2014-05-27 | attadas |  | CONSOLIDATED | MIRA LOMA | METRO EAST | 2148305 |  | 2215254 |  | N | N |  | -1 | I | 1990-05-17 |  | D |  | 47281738 | 47340989;47340990 |  |  |  | :05827 | 05827:05827 | main_exi_3_route_oh | CIRCUIT_BREAKER |  |  |  |  | -1.79 | 2 |  | 504449 |  | [MDSYS.SDO_GEOMETRY]
60911493 | 47336866 | EXISTING | SACRAMENTO | 15610 | FAIR OAKS | 5162 | D | NO | SCE | THREE | UNKNOWN | 4KV | LOW 2 | UNKNOWN | MB | UNKNOWN | UNKNOWN |  |  | SYSTEM | 2015-01-06 | manthak |  | CONSOLIDATED | MESA | METRO EAST | 2187544 |  | 2214464 | A | N | Y | 214 | -1 | I | 1950-01-01 |  | D |  | 47336876 | 47405193;47405194 |  | 47402334 |  | :15610 | 15610:15610 | main_exi_3_route_oh | CIRCUIT_BREAKER |  |  |  |  | -1.77 | 3 |  | 504449 |  | [MDSYS.SDO_GEOMETRY]
60911494 | 47360858 | EXISTING | EMPORIA | 5900 | ONTARIO | 5625 | D | NO | SCE | THREE | UNKNOWN | 4KV | LOW 3 | UNKNOWN | MB | UNKNOWN | UNKNOWN |  |  | SYSTEM | 2014-07-03 | merugusn |  | CONSOLIDATED | MIRA LOMA | METRO EAST | 2148491 |  | 2215130 | A | N | Y | 227 | -1 | I | 1950-01-01 |  | D |  | 47360865 | 47377447;47377448 |  |  |  | :05900 | 05900:05900 | main_exi_3_route_oh | CIRCUIT_BREAKER |  |  |  |  | -1.79 | 3 |  | 504449 |  | [MDSYS.SDO_GEOMETRY]
60911500 | 47379501 | EXISTING | ENCINAS | 5922 | ENCINAS P.T. | 7212 | A | NO | SCE | THREE | UNKNOWN | 4KV | LOW 1 | UNKNOWN | MB | UNKNOWN | UNKNOWN |  |  | SYSTEM | 2015-01-21 | maxwelbw |  | CONSOLIDATED | MESA | METRO EAST | 2148492 |  | 2123656 | N | N | N |  | -1 | I | 1989-02-01 |  | D |  | 47379508 | 47379625 |  |  |  | :05922 | 05922:05922 | main_exi_3_route_oh | CIRCUIT_BREAKER |  |  |  |  | -1.77 | 3 |  | 504449 |  | [MDSYS.SDO_GEOMETRY]
60911501 | 47379686 | EXISTING | ENDICOTT | 5926 | RAVENDALE | 5179 | D | NO | SCE | THREE | UNKNOWN | 4KV | LOW 9 | UNKNOWN | MB | UNKNOWN | UNKNOWN |  |  | SYSTEM | 2014-10-28 | aminencn |  | CONSOLIDATED | MESA | METRO EAST | 2156559 |  | 2219146 | A | Y | N |  | -1 | I | 1960-12-01 |  | D |  | 47379696 | 47419502;47419503 |  |  |  | :05926 | 05926:05926 | main_exi_3_route_oh | CIRCUIT_BREAKER |  |  |  |  | -1.77 | 3 |  | 504449 |  | [MDSYS.SDO_GEOMETRY]
60911502 | 47386855 | EXISTING | COLLIE | 3803 | MOULTON | 5845 | D | NO | SCE | THREE | UNKNOWN | 12KV | LOW 7 | UNKNOWN | MB | UNKNOWN | UNKNOWN |  |  | SYSTEM | 2014-08-14 | kallurr |  | CONSOLIDATED | ELLIS | ORANGE | 2158968 | 2 | 2215582 | A | Y | N |  | -1 | I | 1965-12-01 |  | D |  | 47386865 | 47487402;47487403;47487404 |  |  |  | :03803 | 03803:03803 | main_exi_3_route_oh | CIRCUIT_BREAKER |  |  |  |  | -1.79 | 3 |  | 504449 |  | [MDSYS.SDO_GEOMETRY]
60911503 | 47417445 | EXISTING | SITKA | 16460 | YUKON | 5241 | D | NO | SCE | THREE | UNKNOWN | 16KV | LOW 5 | UNKNOWN | MB | UNKNOWN | UNKNOWN |  |  | SYSTEM | 2015-04-20 | kallurr |  | CONSOLIDATED | EL NIDO | METRO WEST | 2184157 | 3 | 2212348 | A | Y | N |  | -1 | I | 1950-01-01 |  | D |  | 47417455 | 47418320 |  |  |  | :16460 | 16460:16460 | main_exi_3_route_oh | CIRCUIT_BREAKER |  |  |  |  | -1.76 | 3 |  | 504449 |  | [MDSYS.SDO_GEOMETRY]
60911504 | 47418474 | EXISTING | SIXTEENTH ST. | 16470 | SANTA MONICA | 5231 | D | NO | SCE | THREE | UNKNOWN | 4KV | LOW 12 | UNKNOWN | MB | UNKNOWN | UNKNOWN |  |  | SYSTEM | 2015-04-13 | attadas |  | CONSOLIDATED | EL NIDO | METRO WEST | 2185725 | 1 | 2214606 | A | N | Y | 216 | -1 | I | 1967-09-01 |  | D |  | 47418481 | 47446858 |  |  |  | :16470 | 16470:16470 | main_exi_3_route_oh | CIRCUIT_BREAKER |  |  |  |  | -1.75 | 3 |  | 504449 |  | [MDSYS.SDO_GEOMETRY]
60911505 | 47420872 | EXISTING | ENGINE | 5935 | RAILROAD | 5196 | D | NO | SCE | THREE | UNKNOWN | 12KV | LOW 12 | UNKNOWN | MB | UNKNOWN | UNKNOWN |  |  | SYSTEM | 2014-07-21 | bessar |  | CONSOLIDATED | MIRA LOMA | METRO EAST | 2156560 | 3 | 2216842 | A | N | Y | 225 | -1 | I | 1974-06-01 |  | D |  | 47420879 | 47460887 |  |  |  | :05935 | 05935:05935 | main_exi_3_route_oh | CIRCUIT_BREAKER |  |  |  |  | -1.78 | 3 |  | 504449 |  | [MDSYS.SDO_GEOMETRY]
60911506 | 47432795 | EXISTING | SAD | 15615 | CALECTRIC | 8042 | D | NO | SCE | THREE | UNKNOWN | 33KV | LOW 7 | UNKNOWN | MB | UNKNOWN | UNKNOWN |  |  | SYSTEM | 2014-03-20 | merugusn |  | CONSOLIDATED | VISTA | DESERT | 2187545 |  | 2218150 | M | Y | N |  | -1 | I | 1950-01-01 |  | D |  | 47432805 | 47433136;47433137 |  |  |  | :15615 | 15615:15615 | main_exi_3_route_oh | CIRCUIT_BREAKER |  |  |  |  | -1.81 | 3 |  | 504449 |  | [MDSYS.SDO_GEOMETRY]
60911507 | 47434626 | EXISTING | SADDLEBACK | 15618 | BANNING | 8026 | D | NO | SCE | THREE | UNKNOWN | 33KV | LOW 4 | UNKNOWN | MB | UNKNOWN | UNKNOWN |  |  | SYSTEM | 2014-03-18 | merugusn |  | CONSOLIDATED | DEVERS | DESERT | 2190745 | 2 | 2213500 | A | N | N |  | -1 | I | 1967-01-01 |  | D |  | 47434633 | 47435505;47435506 |  |  |  | :15618 | 15618:15618 | main_exi_3_route_oh | CIRCUIT_BREAKER |  |  |  |  | -1.83 | 3 |  | 504449 |  | [MDSYS.SDO_GEOMETRY]
60911508 | 47443960 | EXISTING | PIKE | 14087 | BAYSIDE | 5805 | D | NO | SCE | THREE | UNKNOWN | 12KV | LOW 2 | UNKNOWN | MB | UNKNOWN | UNKNOWN |  |  | SYSTEM | 2014-11-05 | bodduvh |  | CONSOLIDATED | ELLIS | ORANGE | 2179554 | 2 | 2220126 | A | Y | N |  | -1 | I | 1964-11-01 |  | D |  | 47443970 | 47565808;47565809 |  |  |  | :14087 | 14087:14087 | main_exi_3_route_oh | CIRCUIT_BREAKER |  |  |  |  | -1.78 | 3 |  | 504449 |  | [MDSYS.SDO_GEOMETRY]
60911509 | 47447156 | EXISTING | SKIPPER | 16494 | PICO | 5722 | D | NO | SCE | THREE | UNKNOWN | 12KV | LOW 13 | UNKNOWN | MB | UNKNOWN | UNKNOWN |  |  | SYSTEM | 2014-12-01 | bessar |  |  | LIGHTHIPE | METRO WEST | 2189185 | 1 | 2219974 | S | N | Y | 139 | -1 | I | 1969-08-01 |  | D |  | 47447166 | 47492102;110750829 |  |  |  | :16494 | 16494:16494 | main_exi_3_route_oh | CIRCUIT_BREAKER |  |  |  |  | -1.76 | 3 |  | 504449 |  | [MDSYS.SDO_GEOMETRY]
60910856 | 41543444 | EXISTING | OBSIDIAN | 13001 | LIMESTONE | 8804 | D | NO | SCE | THREE | UNKNOWN | 12KV | LOW 15 | UNKNOWN | MB | UNKNOWN | UNKNOWN |  |  | SYSTEM | 2014-09-13 | bodduvh |  | CONSOLIDATED | ELLIS | ORANGE | 2174218 | 4 | 2220828 | A | N | N |  | -1 | I | 2001-06-01 |  | D |  | 41543454 | 41576139 |  |  |  | :13001 | 13001:13001 | main_exi_3_route_oh | CIRCUIT_BREAKER |  |  |  |  | -1.79 | 2 |  | 504449 |  | [MDSYS.SDO_GEOMETRY]
60910857 | 41546592 | EXISTING | EL PASEO | 5820 | REDONDO | 5227 | D | NO | SCE | THREE | UNKNOWN | 4KV | LOW 3 | UNKNOWN | MB | UNKNOWN | UNKNOWN |  |  | SYSTEM | 2015-03-19 | kallurr |  | CONSOLIDATED | EL NIDO | METRO WEST | 2148304 |  | 2214594 | A | N | Y | 214 | -1 | I | 1950-01-01 |  | D |  | 41546602 | 41592022 |  |  |  | :05820 | 05820:05820 | main_exi_3_route_oh | CIRCUIT_BREAKER |  |  |  |  | -1.76 | 3 |  | 504449 |  | [MDSYS.SDO_GEOMETRY]
60910858 | 41576419 | EXISTING | OFFSIDE | 13045 | WASHINGTON | 5856 | D | NO | SCE | THREE | UNKNOWN | 12KV | LOW 6 | UNKNOWN | MB | UNKNOWN | UNKNOWN |  |  | SYSTEM | 2017-12-04 | thompsma |  | CONSOLIDATED | VILLA PARK | ORANGE | 2187465 |  | 2220244 | A | Y | N |  | -1 | I | 1970-12-01 |  | D |  | 41576423 | 41733300 |  |  |  | :13045 | 13045:13045 | main_exi_3_route_oh | CIRCUIT_BREAKER |  |  |  |  | 0.38 | 3 |  | 504449 |  | [MDSYS.SDO_GEOMETRY]
60910859 | 41582217 | EXISTING | COMET | 3850 | CHINO | 5062 | D | NO | SCE | THREE | UNKNOWN | 12KV | LOW 21 | UNKNOWN | MB | UNKNOWN | UNKNOWN |  |  | SYSTEM | 2014-09-03 | merugusn |  | CONSOLIDATED | MIRA LOMA | METRO EAST | 2142714 | 4 | 2214174 | M | Y | N |  | -1 | I | 1950-01-01 |  | D |  | 41582224 | 41636026 |  |  |  | :03850 | 03850:03850 | main_exi_3_route_oh | CIRCUIT_BREAKER |  |  |  |  | -1.79 | 3 |  | 504449 |  | [MDSYS.SDO_GEOMETRY]
60910860 | 41591201 | EXISTING | CARLTON | 2975 | ATWOOD | 5804 | D | NO | SCE | THREE | UNKNOWN | 12KV | LOW 5 | UNKNOWN | MB | UNKNOWN | UNKNOWN |  |  | SYSTEM | 2014-08-14 | bodduvh |  | CONSOLIDATED | VILLA PARK | ORANGE | 2136551 |  | 2215470 | A | N | Y | 230 | -1 | I | 1950-01-01 |  | D |  | 41591208 | 41651495;41651496 |  |  |  | :02975 | 02975:02975 | main_exi_3_route_oh | CIRCUIT_BREAKER |  |  |  |  | 0.38 | 2 |  | 504449 |  | [MDSYS.SDO_GEOMETRY]
60910861 | 41604670 | EXISTING | ELROY | 5840 | LA FRESA | 5021 | D | NO | SCE | THREE | UNKNOWN | 16KV | LOW 25 | UNKNOWN | MB | UNKNOWN | UNKNOWN |  |  | SYSTEM | 2017-12-04 | maxwelbw |  | CONSOLIDATED | EL NIDO | METRO WEST | 2168894 | 6 | 2211620 | M | Y | N |  | -1 | I | 1975-04-01 |  | D |  | 41604680 | 41677133 |  |  |  | :05840 | 05840:05840 | main_exi_3_route_oh | CIRCUIT_BREAKER |  |  |  |  | -1.76 | 3 |  | 504449 |  | [MDSYS.SDO_GEOMETRY]
60910862 | 41633122 | EXISTING | MACK | 10872 | ROADWAY | 8000 | D | NO | SCE | THREE | UNKNOWN | 12KV | LOW 1 | UNKNOWN | MB | UNKNOWN | UNKNOWN |  |  | SYSTEM | 2013-12-20 | garciacm |  | CONSOLIDATED | LUGO | DESERT | 2170653 |  | 2218024 |  | N | N |  | -1 | I | 2001-05-23 |  | D |  | 41633132 | 41744696;41744697 |  |  |  | :10872 | 10872:10872 | main_exi_3_route_oh | CIRCUIT_BREAKER |  |  |  |  | -1.81 | 3 |  | 504449 |  | [MDSYS.SDO_GEOMETRY]
60910863 | 41638911 | EXISTING | COMMERCIAL | 3852 | MONROVIA | 5134 | D | NO | SCE | THREE | UNKNOWN | 4KV | LOW 1 | UNKNOWN | MB | UNKNOWN | UNKNOWN |  |  | SYSTEM | 2014-10-27 | yallasv |  | CONSOLIDATED | MESA | METRO EAST | 2147571 | 2 | 2216734 | A | N | Y |  | -1 | I | 1960-10-01 |  | D |  | 41638921 | 41665228 |  |  |  | :03852 | 03852:03852 | main_exi_3_route_oh | CIRCUIT_BREAKER |  |  |  |  | -1.78 | 3 |  | 504449 |  | [MDSYS.SDO_GEOMETRY]
60910864 | 41666607 | EXISTING | COMMONWEALTH | 3860 | ALHAMBRA | 5101 | D | NO | SCE | THREE | UNKNOWN | 4KV | LOW 13 | UNKNOWN | MB | UNKNOWN | UNKNOWN |  |  | SYSTEM | 2014-10-25 | aminencn |  | CONSOLIDATED | MESA | METRO EAST | 2141395 | 4 | 2216666 | M | N | Y | 244 | -1 | I | 1950-01-01 |  | D |  | 41666614 | 41688083 |  |  |  | :03860 | 03860:03860 | main_exi_3_route_oh | CIRCUIT_BREAKER |  |  |  |  | -1.77 | 3 |  | 504449 |  | [MDSYS.SDO_GEOMETRY]
60910866 | 41689888 | EXISTING | CONCORD | 3900 | MONROVIA | 5134 | D | NO | SCE | THREE | UNKNOWN | 4KV | LOW 5 | UNKNOWN | MB | UNKNOWN | UNKNOWN |  |  | SYSTEM | 2014-11-14 | attadas |  | CONSOLIDATED | MESA | METRO EAST | 2142716 | 1 | 2216734 | A | N | Y |  | -1 | I | 1950-01-01 |  | D |  | 41689898 | 41725391 |  |  |  | :03900 | 03900:03900 | main_exi_3_route_oh | CIRCUIT_BREAKER |  |  |  |  | -1.78 | 3 |  | 504449 |  | [MDSYS.SDO_GEOMETRY]
60910873 | 41690785 | EXISTING | CART | 3026 | GILBERT | 5833 | D | NO | SCE | THREE | UNKNOWN | 12KV | LOW 4 | UNKNOWN | MB | UNKNOWN | UNKNOWN |  |  | SYSTEM | 2014-09-10 | yallasv |  | CONSOLIDATED | VILLA PARK | ORANGE | 2139970 | 1 | 2220202 | A | Y | N |  | -1 | I | 1981-06-01 |  | D |  | 41690792 | 41715289;41715290 |  |  |  | :03026 | 03026:03026 | main_exi_3_route_oh | CIRCUIT_BREAKER |  |  |  |  | -1.78 | 2 |  | 504449 |  | [MDSYS.SDO_GEOMETRY]
60910874 | 41726805 | EXISTING | CONFERENCE | 3931 | FOREST HOME | 8148 | D | NO | SCE | THREE | UNKNOWN | 2.4KV | LOW 1 | UNKNOWN | MB | UNKNOWN | UNKNOWN |  |  | SYSTEM | 2014-03-14 | kollir |  | CONSOLIDATED | VISTA | DESERT | 2147573 |  | 2218306 | A | N | N |  | -1 | I | 1950-01-01 |  | D |  | 41726815 | 41728808 |  |  |  | :03931 | 03931:03931 | main_exi_3_route_oh | CIRCUIT_BREAKER |  |  |  |  | -1.83 | 3 |  | 504449 |  | [MDSYS.SDO_GEOMETRY]
60910875 | 41738408 | EXISTING | CONGO | 3933 | FRANCIS | 5639 | D | NO | SCE | THREE | UNKNOWN | 12KV | LOW 5 | UNKNOWN | MB | UNKNOWN | UNKNOWN |  |  | SYSTEM | 2014-07-03 | yallasv |  | CONSOLIDATED | MIRA LOMA | METRO EAST | 2147574 | 2 | 2217516 | A | N | Y | 217 | -1 | I | 1960-07-01 |  | D |  | 41738418 | 41856190 |  |  |  | :03933 | 03933:03933 | main_exi_3_route_oh | CIRCUIT_BREAKER |  |  |  |  | -1.79 | 3 |  | 504449 |  | [MDSYS.SDO_GEOMETRY]
60911200 | 44580518 | EXISTING | PARSONS | 13737 | CAJALCO | 8086 | D | NO | SCE | THREE | UNKNOWN | 12KV | LOW 2 | UNKNOWN | MB | UNKNOWN | UNKNOWN |  |  | SYSTEM | 2014-07-19 | kallurr |  | CONSOLIDATED | VALLEY | SAN JACINTO | 2179096 |  | 2213616 | A | N | Y | 201 | -1 | I | 1983-08-01 |  | D |  | 44580525 | 44821558;44821559 |  | 44761757 |  | :13737 | 13737:13737 | main_exi_3_route_oh | CIRCUIT_BREAKER |  |  |  |  | -1.81 | 2.5 |  | 504449 |  | [MDSYS.SDO_GEOMETRY]
60911201 | 44613331 | EXISTING | FAIRHAVEN | 6210 | INGLEWOOD | 5211 | D | NO | SCE | THREE | UNKNOWN | 16KV | LOW 3 | UNKNOWN | MB | UNKNOWN | UNKNOWN |  |  | SYSTEM | 2015-04-07 | attadas |  | CONSOLIDATED | EL NIDO | METRO WEST | 2150955 |  | 2214556 | S | N | Y | 114 | -1 | I | 1950-01-01 |  | D |  | 44613341 | 44808323 |  |  |  | :06210 | 06210:06210 | main_exi_3_route_oh | CIRCUIT_BREAKER |  |  |  |  | -1.76 | 3 |  | 504449 |  | [MDSYS.SDO_GEOMETRY]
60911202 | 44619363 | EXISTING | WEST CITY | 19180 | DELANO | 5305 | D | NO | SCE | THREE | UNKNOWN | 4KV | LOW 9 | UNKNOWN | MB | UNKNOWN | UNKNOWN |  |  | SYSTEM | 2014-01-10 | kallurr |  | CONSOLIDATED | SAN JOAQUIN | SAN JOAQUIN | 2190303 |  | 2212478 | S | N | Y | 102 | -1 | I | 1950-01-01 |  | D |  | 44619373 | 44620163 |  |  |  | :19180 | 19180:19180 | main_exi_3_route_oh | CIRCUIT_BREAKER |  |  |  |  | -1.78 | 3 |  | 504449 |  | [MDSYS.SDO_GEOMETRY]
60911203 | 44620296 | EXISTING | WESTEND | 19184 | WESTEND P.T. | 7912 | A | NO | SCE | THREE | UNKNOWN | 12KV | LOW 1 | UNKNOWN | MB | UNKNOWN | UNKNOWN |  |  | SYSTEM | 2014-02-03 | attadas |  | CONSOLIDATED | LUGO | RURALS | 2190690 |  | 2125894 | A | N | N |  | -1 | I | 1990-01-01 |  | D |  | 44620306 | 44620846 |  |  |  | :19184 | 19184:19184 | main_exi_3_route_oh | CIRCUIT_BREAKER |  |  |  |  | -1.81 | 3 |  | 504449 |  | [MDSYS.SDO_GEOMETRY]
60911205 | 44622767 | EXISTING | WESTON | 19200 | EARLIMART | 5306 | D | NO | SCE | THREE | UNKNOWN | 12KV | LOW 4 | UNKNOWN | MB | UNKNOWN | UNKNOWN |  |  | SYSTEM | 2014-01-10 | bessar |  | CONSOLIDATED | SAN JOAQUIN | SAN JOAQUIN | 2191035 |  | 2217064 | A | N | N |  | -1 | I | 1950-01-01 |  | D |  | 44622777 | 44656686;44656687 |  |  |  | :19200 | 19200:19200 | main_exi_3_route_oh | CIRCUIT_BREAKER |  |  |  |  | -1.78 | 4 |  | 504449 |  | [MDSYS.SDO_GEOMETRY]
60911206 | 44646660 | EXISTING | DELARRO | 4800 | AMALIA | 5104 | D | NO | SCE | THREE | UNKNOWN | 4KV | LOW 6 | UNKNOWN | MB | UNKNOWN | UNKNOWN |  |  | SYSTEM | 2015-01-09 | kallurr |  | CONSOLIDATED | MESA | METRO EAST | 2165217 |  | 2212032 | A | N | N |  | -1 | I | 1950-01-01 |  | D |  | 44646670 | 44648970 |  |  |  | :04800 | 04800:04800 | main_exi_3_route_oh | CIRCUIT_BREAKER |  |  |  |  | -1.77 | 3 |  | 504449 |  | [MDSYS.SDO_GEOMETRY]
60911207 | 44649064 | EXISTING | REIN | 14889 | SILVER SPUR | 8238 | D | NO | SCE | THREE | UNKNOWN | 12KV | LOW 4 | UNKNOWN | MB | UNKNOWN | UNKNOWN |  |  | SYSTEM | 2014-07-14 | bodduvh |  | CONSOLIDATED | DEVERS | DESERT | 2190545 |  | 2220726 | A | N | N |  | -1 | I | 1975-08-01 |  | D |  | 44649071 | 44733869 |  |  |  | :14889 | 14889:14889 | main_exi_3_route_oh | CIRCUIT_BREAKER |  |  |  |  | -1.85 | 2.5 |  | 504449 |  | [MDSYS.SDO_GEOMETRY]
60911208 | 44657156 | EXISTING | WESTFALL | 19206 | WESTFALL P.M. | 7924 | A | NO | SCE | THREE | UNKNOWN | 4KV | LOW 1 | UNKNOWN | MB | UNKNOWN | UNKNOWN |  |  | SYSTEM | 2013-11-01 | simhadk |  | CONSOLIDATED | GOLETA | NORTH COAST | 2188708 |  | 2125922 | A | N | N |  | -1 | I | 1995-04-14 |  | D |  | 44657166 | 44719129 |  |  |  | :19206 | 19206:19206 | main_exi_3_route_oh | CIRCUIT_BREAKER |  |  |  |  | -1.71 | 2 |  | 504449 |  | [MDSYS.SDO_GEOMETRY]
60911209 | 44662120 | EXISTING | DELFORD | 4830 | BRADBURY | 5171 | D | NO | SCE | THREE | UNKNOWN | 16KV | LOW 2 | UNKNOWN | MB | UNKNOWN | UNKNOWN |  |  | SYSTEM | 2015-01-12 | aminencn |  | CONSOLIDATED | MESA | METRO EAST | 2165390 | 1 | 2219128 | A | N | Y | 205 | -1 | I | 1950-01-01 |  | D |  | 44662130 | 44680980 |  |  |  | :04830 | 04830:04830 | main_exi_3_route_oh | CIRCUIT_BREAKER |  |  |  |  | -1.78 | 3 |  | 504449 |  | [MDSYS.SDO_GEOMETRY]
60911210 | 44682263 | EXISTING | DEL JUAN | 4835 | SECOND AVENUE | 8235 | D | NO | SCE | THREE | UNKNOWN | 12KV | LOW 1 | UNKNOWN | MB | UNKNOWN | UNKNOWN |  |  | SYSTEM | 2014-03-13 | kallurr |  | CONSOLIDATED | DEVERS | RURALS | 2165391 |  | 2216060 | A | N | N |  | -1 | I | 1950-01-01 |  | D |  | 44682273 | 44708863;44708864 |  |  |  | :04835 | 04835:04835 | main_exi_3_route_oh | CIRCUIT_BREAKER |  |  |  |  | -1.95 | 5 |  | 504449 |  | [MDSYS.SDO_GEOMETRY]
60911211 | 44698874 | EXISTING | CHEYENNE | 3442 | SHAWNEE | 5869 | D | NO | SCE | THREE | UNKNOWN | 12KV | LOW 1 | UNKNOWN | MB | UNKNOWN | UNKNOWN |  |  | SYSTEM | 2014-10-21 | bessar |  | CONSOLIDATED | VILLA PARK | ORANGE | 2157302 |  | 2213352 | A | N | Y | 221 | -1 | I | 1974-05-01 |  | D |  | 44698881 | 44746714 |  |  |  | :03442 | 03442:03442 | main_exi_3_route_oh | CIRCUIT_BREAKER |  |  |  |  | 0.39 | 2 |  | 504449 |  | [MDSYS.SDO_GEOMETRY]
60911217 | 44726674 | EXISTING | DEL MAR | 4860 | SAN GABRIEL | 5142 | D | NO | SCE | THREE | UNKNOWN | 4KV | LOW 8 | UNKNOWN | MB | UNKNOWN | UNKNOWN |  |  | SYSTEM | 2014-10-28 | attadas |  | CONSOLIDATED | MESA | METRO EAST | 2144964 | 1 | 2214430 | A | Y | N |  | -1 | I | 1950-01-01 |  | D |  | 44726681 | 44741143 |  |  |  | :04860 | 04860:04860 | main_exi_3_route_oh | CIRCUIT_BREAKER |  |  |  |  | -1.77 | 3 |  | 504449 |  | [MDSYS.SDO_GEOMETRY]
60911218 | 44748315 | EXISTING | REISLING | 14891 | PEPPER | 8021 | D | NO | SCE | THREE | UNKNOWN | 12KV | LOW 1 | UNKNOWN | MB | UNKNOWN | UNKNOWN |  |  | SYSTEM | 2014-04-29 | manthak |  | CONSOLIDATED | VISTA | DESERT | 2183018 |  | 2215752 | A | N | Y | 241 | -1 | I | 1970-01-01 |  | D |  | 44748322 | 44870232;44870233 |  |  |  | :14891 | 14891:14891 | main_exi_3_route_oh | CIRCUIT_BREAKER |  |  |  |  | -1.81 | 3 |  | 504449 |  | [MDSYS.SDO_GEOMETRY]
60910515 | 38612471 | EXISTING | CARR | 3010 | PUENTE | 5195 | D | NO | SCE | THREE | UNKNOWN | 12KV | LOW 3 | UNKNOWN | MB | UNKNOWN | UNKNOWN |  |  | SYSTEM | 2017-10-04 | krumwimg |  | CONSOLIDATED | MIRA LOMA | METRO EAST | 2139827 |  | 2219180 | S | N | Y | 123 | -1 | I | 1957-06-01 |  | D |  | 38612478 | 38613785 |  |  |  | :03010 | 03010:03010 | main_exi_3_route_oh | CIRCUIT_BREAKER |  |  |  |  | -1.78 | 3 |  | 504449 |  | [MDSYS.SDO_GEOMETRY]
60910516 | 38613921 | EXISTING | CARRIBEAN | 3011 | PALM CANYON | 8214 | D | NO | SCE | THREE | UNKNOWN | 12KV | LOW 2 | UNKNOWN | MB | UNKNOWN | UNKNOWN |  |  | SYSTEM | 2014-08-14 | aminencn |  | CONSOLIDATED | DEVERS | DESERT | 2139828 |  | 2218356 | A | N | Y | 226 | -1 | I | 1967-09-01 |  | D |  | 38613928 | 38679196;38679197 |  |  |  | :03011 | 03011:03011 | main_exi_3_route_oh | CIRCUIT_BREAKER |  |  |  |  | -1.85 | 2.5 |  | 504449 |  | [MDSYS.SDO_GEOMETRY]
60910517 | 38623021 | EXISTING | MONOPOLY | 12087 | JOHANNA | 5085 | D | NO | SCE | THREE | UNKNOWN | 12KV | LOW 10 | UNKNOWN | MB | UNKNOWN | UNKNOWN |  |  | SYSTEM | 2014-09-24 | aminencn |  | CONSOLIDATED | ELLIS | ORANGE | 2180683 |  | 2216608 | A | N | N |  | -1 | I | 1986-07-01 |  | D |  | 38623028 | 38657772 |  |  |  | :12087 | 12087:12087 | main_exi_3_route_oh | CIRCUIT_BREAKER |  |  |  |  | -1.78 | 2 |  | 504449 |  | [MDSYS.SDO_GEOMETRY]
60910518 | 38636880 | EXISTING | PLACID | 14178 | TIMOTEO | 5604 | D | NO | SCE | THREE | UNKNOWN | 12KV | LOW 6 | UNKNOWN | MB | UNKNOWN | UNKNOWN |  |  | SYSTEM | 2014-07-01 | attadas |  | CONSOLIDATED | VISTA | DESERT | 2190406 | 2 | 2217420 | A | N | Y | 208 | -1 | I | 1966-05-01 |  | D |  | 38636890 | 39040546;39040547 |  |  |  | :14178 | 14178:14178 | main_exi_3_route_oh | CIRCUIT_BREAKER |  |  |  |  | -1.81 | 3 |  | 504449 |  | [MDSYS.SDO_GEOMETRY]
60910519 | 38657932 | EXISTING | MONSOON | 12105 | YORBA LINDA | 5880 | D | NO | SCE | THREE | UNKNOWN | 12KV | LOW 3 | UNKNOWN | MB | UNKNOWN | UNKNOWN |  |  | SYSTEM | 2014-09-16 | bessar |  | CONSOLIDATED | VILLA PARK | ORANGE | 2177400 |  | 2213376 | A | N | N |  | -1 | I | 1986-06-01 |  | D |  | 38657936 | 38744641;38744642 |  |  |  | :12105 | 12105:12105 | main_exi_3_route_oh | CIRCUIT_BREAKER |  |  |  |  | 0.38 | 2 |  | 504449 |  | [MDSYS.SDO_GEOMETRY]
60910520 | 38673556 | EXISTING | SAKS | 15650 | BEDFORD | 5245 | D | NO | SCE | THREE | UNKNOWN | 4KV | LOW 2 | UNKNOWN | MB | UNKNOWN | UNKNOWN |  |  | SYSTEM | 2015-04-20 | bodduvh |  | CONSOLIDATED | EL NIDO | METRO WEST | 2190749 |  | 2214652 | A | N | Y |  | -1 | I | 1950-01-01 |  | D |  | 38673566 | 38675376 |  |  |  | :15650 | 15650:15650 | main_exi_3_route_oh | CIRCUIT_BREAKER |  |  |  |  | -1.76 | 3 |  | 504449 |  | [MDSYS.SDO_GEOMETRY]
60910521 | 38675587 | EXISTING | SALES | 15655 | CUDAHY | 5714 | D | NO | SCE | THREE | UNKNOWN | 4KV | LOW 10 | UNKNOWN | MB | UNKNOWN | UNKNOWN |  |  | SYSTEM | 2018-01-09 | beealdb |  | CONSOLIDATED | LIGHTHIPE | METRO WEST | 2183239 | 3 | 2213060 | A | Y | N |  | -1 | I | 1965-08-01 |  | D |  | 38675597 | 38765794 |  |  |  | :15655 | 15655:15655 | main_exi_3_route_oh | CIRCUIT_BREAKER |  |  |  |  | -1.77 | 3 |  | 504449 |  | [MDSYS.SDO_GEOMETRY]
60910522 | 38697877 | EXISTING | CASA LOMA | 3080 | REDLANDS | 5629 | D | NO | SCE | THREE | UNKNOWN | 4KV | LOW 14 | UNKNOWN | MB | UNKNOWN | UNKNOWN |  |  | SYSTEM | 2014-04-01 | merugusn |  | CONSOLIDATED | VISTA | DESERT | 2145516 | 1 | 2217488 | S | N | Y | 139 | -1 | I | 1950-01-01 |  | D |  | 38697884 | 38711323 |  |  |  | :03080 | 03080:03080 | main_exi_3_route_oh | CIRCUIT_BREAKER |  |  |  |  | -1.82 | 3 |  | 504449 |  | [MDSYS.SDO_GEOMETRY]
60910523 | 38703535 | EXISTING | BUSHARD | 2531 | OCEANVIEW | 5842 | D | NO | SCE | THREE | UNKNOWN | 12KV | LOW 2 | UNKNOWN | MB | UNKNOWN | UNKNOWN |  |  | SYSTEM | 2014-11-03 | manthak |  | CONSOLIDATED | ELLIS | ORANGE | 2138255 | 2 | 2215576 | S | N | Y | 118 | -1 | I | 1950-01-01 |  | D |  | 38703545 | 38845036;38845038 |  |  |  | :02531 | 02531:02531 | main_exi_3_route_oh | CIRCUIT_BREAKER |  |  |  |  | -1.77 | 3 |  | 504449 |  | [MDSYS.SDO_GEOMETRY]
60910524 | 38712578 | EXISTING | CASALS | 3085 | WIMBLEDON | 5664 | D | NO | SCE | THREE | UNKNOWN | 12KV | LOW 5 | UNKNOWN | MB | UNKNOWN | UNKNOWN |  |  | SYSTEM | 2014-06-10 | bessar |  | CONSOLIDATED | VISTA | DESERT | 2145517 |  | 2215220 | A | N | N |  | -1 | I | 1986-09-01 |  | D |  | 38712585 | 38835536 |  |  |  | :03085 | 03085:03085 | main_exi_3_route_oh | CIRCUIT_BREAKER |  |  |  |  | -1.8 | 3 |  | 504449 |  | [MDSYS.SDO_GEOMETRY]
60910525 | 38734910 | EXISTING | DOT | 5240 | DAISY | 5766 | D | NO | SCE | THREE | UNKNOWN | 4KV | LOW 4 | UNKNOWN | MB | UNKNOWN | UNKNOWN |  |  | SYSTEM | 2015-05-14 | maxwelbw |  | CONSOLIDATED | LIGHTHIPE | METRO WEST | 2167038 |  | 2213148 | A | N | Y |  | -1 | I | 1950-03-01 |  | D |  | 38734920 | 38782211 |  |  |  | :05240 | 05240:05240 | main_exi_3_route_oh | CIRCUIT_BREAKER |  |  |  |  | -1.76 | 3 |  | 504449 |  | [MDSYS.SDO_GEOMETRY]
60910526 | 38751382 | EXISTING | LA MANCHA | 10034 | POTRERO | 5597 | D | NO | SCE | THREE | UNKNOWN | 16KV | LOW 6 | UNKNOWN | MB | UNKNOWN | UNKNOWN |  |  | SYSTEM | 2014-01-02 | aminencn |  | CONSOLIDATED | MOORPARK | NORTH COAST | 2182116 | 1 | 2219760 | A | Y | N |  | -1 | I | 1970-11-01 |  | D |  | 38751392 | 38894614;38894615 |  |  |  | :10034 | 10034:10034 | main_exi_3_route_oh | CIRCUIT_BREAKER |  |  |  |  | -1.74 | 4 |  | 504449 |  | [MDSYS.SDO_GEOMETRY]
60910527 | 38792729 | EXISTING | MOONWALK | 12164 | GISLER | 5851 | D | NO | SCE | THREE | UNKNOWN | 12KV | LOW 6 | UNKNOWN | MB | UNKNOWN | UNKNOWN |  |  | SYSTEM | 2017-10-03 | thompsma |  | CONSOLIDATED | ELLIS | ORANGE | 2180760 | 1 | 2220234 | A | N | Y | 242 | -1 | I | 1982-05-01 |  | D |  | 38792739 | 38951173 |  |  |  | :12164 | 12164:12164 | main_exi_3_route_oh | CIRCUIT_BREAKER |  |  |  |  | -1.78 | 3 |  | 504449 |  | [MDSYS.SDO_GEOMETRY]
60910528 | 38823809 | EXISTING | DOWELL | 5280 | WINDSOR HILLS | 5235 | D | NO | SCE | THREE | UNKNOWN | 4KV | LOW 7 | UNKNOWN | MB | UNKNOWN | UNKNOWN |  |  | SYSTEM | 2015-03-18 | manthak |  | CONSOLIDATED | EL NIDO | METRO WEST | 2146663 | 5 | 2214618 | A | N | Y | 231 | -1 | I | 1950-01-01 |  | D |  | 38823819 | 38869657;38869658 |  | 140473830 |  | :05280 | 05280:05280 | main_exi_3_route_oh | CIRCUIT_BREAKER |  |  |  |  | -1.76 | 3 |  | 504449 |  | [MDSYS.SDO_GEOMETRY]
60911510 | 47466005 | EXISTING | ENID | 5960 | DALTON | 5188 | D | NO | SCE | THREE | UNKNOWN | 12KV | LOW 10 | UNKNOWN | MB | UNKNOWN | UNKNOWN |  |  | SYSTEM | 2014-11-27 | merugusn |  | CONSOLIDATED | MESA | METRO EAST | 2150950 |  | 2216828 | M | N | N |  | -1 | I | 1950-01-01 |  | D |  | 47466015 | 47468508;47468509 |  |  |  | :05960 | 05960:05960 | main_exi_3_route_oh | CIRCUIT_BREAKER |  |  |  |  | -1.78 | 3 |  | 504449 |  | [MDSYS.SDO_GEOMETRY]
60911511 | 47469311 | EXISTING | ENLOE | 5970 | AMADOR | 5161 | D | NO | SCE | THREE | UNKNOWN | 16KV | LOW 7 | UNKNOWN | MB | UNKNOWN | UNKNOWN |  |  | SYSTEM | 2015-01-27 | bondigc |  | CONSOLIDATED | MESA | METRO EAST | 2156562 | 4 | 2212150 | A | Y | Y | 201 | -1 | I | 1950-01-01 |  | D |  | 47469318 | 47543699 |  |  |  | :05970 | 05970:05970 | main_exi_3_route_oh | CIRCUIT_BREAKER |  |  |  |  | -142.34 | 2.5 |  | 504449 |  | [MDSYS.SDO_GEOMETRY]
60911512 | 47471107 | EXISTING | SAFEWAY | 15625 | PALM SPRINGS | 8124 | D | NO | SCE | THREE | UNKNOWN | 4KV | LOW 2 | UNKNOWN | MB | UNKNOWN | UNKNOWN |  |  | SYSTEM | 2014-07-04 | attadas |  | CONSOLIDATED | DEVERS | DESERT | 2183165 | 2 | 2218288 | A | N | N |  | -1 | I | 1950-01-01 |  | D |  | 47471114 | 47496356 |  |  |  | :15625 | 15625:15625 | main_exi_3_route_oh | CIRCUIT_BREAKER |  |  |  |  | -1.85 | 3 |  | 504449 |  | [MDSYS.SDO_GEOMETRY]
60911513 | 47488212 | EXISTING | COLLIER | 3805 | ELSINORE | 8343 | D | NO | SCE | THREE | UNKNOWN | 12KV | LOW 11 | UNKNOWN | MB | UNKNOWN | UNKNOWN |  |  | SYSTEM | 2014-09-03 | bodduvh |  | CONSOLIDATED | VALLEY | SAN JACINTO | 2142709 |  | 2213864 | A | N | N |  | -1 | I | 1989-05-01 |  | D |  | 47488222 | 47590986;47590987 |  |  |  | :03805 | 03805:03805 | main_exi_3_route_oh | CIRCUIT_BREAKER |  |  |  |  | -1.81 | 3 |  | 504449 |  | [MDSYS.SDO_GEOMETRY]
60911514 | 47492298 | EXISTING | SLOAN | 16540 | COMPTON | 5767 | D | NO | SCE | THREE | UNKNOWN | 4KV | LOW 2 | UNKNOWN | MB | UNKNOWN | UNKNOWN |  |  | SYSTEM | 2015-03-02 | yallasv |  | CONSOLIDATED | LIGHTHIPE | METRO WEST | 2184233 | 1 | 2213150 | A | N | Y | 219 | -1 | I | 1950-01-01 |  | D |  | 47492308 | 47530651;47530652 |  |  |  | :16540 | 16540:16540 | main_exi_3_route_oh | CIRCUIT_BREAKER |  |  |  |  | -1.76 | 3 |  | 504449 |  | [MDSYS.SDO_GEOMETRY]
60911515 | 47496633 | EXISTING | SAGE | 15630 | MT. VERNON | 5641 | D | NO | SCE | THREE | UNKNOWN | 4KV | LOW 6 | UNKNOWN | MB | UNKNOWN | UNKNOWN |  |  | SYSTEM | 2017-09-19 | murilljl |  | CONSOLIDATED | VISTA | DESERT | 2183166 | 2 | 2212948 | A | N | Y |  | -1 | I | 1950-01-01 |  | D |  | 47496640 | 47500009 |  |  |  | :15630 | 15630:15630 | main_exi_3_route_oh | CIRCUIT_BREAKER |  |  |  |  | -1.81 | 3 |  | 504449 |  | [MDSYS.SDO_GEOMETRY]
60911521 | 47527187 | EXISTING | SAGUARO | 15647 | TAMARISK | 8099 | D | NO | SCE | THREE | UNKNOWN | 12KV | LOW 6 | UNKNOWN | MB | UNKNOWN | UNKNOWN |  |  | SYSTEM | 2017-11-16 | murilljl |  | CONSOLIDATED | DEVERS | DESERT | 2190748 | 1 | 2218266 | A | N | N |  | -1 | I | 1995-05-31 |  | D |  | 47527194 | 47698375 |  |  |  | :15647 | 15647:15647 | main_exi_3_route_oh | CIRCUIT_BREAKER |  |  |  |  | -1.85 | 3.18 |  | 504449 |  | [MDSYS.SDO_GEOMETRY]
60911522 | 47533056 | EXISTING | SMITH | 16558 | VAIL | 5175 | D | NO | SCE | THREE | UNKNOWN | 16KV | LOW 10 | UNKNOWN | MB | UNKNOWN | UNKNOWN |  |  | SYSTEM | 2015-03-02 | aminencn |  | CONSOLIDATED | LIGHTHIPE | METRO WEST | 2184236 | 2 | 2216804 | S | N | Y | 111 | -1 | I | 1964-06-01 |  | D |  | 47533066 | 47576635;47576636 |  |  |  | :16558 | 16558:16558 | main_exi_3_route_oh | CIRCUIT_BREAKER |  |  |  |  | -1.77 | 3 |  | 504449 |  | [MDSYS.SDO_GEOMETRY]
60911523 | 47545471 | EXISTING | ENTRADA | 5985 | THORNHILL | 8004 | D | NO | SCE | THREE | UNKNOWN | 12KV | LOW 3 | UNKNOWN | MB | UNKNOWN | UNKNOWN |  |  | SYSTEM | 2014-05-09 | merugusn |  | CONSOLIDATED | DEVERS | DESERT | 2148495 |  | 2220356 | A | N | Y | 238 | -1 | I | 1970-06-01 |  | D |  | 47545478 | 47604108 |  |  |  | :05985 | 05985:05985 | main_exi_3_route_oh | CIRCUIT_BREAKER |  |  |  |  | -1.85 | 3 |  | 504449 |  | [MDSYS.SDO_GEOMETRY]
60911524 | 47554177 | EXISTING | ZUNI | 19870 | VICTOR | 8049 | D | NO | SCE | THREE | UNKNOWN | 33KV | LOW 14 | UNKNOWN | MB | UNKNOWN | UNKNOWN |  |  | SYSTEM | 2014-03-10 | aminencn |  | CONSOLIDATED | LUGO | DESERT | 2191092 |  | 2218168 | S | N | Y | 105 | -1 | I | 1966-11-01 |  | D |  | 47554184 | 47554851;47554852 |  |  |  | :19870 | 19870:19870 | main_exi_3_route_oh | CIRCUIT_BREAKER |  |  |  |  | -1.81 | 2 |  | 504449 |  | [MDSYS.SDO_GEOMETRY]
60911525 | 47567406 | EXISTING | PINE COVE | 14097 | IDYLLWILD | 8168 | D | NO | SCE | THREE | UNKNOWN | 12KV | LOW 1 | UNKNOWN | MB | UNKNOWN | UNKNOWN |  |  | SYSTEM | 2015-11-09 | lanninsj |  | 280A / 14A | VALLEY | SAN JACINTO | 2190400 |  | 2220652 | A | N | N |  | -1 | I | 1950-01-01 |  | D |  | 47567416 | 47668060;47668061 |  |  |  | :14097 | 14097:14097 | main_exi_3_route_oh | CIRCUIT_BREAKER |  |  |  |  | -1.84 | 3 |  | 504449 |  | [MDSYS.SDO_GEOMETRY]
60911526 | 47592974 | EXISTING | COMANCHE | 3848 | SHAWNEE | 5869 | D | NO | SCE | THREE | UNKNOWN | 12KV | LOW 9 | UNKNOWN | MB | UNKNOWN | UNKNOWN |  |  | SYSTEM | 2014-10-30 | bessar |  | CONSOLIDATED | VILLA PARK | ORANGE | 2142713 |  | 2213352 | A | N | Y | 236 | -1 | I | 1966-11-01 |  | D |  | 47592984 | 47715741;47715742 |  |  |  | :03848 | 03848:03848 | main_exi_3_route_oh | CIRCUIT_BREAKER |  |  |  |  | -1.77 | 3 |  | 504449 |  | [MDSYS.SDO_GEOMETRY]
60911527 | 47601308 | EXISTING | SMITHWOOD | 16570 | OLYMPIC | 5222 | D | NO | SCE | THREE | UNKNOWN | 4KV | LOW 6 | UNKNOWN | MB | UNKNOWN | UNKNOWN |  |  | SYSTEM | 2015-04-09 | kallurr |  | CONSOLIDATED | EL NIDO | METRO WEST | 2184237 |  | 2216906 | A | N | Y |  | -1 | I | 1950-01-01 |  | D |  | 47601315 | 47603149 |  |  |  | :16570 | 16570:16570 | main_exi_3_route_oh | CIRCUIT_BREAKER |  |  |  |  | -1.76 | 3 |  | 504449 |  | [MDSYS.SDO_GEOMETRY]
60911528 | 47603249 | EXISTING | SNOVER | 16589 | MOBILOIL | 5229 | C | NO | SCE | THREE | UNKNOWN | 12KV | LOW 10 | UNKNOWN | MB | UNKNOWN | UNKNOWN |  |  | SYSTEM | 2015-04-22 | bodduvh |  | CONSOLIDATED | EL NIDO | METRO WEST | 2190825 | 1 | 2212312 | A | N | N |  | -1 | I | 1966-05-01 |  | D |  | 47603256 | 47642089 |  |  |  | :16589 | 16589:16589 | main_exi_3_route_oh | CIRCUIT_BREAKER |  |  |  |  | -1.76 | 2 |  | 504449 |  | [MDSYS.SDO_GEOMETRY]
60910876 | 41746303 | EXISTING | CASCADE | 3092 | CASCADE P.T. | 7108 | A | NO | SCE | THREE | UNKNOWN | 12KV | LOW 1 | UNKNOWN | MB | UNKNOWN | UNKNOWN |  |  | SYSTEM | 2014-09-03 | simhadk |  | 300A / 10A | VALLEY | SAN JACINTO | 2145709 |  | 2121207 | N | N | N |  | -1 | I | 1977-10-01 |  | D |  | 41746310 | 41991759;41991760 |  | 41924428 |  | :03092 | 03092:03092 | main_exi_3_route_oh | CIRCUIT_BREAKER |  |  |  |  | -1.81 | 3 |  | 504449 |  | [MDSYS.SDO_GEOMETRY]
60910877 | 41751223 | EXISTING | EMORY | 5895 | STEWART | 5852 | D | NO | SCE | THREE | UNKNOWN | 12KV | LOW 4 | UNKNOWN | MB | UNKNOWN | UNKNOWN |  |  | SYSTEM | 2015-03-02 | attiliv |  |  | LIGHTHIPE | METRO WEST | 2148490 |  | 2217904 | A | N | N |  | -1 | I | 1963-09-01 |  | D |  | 41751233 | 41810538 |  |  |  | :05895 | 05895:05895 | main_exi_3_route_oh | CIRCUIT_BREAKER |  |  |  |  | -1.77 | 3 |  | 504449 |  | [MDSYS.SDO_GEOMETRY]
60910878 | 41765954 | EXISTING | MACOMBER | 10873 | TIPTON | 5327 | D | NO | SCE | THREE | UNKNOWN | 12KV | LOW 3 | UNKNOWN | MB | UNKNOWN | UNKNOWN |  |  | SYSTEM | 2014-02-20 | simhadk |  | CONSOLIDATED | SAN JOAQUIN | SAN JOAQUIN | 2171685 |  | 2214782 | S | N | Y | 134 | -1 | I | 1966-06-01 |  | D |  | 41765964 | 41821578;41821579 |  |  |  | :10873 | 10873:10873 | main_exi_3_route_oh | CIRCUIT_BREAKER |  |  |  |  | -1.78 | 4 |  | 504449 |  | [MDSYS.SDO_GEOMETRY]
60910879 | 41769538 | EXISTING | PRODUCTS | 14436 | NAROD | 5648 | D | NO | SCE | THREE | UNKNOWN | 12KV | LOW 4 | UNKNOWN | MB | UNKNOWN | UNKNOWN |  |  | SYSTEM | 2014-08-12 | merugusn |  | CONSOLIDATED | MIRA LOMA | METRO EAST | 2180115 | 2 | 2212960 | S | Y | N |  | -1 | I | 1966-09-01 |  | D |  | 41769548 | 41934034 |  |  |  | :14436 | 14436:14436 | main_exi_3_route_oh | CIRCUIT_BREAKER |  |  |  |  | -1.79 | 2 |  | 504449 |  | [MDSYS.SDO_GEOMETRY]
60910880 | 41777785 | EXISTING | TWIN BUTTE | 18366 | VENICE HILL | 5329 | D | NO | SCE | THREE | UNKNOWN | 12KV | LOW 4 | UNKNOWN | MB | UNKNOWN | UNKNOWN |  |  | SYSTEM | 2014-04-07 | kallurr |  | CONSOLIDATED | SAN JOAQUIN | SAN JOAQUIN | 2188194 |  | 2217114 | A | N | N |  | -1 | I | 1976-10-01 |  | D |  | 41777795 | 41877442;41877443 |  |  |  | :18366 | 18366:18366 | main_exi_3_route_oh | CIRCUIT_BREAKER |  |  |  |  | -1.8 | 6 |  | 504449 |  | [MDSYS.SDO_GEOMETRY]
60910881 | 41790494 | EXISTING | OGLE | 13050 | COSTA MESA | 5817 | D | NO | SCE | THREE | UNKNOWN | 4KV | LOW 1 | UNKNOWN | MB | UNKNOWN | UNKNOWN |  |  | SYSTEM | 2014-09-22 | attadas |  | CONSOLIDATED | ELLIS | ORANGE | 2187466 |  | 2220158 | A | N | Y | 249 | -1 | I | 1950-01-01 |  | D |  | 41790498 | 41837485;41837486 |  |  |  | :13050 | 13050:13050 | main_exi_3_route_oh | CIRCUIT_BREAKER |  |  |  |  | -1.78 | 3 |  | 504449 |  | [MDSYS.SDO_GEOMETRY]
60910882 | 41822672 | EXISTING | MAGIC | 10922 | SAUGUS | 5051 | D | NO | SCE | THREE | UNKNOWN | 16KV | LOW 22 | UNKNOWN | MB | UNKNOWN | UNKNOWN |  |  | SYSTEM | 2013-12-07 | attadas |  | CONSOLIDATED | SAUGUS | NORTH COAST | 2177955 | 6 | 2211724 | A | N | N |  | -1 | I | 1995-12-22 |  | D |  | 41822682 | 41859144 |  |  |  | :10922 | 10922:10922 | main_exi_3_route_oh | CIRCUIT_BREAKER |  |  |  |  | -1.76 | 3 |  | 504449 |  | [MDSYS.SDO_GEOMETRY]
60910888 | 41838159 | EXISTING | OKLAHOMA | 13064 | CAROLINA | 5813 | D | NO | SCE | THREE | UNKNOWN | 12KV | LOW 8 | UNKNOWN | MB | UNKNOWN | UNKNOWN |  |  | SYSTEM | 2017-09-19 | thompsma |  | CONSOLIDATED | VILLA PARK | ORANGE | 2187467 | 2 | 2217814 | A | N | Y | 226 | -1 | I | 1975-05-01 |  | D |  | 41838166 | 41984661 |  |  |  | :13064 | 13064:13064 | main_exi_3_route_oh | CIRCUIT_BREAKER |  |  |  |  | -1.78 | 2 |  | 504449 |  | [MDSYS.SDO_GEOMETRY]
60910889 | 41859307 | EXISTING | MAGUIRE | 10934 | LATIGO | 5272 | D | NO | SCE | THREE | UNKNOWN | 16KV | LOW 3 | UNKNOWN | MB | UNKNOWN | UNKNOWN |  |  | SYSTEM | 2014-01-03 | punukos |  | CONSOLIDATED | MOORPARK | NORTH COAST | 2177958 | 2 | 2219378 | A | Y | N |  | -1 | I | 1967-12-01 |  | D |  | 41859314 | 41966967;41966968 |  |  |  | :10934 | 10934:10934 | main_exi_3_route_oh | CIRCUIT_BREAKER |  |  |  |  | -1.74 | 3 |  | 504449 |  | [MDSYS.SDO_GEOMETRY]
60910890 | 41862798 | EXISTING | CONINE | 3934 | YUCAIPA | 5636 | D | NO | SCE | THREE | UNKNOWN | 12KV | LOW 3 | UNKNOWN | MB | UNKNOWN | UNKNOWN |  |  | SYSTEM | 2014-05-16 | merugusn |  | CONSOLIDATED | VISTA | DESERT | 2148658 |  | 2219838 | S | N | Y | 142 | -1 | I | 1950-01-01 |  | D |  | 41862805 | 41912132;41912133 |  | 41887866 |  | :03934 | 03934:03934 | main_exi_3_route_oh | CIRCUIT_BREAKER |  |  |  |  | -1.82 | 3 |  | 504449 |  | [MDSYS.SDO_GEOMETRY]
60910891 | 41878941 | EXISTING | TWIN LAKES | 18370 | SANTA SUSANA | 5532 | D | NO | SCE | THREE | UNKNOWN | 16KV | LOW 6 | UNKNOWN | MB | UNKNOWN | UNKNOWN |  |  | SYSTEM | 2014-02-18 | ankarlr |  | CONSOLIDATED | SAUGUS | NORTH COAST | 2188195 | 3 | 2214960 | A | N | Y | 238 | -1 | I | 1963-06-01 |  | D |  | 41878951 | 42075755;42075756 |  |  |  | :18370 | 18370:18370 | main_exi_3_route_oh | CIRCUIT_BREAKER |  |  |  |  | -1.75 | 3 |  | 504449 |  | [MDSYS.SDO_GEOMETRY]
60910897 | 41891839 | EXISTING | EMSCO | 5910 | FRUITLAND | 5718 | D | NO | SCE | THREE | UNKNOWN | 16KV | LOW 3 | UNKNOWN | MB | UNKNOWN | UNKNOWN |  |  | SYSTEM | 2018-01-05 | maxwelbw |  | CONSOLIDATED | LIGHTHIPE | METRO WEST | 2168898 |  | 2215290 | S | N | Y | 136 | -1 | I | 1950-01-01 |  | D |  | 41891849 | 41960465 |  |  |  | :05910 | 05910:05910 | main_exi_3_route_oh | CIRCUIT_BREAKER |  |  |  |  | -1.77 | 3 |  | 504449 |  | [MDSYS.SDO_GEOMETRY]
60910898 | 41929300 | EXISTING | CONNING | 3939 | BAIN | 5656 | D | NO | SCE | THREE | UNKNOWN | 12KV | LOW 1 | UNKNOWN | MB | UNKNOWN | UNKNOWN |  |  | SYSTEM | 2014-05-16 | yallasv |  | CONSOLIDATED | MIRA LOMA | DESERT | 2159137 | 1 | 2212972 | A | N | Y | 243 | -1 | I | 1967-07-01 |  | D |  | 41929310 | 41965112;41965113 |  |  |  | :03939 | 03939:03939 | main_exi_3_route_oh | CIRCUIT_BREAKER |  |  |  |  | -1.8 | 3 |  | 504449 |  | [MDSYS.SDO_GEOMETRY]
60910899 | 41953327 | EXISTING | PROMENADE | 14445 | CORONA | 8279 | D | NO | SCE | THREE | UNKNOWN | 12KV | LOW 6 | UNKNOWN | MB | UNKNOWN | UNKNOWN |  |  | SYSTEM | 2014-06-03 | bessar |  | CONSOLIDATED | MIRA LOMA | METRO EAST | 2190421 | 7 | 2220750 | S | N | N |  | -1 | I | 1991-06-10 |  | D |  | 41953337 | 42037630 |  |  |  | :14445 | 14445:14445 | main_exi_3_route_oh | CIRCUIT_BREAKER |  |  |  |  | -1.8 | 3 |  | 504449 |  | [MDSYS.SDO_GEOMETRY]
60911219 | 44752186 | EXISTING | DE MARI | 4895 | CORONA | 8279 | D | NO | SCE | THREE | UNKNOWN | 4KV | LOW 23 | UNKNOWN | MB | UNKNOWN | UNKNOWN |  |  | SYSTEM | 2014-05-21 | aminencn |  | CONSOLIDATED | MIRA LOMA | METRO EAST | 2149399 |  | 2213828 | A | N | Y | 129 | -1 | I | 1950-01-01 |  | D |  | 44752193 | 44753864;44753865 |  |  |  | :04895 | 04895:04895 | main_exi_3_route_oh | CIRCUIT_BREAKER |  |  |  |  | -1.8 | 3 |  | 504449 |  | [MDSYS.SDO_GEOMETRY]
60911220 | 44754817 | EXISTING | DENISE | 4925 | LARK ELLEN | 5192 | D | NO | SCE | THREE | UNKNOWN | 12KV | LOW 6 | UNKNOWN | MB | UNKNOWN | UNKNOWN |  |  | SYSTEM | 2017-09-25 | krumwimg |  | CONSOLIDATED | MESA | METRO EAST | 2149401 |  | 2219172 | A | Y | N |  | -1 | I | 1967-06-01 |  | D |  | 44754827 | 44765858 |  |  |  | :04925 | 04925:04925 | main_exi_3_route_oh | CIRCUIT_BREAKER |  |  |  |  | -1.78 | 3 |  | 504449 |  | [MDSYS.SDO_GEOMETRY]
60911221 | 44758516 | EXISTING | WHIP | 19243 | QUARTZ HILL | 5566 | D | NO | SCE | THREE | UNKNOWN | 12KV | LOW 6 | UNKNOWN | MB | UNKNOWN | UNKNOWN |  |  | SYSTEM | 2013-11-23 | yallasv |  | CONSOLIDATED | VINCENT | NORTH COAST | 2191037 |  | 2219714 | A | N | N |  | -1 | I | 2000-03-01 |  | D |  | 44758523 | 44894120;44894121 |  |  |  | :19243 | 19243:19243 | main_exi_3_route_oh | CIRCUIT_BREAKER |  |  |  |  | -1.78 | 3 |  | 504449 |  | [MDSYS.SDO_GEOMETRY]
60911222 | 44766508 | EXISTING | DENTAL | 4945 | TIMOTEO | 5604 | D | NO | SCE | THREE | UNKNOWN | 12KV | LOW 2 | UNKNOWN | MB | UNKNOWN | UNKNOWN |  |  | SYSTEM | 2014-05-02 | aminencn |  | CONSOLIDATED | VISTA | DESERT | 2165397 | 2 | 2217420 | A | N | N |  | -1 | I | 1986-05-01 |  | D |  | 44766518 | 44879569;44879570 |  |  |  | :04945 | 04945:04945 | main_exi_3_route_oh | CIRCUIT_BREAKER |  |  |  |  | -1.81 | 3 |  | 504449 |  | [MDSYS.SDO_GEOMETRY]
60911223 | 44834441 | EXISTING | PARTON | 13740 | EDINGER | 5875 | D | NO | SCE | THREE | UNKNOWN | 4KV | LOW 2 | UNKNOWN | MB | UNKNOWN | UNKNOWN |  |  | SYSTEM | 2014-10-16 | yallasv |  | CONSOLIDATED | ELLIS | ORANGE | 2179301 |  | 2220288 | A | N | N |  | -1 | I | 1950-01-01 |  | D |  | 44834448 | 44855747;44855748 |  |  |  | :13740 | 13740:13740 | main_exi_3_route_oh | CIRCUIT_BREAKER |  |  |  |  | 0.39 | 2 |  | 504449 |  | [MDSYS.SDO_GEOMETRY]
60911224 | 44838895 | EXISTING | CHILE | 3481 | ELY | 5819 | D | NO | SCE | THREE | UNKNOWN | 12KV | LOW 9 | UNKNOWN | MB | UNKNOWN | UNKNOWN |  |  | SYSTEM | 2014-08-28 | kallurr |  | CONSOLIDATED | VILLA PARK | ORANGE | 2140316 | 2 | 2213258 | A | N | Y | 209 | -1 | I | 1964-11-01 |  | D |  |  | 44865812;44865813 |  |  |  | :03481 | 03481:03481 | main_exi_3_route_oh | CIRCUIT_BREAKER |  |  |  |  | -1.77 | 2 |  | 504449 |  | [MDSYS.SDO_GEOMETRY]
60911225 | 44842642 | EXISTING | FAIRMAN | 6230 | SUNNYSIDE | 5785 | D | NO | SCE | THREE | UNKNOWN | 12KV | LOW 3 | UNKNOWN | MB | UNKNOWN | UNKNOWN |  |  | SYSTEM | 2015-01-21 | manthak |  | CONSOLIDATED | LIGHTHIPE | METRO WEST | 2150957 | 2 | 2217758 | S | N | Y | 127 | -1 | I | 1949-05-01 |  | D |  | 44842652 | 44846005;44846006 |  |  |  | :06230 | 06230:06230 | main_exi_3_route_oh | CIRCUIT_BREAKER |  |  |  |  | -1.77 | 3 |  | 504449 |  | [MDSYS.SDO_GEOMETRY]
60911226 | 44856010 | EXISTING | PASCAL | 13758 | PECHANGA | 8347 | D | NO | SCE | THREE | UNKNOWN | 12KV | LOW 5 | UNKNOWN | MB | UNKNOWN | UNKNOWN |  |  | SYSTEM | 2014-08-01 | rajendrs |  | CONSOLIDATED | VALLEY | SAN JACINTO | 2184488 |  | 2216174 | A | N | N |  | -1 | I | 2000-05-01 |  | D |  | 44856017 | 44978393;44978394 |  |  |  | :13758 | 13758:13758 | main_exi_3_route_oh | CIRCUIT_BREAKER |  |  |  |  | -1.82 | 3 |  | 504449 |  | [MDSYS.SDO_GEOMETRY]
60911227 | 44866978 | EXISTING | CHINA | 3484 | MODENA | 5802 | D | NO | SCE | THREE | UNKNOWN | 12KV | LOW 8 | UNKNOWN | MB | UNKNOWN | UNKNOWN |  |  | SYSTEM | 2017-12-04 | thompsma |  | CONSOLIDATED | VILLA PARK | ORANGE | 2137584 | 1 | 2220120 | A | N | N |  | -1 | I | 1965-12-01 |  | D |  | 44866988 | 45005559 |  |  |  | :03484 | 03484:03484 | main_exi_3_route_oh | CIRCUIT_BREAKER |  |  |  |  | 0.38 | 3 |  | 504449 |  | [MDSYS.SDO_GEOMETRY]
60911228 | 44881483 | EXISTING | RELISH | 14895 | MERCED | 5193 | D | NO | SCE | THREE | UNKNOWN | 12KV | LOW 8 | UNKNOWN | MB | UNKNOWN | UNKNOWN |  |  | SYSTEM | 2014-07-01 | kallurr |  | CONSOLIDATED | MIRA LOMA | METRO EAST | 2180278 | 1 | 2214522 | S | N | Y | 132 | -1 | I | 1961-01-01 |  | D |  | 44881490 | 44995624;44995625 |  |  |  | :14895 | 14895:14895 | main_exi_3_route_oh | CIRCUIT_BREAKER |  |  |  |  | -1.78 | 3 |  | 504449 |  | [MDSYS.SDO_GEOMETRY]
60911229 | 44886958 | EXISTING | DERBY | 4980 | COLTON | 5610 | D | NO | SCE | THREE | UNKNOWN | 12KV | LOW 6 | UNKNOWN | MB | UNKNOWN | UNKNOWN |  |  | SYSTEM | 2014-03-25 | aminencn |  | CONSOLIDATED | VISTA | DESERT | 2150277 |  | 2212868 | M | N | Y | 137 | -1 | I | 1968-02-01 |  | D |  | 44886965 | 44954570 |  | 44917177 |  | :04980 | 04980:04980 | main_exi_3_route_oh | CIRCUIT_BREAKER |  |  |  |  | -1.81 | 3 |  | 504449 |  | [MDSYS.SDO_GEOMETRY]
60911230 | 44896810 | EXISTING | INVENTION | 19245 | QUARTZ HILL | 5566 | D | NO | SCE | THREE | UNKNOWN | 12KV | LOW 4 | UNKNOWN | MB | UNKNOWN | UNKNOWN |  |  | SYSTEM | 2013-11-12 | mannepl |  | CONSOLIDATED | VINCENT | NORTH COAST | 2191038 |  | 2219714 | A | Y | N |  | -1 | I | 1950-01-01 |  | D |  | 44896820 | 45121495;45121496 |  |  |  | :19245 | 19245:19245 | main_exi_3_route_oh | CIRCUIT_BREAKER |  |  |  |  | -1.78 | 4 |  | 504449 |  | [MDSYS.SDO_GEOMETRY]
60911231 | 44901378 | EXISTING | FALCON | 6260 | BIXBY | 5707 | D | NO | SCE | THREE | UNKNOWN | 4KV | LOW 4 | UNKNOWN | MB | UNKNOWN | UNKNOWN |  |  | SYSTEM | 2015-01-27 | merugusn |  | CONSOLIDATED | LIGHTHIPE | METRO WEST | 2157862 |  | 2215270 | A | N | Y |  | -1 | I | 2024-10-01 |  | D |  | 44901388 | 44921000 |  |  |  | :06260 | 06260:06260 | main_exi_3_route_oh | CIRCUIT_BREAKER |  |  |  |  | -1.76 | 3 |  | 504449 |  | [MDSYS.SDO_GEOMETRY]
60911232 | 44921319 | EXISTING | PENTHOUSE | 6262 | BRIGHTON | 5226 | D | NO | SCE | THREE | UNKNOWN | 16KV | LOW 1 | UNKNOWN | MB | UNKNOWN | UNKNOWN |  |  | SYSTEM | 2017-09-26 | maxwelbw |  | CONSOLIDATED | EL NIDO | METRO WEST | 2157863 |  | 2219264 | A | N | Y | 237 | -1 | I | 1969-07-01 |  | D |  | 44921329 | 45023252 |  |  |  | :06262 | 06262:06262 | main_exi_3_route_oh | CIRCUIT_BREAKER |  |  |  |  | -1.76 | 3 |  | 504449 |  | [MDSYS.SDO_GEOMETRY]
60910529 | 38837418 | EXISTING | CASMALIA | 3099 | ALDER | 5672 | D | NO | SCE | THREE | UNKNOWN | 12KV | LOW 12 | UNKNOWN | MB | UNKNOWN | UNKNOWN |  |  | SYSTEM | 2014-07-01 | merugusn |  |  | VISTA | DESERT | 2139974 | 2 | 2213000 | A | N | Y |  | -1 | I | 2000-07-13 |  | D |  | 38837425 | 39072439;39072440 |  |  |  | :03099 | 03099:03099 | main_exi_3_route_oh | CIRCUIT_BREAKER |  |  |  |  | -1.81 | 3 |  | 504449 |  | [MDSYS.SDO_GEOMETRY]
60910530 | 38840199 | EXISTING | SALMON | 15670 | EL NIDO | 5023 | D | NO | SCE | THREE | UNKNOWN | 16KV | LOW 17 | UNKNOWN | MB | UNKNOWN | UNKNOWN |  |  | SYSTEM | 2015-06-15 | merugusn |  |  | EL NIDO | METRO WEST | 2183240 | 6 | 2218582 | A | N | Y | 239 | -1 | I | 1950-01-01 |  | D |  | 38840209 | 38943082;38943083 |  |  |  | :15670 | 15670:15670 | main_exi_3_route_oh | CIRCUIT_BREAKER |  |  |  |  | -1.76 | 3 |  | 504449 |  | [MDSYS.SDO_GEOMETRY]
60910531 | 38846620 | EXISTING | BUTTERNUT | 2568 | CHESTNUT | 5861 | D | NO | SCE | THREE | UNKNOWN | 12KV | LOW 1 | UNKNOWN | MB | UNKNOWN | UNKNOWN |  |  | SYSTEM | 2017-11-21 | thompsma |  | CONSOLIDATED | ELLIS | ORANGE | 2136054 | 2 | 2215608 | A | N | Y | 230 | -1 | I | 1972-06-01 |  | D |  | 38846627 | 38957050 |  |  |  | :02568 | 02568:02568 | main_exi_3_route_oh | CIRCUIT_BREAKER |  |  |  |  | 0.38 | 2 |  | 504449 |  | [MDSYS.SDO_GEOMETRY]
60910537 | 38848231 | EXISTING | TOWNSGATE | 18044 | POTRERO | 5597 | D | NO | SCE | THREE | UNKNOWN | 16KV | LOW 4 | UNKNOWN | MB | UNKNOWN | UNKNOWN |  |  | SYSTEM | 2014-01-01 | kallurr |  | CONSOLIDATED | MOORPARK | NORTH COAST | 2188445 | 1 | 2219760 | A | N | Y | 245 | -1 | I | 1981-09-01 |  | D |  | 38848238 | 39008954;39008955 |  |  |  | :18044 | 18044:18044 | main_exi_3_route_oh | CIRCUIT_BREAKER |  |  |  |  | -1.74 | 3 |  | 504449 |  | [MDSYS.SDO_GEOMETRY]
60910538 | 38869968 | EXISTING | DOYLE | 5290 | OLDFIELD | 5744 | D | NO | SCE | THREE | UNKNOWN | 4KV | LOW 3 | UNKNOWN | MB | UNKNOWN | UNKNOWN |  |  | SYSTEM | 2015-01-19 | bodduvh |  | CONSOLIDATED | LIGHTHIPE | METRO WEST | 2167231 |  | 2217672 | A | N | Y |  | -1 | I | 1949-12-01 |  | D |  | 38869978 | 38946836;38946837 |  |  |  | :05290 | 05290:05290 | main_exi_3_route_oh | CIRCUIT_BREAKER |  |  |  |  | -1.77 | 3 |  | 504449 |  | [MDSYS.SDO_GEOMETRY]
60910539 | 38915068 | EXISTING | LANGER | 10052 | THOUSAND OAKS | 5569 | D | NO | SCE | THREE | UNKNOWN | 16KV | LOW 4 | UNKNOWN | MB | UNKNOWN | UNKNOWN |  |  | SYSTEM | 2013-12-29 | manthak |  | CONSOLIDATED | MOORPARK | NORTH COAST | 2164253 | 2 | 2212798 | A | Y | N |  | -1 | I | 1960-11-01 |  | D |  | 38915078 | 39091111;39091112 |  |  |  | :10052 | 10052:10052 | main_exi_3_route_oh | CIRCUIT_BREAKER |  |  |  |  | -1.74 | 3 |  | 504449 |  | [MDSYS.SDO_GEOMETRY]
60910540 | 38945013 | EXISTING | SALT LAKE | 15690 | CUDAHY | 5714 | D | NO | SCE | THREE | UNKNOWN | 16KV | LOW 1 | UNKNOWN | MB | UNKNOWN | UNKNOWN |  |  | SYSTEM | 2015-03-12 | yallasv |  | CONSOLIDATED | LIGHTHIPE | METRO WEST | 2183447 | 1 | 2215284 | S | Y | N |  | -1 | I | 1950-01-01 |  | D |  | 38945023 | 39053915 |  |  |  | :15690 | 15690:15690 | main_exi_3_route_oh | CIRCUIT_BREAKER |  |  |  |  | -1.77 | 3 |  | 504449 |  | [MDSYS.SDO_GEOMETRY]
60910541 | 38950399 | EXISTING | DREDGE | 5315 | DIKE | 5721 | C | NO | SCE | THREE | UNKNOWN | 12KV | LOW 1 | UNKNOWN | MB | UNKNOWN | UNKNOWN |  |  | SYSTEM | 2017-11-29 | maxwelbw |  | CONSOLIDATED | LIGHTHIPE | METRO WEST | 2146667 |  | 2217614 | A | N | Y |  | -1 | I | 1964-03-01 |  | D |  | 38950409 | 38979944 |  |  |  | :05315 | 05315:05315 | main_exi_3_route_oh | CIRCUIT_BREAKER |  |  |  |  | -1.76 | 3 |  | 504449 |  | [MDSYS.SDO_GEOMETRY]
60910542 | 38952006 | EXISTING | MORRIS | 12198 | AULD | 8018 | D | NO | SCE | THREE | UNKNOWN | 12KV | LOW 4 | UNKNOWN | MB | UNKNOWN | UNKNOWN |  |  | SYSTEM | 2014-09-06 | rajendrs |  | CONSOLIDATED | VALLEY | SAN JACINTO | 2172947 |  | 2213470 | A | N | N |  | -1 | I | 1991-05-24 |  | D |  | 38952013 | 39183315;39183316 |  | 39112759 |  | :12198 | 12198:12198 | main_exi_3_route_oh | CIRCUIT_BREAKER |  |  |  |  | -1.95 | 3 |  | 504449 |  | [MDSYS.SDO_GEOMETRY]
60910543 | 38958492 | EXISTING | CADDY | 2615 | GILBERT | 5833 | D | NO | SCE | THREE | UNKNOWN | 12KV | LOW 7 | UNKNOWN | MB | UNKNOWN | UNKNOWN |  |  | SYSTEM | 2018-01-05 | thompsma |  | CONSOLIDATED | VILLA PARK | ORANGE | 2138430 | 2 | 2220202 | A | N | N |  | -1 | I | 1960-11-01 |  | D |  | 38958499 | 39097693 |  |  |  | :02615 | 02615:02615 | main_exi_3_route_oh | CIRCUIT_BREAKER |  |  |  |  | 0.39 | 2 |  | 504449 |  | [MDSYS.SDO_GEOMETRY]
60910544 | 39011938 | EXISTING | DRIFT | 5316 | NEPTUNE | 5781 | D | NO | SCE | THREE | UNKNOWN | 12KV | LOW 5 | UNKNOWN | MB | UNKNOWN | UNKNOWN |  |  | SYSTEM | 2017-10-12 | maxwelbw |  | CONSOLIDATED | LIGHTHIPE | METRO WEST | 2167235 |  | 2220082 | A | Y | N |  | -1 | I | 1966-09-01 |  | D |  | 39011948 | 39118738 |  |  |  | :05316 | 05316:05316 | main_exi_3_route_oh | CIRCUIT_BREAKER |  |  |  |  | -1.76 | 1 |  | 504449 |  | [MDSYS.SDO_GEOMETRY]
60910545 | 39042004 | EXISTING | TOWNSHIP | 18045 | SANTA SUSANA | 5532 | D | NO | SCE | THREE | UNKNOWN | 16KV | LOW 2 | UNKNOWN | MB | UNKNOWN | UNKNOWN |  |  | SYSTEM | 2014-01-20 | kollir |  | CONSOLIDATED | SAUGUS | NORTH COAST | 2188446 | 3 | 2214960 | A | N | N |  | -1 | I | 2000-03-01 |  | D |  | 39042014 | 39173167;39173168 |  |  |  | :18045 | 18045:18045 | main_exi_3_route_oh | CIRCUIT_BREAKER |  |  |  |  | -1.75 | 3 |  | 504449 |  | [MDSYS.SDO_GEOMETRY]
60910546 | 39077759 | EXISTING | PLAYER | 14195 | EISENHOWER | 8098 | D | NO | SCE | THREE | UNKNOWN | 33KV | LOW 3 | UNKNOWN | MB | UNKNOWN | UNKNOWN |  |  | SYSTEM | 2014-07-30 | yallasv |  | CONSOLIDATED | DEVERS | DESERT | 2181201 |  | 2215922 | A | N | N |  | -1 | I | 1974-05-01 |  | D |  | 39077766 | 39243200;39243201 |  |  |  | :14195 | 14195:14195 | main_exi_3_route_oh | CIRCUIT_BREAKER |  |  |  |  | -1.85 | 3 |  | 504449 |  | [MDSYS.SDO_GEOMETRY]
60910547 | 39087233 | EXISTING | CASTLEROCK | 3135 | BIG BEND BIA | 8352 | D | NO | SCE | THREE | UNKNOWN | 12KV | LOW 1 | UNKNOWN | MB | UNKNOWN | UNKNOWN |  |  | SYSTEM | 2014-03-19 | aminencn |  | CONSOLIDATED | DEVERS | RURALS | 2137230 |  | 2275899 | A | N | N |  | -1 | I | 1984-08-01 |  | D |  | 39087243 | 39103254;39103255 |  |  |  | :03135 | 03135:03135 | main_exi_3_route_oh | CIRCUIT_BREAKER |  |  |  |  | -1.94 | 5 |  | 504449 |  | [MDSYS.SDO_GEOMETRY]
60911529 | 47611601 | EXISTING | AFG 1 | 21043 | AFG | 8354 | D | NO | SCE | THREE | UNKNOWN | 12KV | LOW 1 | UNKNOWN | MB | UNKNOWN | UNKNOWN |  |  | SYSTEM | 2014-01-29 | bodduvh |  | CONSOLIDATED | LUGO | DESERT | 2190870 |  | 2220800 | N | N | N |  | -1 | I | 1996-07-29 |  | D |  | 47611611 | 47629222 |  |  |  | :21043 | 21043:21043 | main_exi_3_route_oh | CIRCUIT_BREAKER |  |  |  |  | -1.81 | 2 |  | 504449 |  | [MDSYS.SDO_GEOMETRY]
60911531 | 47623023 | EXISTING | ESTATES | 6070 | REPETTO | 5164 | D | NO | SCE | THREE | UNKNOWN | 4KV | LOW 9 | UNKNOWN | MB | UNKNOWN | UNKNOWN |  |  | SYSTEM | 2014-11-14 | merugusn |  | CONSOLIDATED | MESA | METRO EAST | 2157860 |  | 2216782 | S | N | Y | 115 | -1 | I | 1957-12-01 |  | D |  | 47623033 | 47635987 |  |  |  | :06070 | 06070:06070 | main_exi_3_route_oh | CIRCUIT_BREAKER |  |  |  |  | -1.77 | 3 |  | 504449 |  | [MDSYS.SDO_GEOMETRY]
60911532 | 47629439 | EXISTING | REVOLUTION | 21046 | COLOSSUS | 5260 | C | NO | SCE | THREE | UNKNOWN | 16KV | LOW 1 | UNKNOWN | MB | UNKNOWN | UNKNOWN |  |  | SYSTEM | 2013-11-26 | manthak |  | CONSOLIDATED | SAUGUS | NORTH COAST | 2190493 |  | 2219354 | A | N | N |  | -1 | I | 1999-06-01 |  | D |  | 47629446 | 47631860 |  |  |  | :21046 | 21046:21046 | main_exi_3_route_oh | CIRCUIT_BREAKER |  |  |  |  | -1.76 | 2 |  | 504449 |  | [MDSYS.SDO_GEOMETRY]
60911533 | 47631984 | EXISTING | SPILLIKIN | 21047 | COLOSSUS | 5260 | C | NO | SCE | THREE | UNKNOWN | 16KV | LOW 2 | UNKNOWN | MB | UNKNOWN | UNKNOWN |  |  | SYSTEM | 2013-11-29 | manthak |  | CONSOLIDATED | SAUGUS | NORTH COAST | 2191119 |  | 2219354 | A | N | N |  | -1 | I | 1999-06-01 |  | D |  | 47631988 | 47652129 |  |  |  | :21047 | 21047:21047 | main_exi_3_route_oh | CIRCUIT_BREAKER |  |  |  |  | -1.76 | 3 |  | 504449 |  | [MDSYS.SDO_GEOMETRY]
60911534 | 47637179 | EXISTING | EUCALYPTUS | 6108 | PEYTON | 5614 | D | NO | SCE | THREE | UNKNOWN | 12KV | LOW 6 | UNKNOWN | MB | UNKNOWN | UNKNOWN |  |  | SYSTEM | 2014-07-01 | bodduvh |  | CONSOLIDATED | MIRA LOMA | METRO EAST | 2171092 | 3 | 2215106 | A | N | N |  | -1 | I | 1999-09-01 |  | D |  | 47637186 | 47706883;47706884 |  |  |  | :06108 | 06108:06108 | main_exi_3_route_oh | CIRCUIT_BREAKER |  |  |  |  | -1.79 | 2 |  | 504449 |  | [MDSYS.SDO_GEOMETRY]
60911535 | 47642378 | EXISTING | SOCONY | 16607 | MOBILOIL | 5229 | C | NO | SCE | THREE | UNKNOWN | 12KV | LOW 26 | UNKNOWN | MB | UNKNOWN | UNKNOWN |  |  | SYSTEM | 2015-04-22 | simhadk |  | CONSOLIDATED | EL NIDO | METRO WEST | 2185889 | 4 | 2212312 | A | N | N |  | -1 | I | 1967-01-01 |  | D |  | 47642385 | 47642475 |  |  |  | :16607 | 16607:16607 | main_exi_3_route_oh | CIRCUIT_BREAKER |  |  |  |  | -1.76 | 2 |  | 504449 |  | [MDSYS.SDO_GEOMETRY]
60911536 | 47653385 | EXISTING | PAULING | 21049 | PHARMACY | 8509 | C | NO | SCE | THREE | UNKNOWN | 16KV | LOW 1 | UNKNOWN | MB | UNKNOWN | UNKNOWN |  |  | SYSTEM | 2013-12-30 | attadas |  | CONSOLIDATED | MOORPARK | NORTH COAST | 2190871 |  | 2216186 | A | N | N |  | -1 | I | 1999-01-01 |  | D |  | 47653395 | 47677604 |  |  |  | :21049 | 21049:21049 | main_exi_3_route_oh | CIRCUIT_BREAKER |  |  |  |  | -1.74 | 2 |  | 504449 |  | [MDSYS.SDO_GEOMETRY]
60911537 | 47671797 | EXISTING | PINEWOOD | 14134 | CAJALCO | 8086 | D | NO | SCE | THREE | UNKNOWN | 12KV | LOW 6 | UNKNOWN | MB | UNKNOWN | UNKNOWN |  |  | SYSTEM | 2014-08-01 | bodduvh |  | CONSOLIDATED | VALLEY | SAN JACINTO | 2184647 |  | 2213616 | A | N | Y | 201 | -1 | I | 1975-11-01 |  | D |  | 47671807 | 47821850;47821851 |  |  |  | :14134 | 14134:14134 | main_exi_3_route_oh | CIRCUIT_BREAKER |  |  |  |  | -1.81 | 3 |  | 504449 |  | [MDSYS.SDO_GEOMETRY]
60911538 | 47677746 | EXISTING | VENTU | 21050 | PHARMACY | 8509 | C | NO | SCE | THREE | UNKNOWN | 16KV | LOW 3 | UNKNOWN | MB | UNKNOWN | UNKNOWN |  |  | SYSTEM | 2013-12-30 | merugusn |  | CONSOLIDATED | MOORPARK | NORTH COAST | 2190494 |  | 2216186 | A | N | N |  | -1 | I | 1999-09-01 |  | D |  | 47677756 | 47710757 |  |  |  | :21050 | 21050:21050 | main_exi_3_route_oh | CIRCUIT_BREAKER |  |  |  |  | -1.74 | 2 |  | 504449 |  | [MDSYS.SDO_GEOMETRY]
60911539 | 47701451 | EXISTING | SAINT JO | 15648 | ARCADIA | 5106 | D | NO | SCE | THREE | UNKNOWN | 16KV | LOW 3 | UNKNOWN | MB | UNKNOWN | UNKNOWN |  |  | SYSTEM | 2014-11-06 | bessar |  | CONSOLIDATED | MESA | METRO EAST | 2187620 | 3 | 2218994 | A | Y | N |  | -1 | I | 1961-07-01 |  | D |  | 47701461 | 47825426 |  | 47782310 |  | :15648 | 15648:15648 | main_exi_3_route_oh | CIRCUIT_BREAKER |  |  |  |  | -1.78 | 3 |  | 504449 |  | [MDSYS.SDO_GEOMETRY]
60911540 | 47709165 | EXISTING | EXLINE | 6150 | AMADOR | 5161 | D | NO | SCE | THREE | UNKNOWN | 16KV | LOW 6 | UNKNOWN | MB | UNKNOWN | UNKNOWN |  |  | SYSTEM | 2014-11-04 | kallurr |  | CONSOLIDATED | MESA | METRO EAST | 2171097 | 3 | 2212150 | A | N | Y | 210 | -1 | I | 1950-01-01 |  | D |  | 47709172 | 47778023;47778024 |  |  |  | :06150 | 06150:06150 | main_exi_3_route_oh | CIRCUIT_BREAKER |  |  |  |  | -1.78 | 3 |  | 504449 |  | [MDSYS.SDO_GEOMETRY]
60911541 | 47710935 | EXISTING | BIO | 21061 | PHARMACY | 8509 | C | NO | SCE | THREE | UNKNOWN | 16KV | LOW 2 | UNKNOWN | MB | UNKNOWN | UNKNOWN |  |  | SYSTEM | 2013-12-23 | kollir |  | CONSOLIDATED | MOORPARK | NORTH COAST | 2191123 |  | 2216186 | A | N | N |  | -1 | I | 1995-12-20 |  | D |  | 47710945 | 47712423 |  |  |  | :21061 | 21061:21061 | main_exi_3_route_oh | CIRCUIT_BREAKER |  |  |  |  | -1.74 | 2 |  | 504449 |  | [MDSYS.SDO_GEOMETRY]
60911547 | 47712625 | EXISTING | TECH | 21062 | PHARMACY | 8509 | C | NO | SCE | THREE | UNKNOWN | 16KV | LOW 4 | UNKNOWN | MB | UNKNOWN | UNKNOWN |  |  | SYSTEM | 2013-12-31 | kollir |  | CONSOLIDATED | MOORPARK | NORTH COAST | 2190874 |  | 2216186 | A | N | N |  | -1 | I | 1995-12-22 |  | D |  | 47712635 | 47741581 |  |  |  | :21062 | 21062:21062 | main_exi_3_route_oh | CIRCUIT_BREAKER |  |  |  |  | -1.74 | 2 |  | 504449 |  | [MDSYS.SDO_GEOMETRY]
60910900 | 41969384 | EXISTING | MAHOGANY | 10945 | TULE (PGAE) | 4131 | F | NO | SCE | THREE | UNKNOWN | 12KV | LOW 1 | UNKNOWN | MB | UNKNOWN | UNKNOWN |  |  | SYSTEM | 2014-01-15 | aminencn |  | CONSOLIDATED | SAN JOAQUIN | SAN JOAQUIN | 2178029 |  | 2274124 | A | N | N |  | -1 | I | 1950-01-01 |  | D |  | 41969394 | 41980957 |  |  |  | :10945 | 10945:10945 | main_exi_3_route_oh | CIRCUIT_BREAKER |  |  |  |  | -1.8 | 6 |  | 504449 |  | [MDSYS.SDO_GEOMETRY]
60910901 | 41982080 | EXISTING | MALOY | 11015 | SATICOY | 5534 | D | NO | SCE | THREE | UNKNOWN | 16KV | LOW 4 | UNKNOWN | MB | UNKNOWN | UNKNOWN |  |  | SYSTEM | 2013-12-09 | ankarlr |  | CONSOLIDATED | SANTA CLARA | NORTH COAST | 2171873 |  | 2219652 | S | Y | N |  | -1 | I | 1962-01-01 |  | D |  | 41982090 | 42019919;138809726 |  |  |  | :11015 | 11015:11015 | main_exi_3_route_oh | CIRCUIT_BREAKER |  |  |  |  | -1.73 | 3.5 |  | 504449 |  | [MDSYS.SDO_GEOMETRY]
60910902 | 41985874 | EXISTING | OILERS | 13072 | SLATER | 5809 | D | NO | SCE | THREE | UNKNOWN | 12KV | LOW 6 | UNKNOWN | MB | UNKNOWN | UNKNOWN |  |  | SYSTEM | 2014-10-28 | simhadk |  | CONSOLIDATED | ELLIS | ORANGE | 2174393 |  | 2220132 | A | Y | N |  | -1 | I | 1971-12-01 |  | D |  | 41985884 | 42087161;42087162 |  |  |  | :13072 | 13072:13072 | main_exi_3_route_oh | CIRCUIT_BREAKER |  |  |  |  | -1.77 | 3 |  | 504449 |  | [MDSYS.SDO_GEOMETRY]
60910903 | 41989149 | EXISTING | CONNERS | 3942 | WIMBLEDON | 5664 | D | NO | SCE | THREE | UNKNOWN | 12KV | LOW 8 | UNKNOWN | MB | UNKNOWN | UNKNOWN |  |  | SYSTEM | 2014-05-06 | kallurr |  | CONSOLIDATED | VISTA | DESERT | 2142913 |  | 2215220 | A | N | N |  | -1 | I | 1983-06-01 |  | D |  | 41989156 | 42006203 |  |  |  | :03942 | 03942:03942 | main_exi_3_route_oh | CIRCUIT_BREAKER |  |  |  |  | -1.8 | 3 |  | 504449 |  | [MDSYS.SDO_GEOMETRY]
60910904 | 41995100 | EXISTING | CASE | 3093 | ELSINORE | 8343 | D | NO | SCE | THREE | UNKNOWN | 33KV | LOW 3 | UNKNOWN | MB | UNKNOWN | UNKNOWN |  |  | SYSTEM | 2014-09-16 | simhadk |  | CONSOLIDATED | VALLEY | SAN JACINTO | 2145710 |  | 2216154 | S | N | Y |  | -1 | I | 1950-01-01 |  | D |  | 41995107 | 42056226;42056227 |  |  |  | :03093 | 03093:03093 | main_exi_3_route_oh | CIRCUIT_BREAKER |  |  |  |  | -1.81 | 3 |  | 504449 |  | [MDSYS.SDO_GEOMETRY]
60910905 | 42006958 | EXISTING | CONVEYOR | 3951 | INDUSTRY | 5191 | D | NO | SCE | THREE | UNKNOWN | 12KV | LOW 6 | UNKNOWN | MB | UNKNOWN | UNKNOWN |  |  | SYSTEM | 2017-09-19 | krumwimg |  | CONSOLIDATED | MIRA LOMA | METRO EAST | 2159321 | 1 | 2216832 | A | N | Y | 219 | -1 | I | 1964-08-01 |  | D |  | 42006968 | 42077442 |  |  |  | :03951 | 03951:03951 | main_exi_3_route_oh | CIRCUIT_BREAKER |  |  |  |  | -1.78 | 3 |  | 504449 |  | [MDSYS.SDO_GEOMETRY]
60910906 | 42015627 | EXISTING | ENGLAND | 5950 | INGLEWOOD | 5211 | D | NO | SCE | THREE | UNKNOWN | 4KV | LOW 11 | UNKNOWN | MB | UNKNOWN | UNKNOWN |  |  | SYSTEM | 2015-03-26 | bodduvh |  | CONSOLIDATED | EL NIDO | METRO WEST | 2156561 |  | 2212266 | S | N | Y | 114 | -1 | I | 1950-01-01 |  | D |  | 42015637 | 42049333;42049334 |  |  |  | :05950 | 05950:05950 | main_exi_3_route_oh | CIRCUIT_BREAKER |  |  |  |  | -1.76 | 3 |  | 504449 |  | [MDSYS.SDO_GEOMETRY]
60910907 | 42052204 | EXISTING | MAMIE | 11024 | MINARET | 2612 | D | NO | SCE | THREE | UNKNOWN | 12KV | LOW 4 | UNKNOWN | MB | UNKNOWN | UNKNOWN |  |  | SYSTEM | 2014-01-23 | bodduvh |  | CONSOLIDATED | LUGO | RURALS | 2171875 |  | 2273799 | A | N | Y | 234 | -1 | I | 1967-09-01 |  | D |  | 42052214 | 42052835 |  |  |  | :11024 | 11024:11024 | main_exi_3_route_oh | CIRCUIT_BREAKER |  |  |  |  | -1.83 | 3 |  | 504449 |  | [MDSYS.SDO_GEOMETRY]
60910910 | 42053040 | EXISTING | MANIFOLD | 11060 | BIG CREEK 3 | 2230 | G | NO | SCE | THREE | UNKNOWN | 2.4KV | LOW 1 | UNKNOWN | MB | UNKNOWN | UNKNOWN |  |  | SYSTEM | 2014-02-20 | punukos |  | CONSOLIDATED | SAN JOAQUIN | RURALS | 2171877 |  | 2274048 | M | Y | N |  | -1 | I | 1967-12-01 |  | D |  | 42053047 | 42053126 |  |  |  | :11060 | 11060:11060 | main_exi_3_route_oh | CIRCUIT_BREAKER |  |  |  |  | -1.82 | 3 |  | 504449 |  | [MDSYS.SDO_GEOMETRY]
60910914 | 42053142 | EXISTING | MANZANILLO | 11140 | GOSHEN | 5309 | D | NO | SCE | THREE | UNKNOWN | 12KV | LOW 1 | UNKNOWN | MB | UNKNOWN | UNKNOWN |  |  | SYSTEM | 2014-01-12 | bodduvh |  | CONSOLIDATED | SAN JOAQUIN | SAN JOAQUIN | 2172055 |  | 2219424 | A | N | Y | 233 | -1 | I | 1950-01-01 |  | D |  | 42053152 | 42083981;42083982 |  |  |  | :11140 | 11140:11140 | main_exi_3_route_oh | CIRCUIT_BREAKER |  |  |  |  | -1.79 | 6 |  | 504449 |  | [MDSYS.SDO_GEOMETRY]
60910915 | 42079235 | EXISTING | COOLEY | 3990 | COLTON | 5610 | D | NO | SCE | THREE | UNKNOWN | 12KV | LOW 3 | UNKNOWN | MB | UNKNOWN | UNKNOWN |  |  | SYSTEM | 2014-03-28 | simhadk |  | CONSOLIDATED | VISTA | DESERT | 2159322 |  | 2212868 | M | N | Y | 112 | -1 | I | 1950-01-01 |  | D |  | 42079245 | 42153732 |  |  |  | :03990 | 03990:03990 | main_exi_3_route_oh | CIRCUIT_BREAKER |  |  |  |  | -1.81 | 3 |  | 504449 |  | [MDSYS.SDO_GEOMETRY]
60910916 | 42087949 | EXISTING | OILWELL | 13080 | FAIRVIEW | 5821 | D | NO | SCE | THREE | UNKNOWN | 12KV | LOW 12 | UNKNOWN | MB | UNKNOWN | UNKNOWN |  |  | SYSTEM | 2014-09-22 | bessar |  | CONSOLIDATED | ELLIS | ORANGE | 2187539 | 2 | 2220170 | A | N | N |  | -1 | I | 1950-01-01 |  | D |  | 42087956 | 42160607;42160608 |  |  |  | :13080 | 13080:13080 | main_exi_3_route_oh | CIRCUIT_BREAKER |  |  |  |  | -3.94 | 3 |  | 504449 |  | [MDSYS.SDO_GEOMETRY]
60910917 | 42099396 | EXISTING | ULMER | 18400 | PORTERVILLE | 5323 | D | NO | SCE | THREE | UNKNOWN | 4KV | LOW 19 | UNKNOWN | MB | UNKNOWN | UNKNOWN |  |  | SYSTEM | 2014-01-10 | yallasv |  | CONSOLIDATED | SAN JOAQUIN | SAN JOAQUIN | 2190996 |  | 2219466 | A | N | Y | 208 | -1 | I | 1950-01-01 |  | D |  | 42099406 | 42100607 |  |  |  | :18400 | 18400:18400 | main_exi_3_route_oh | CIRCUIT_BREAKER |  |  |  |  | -1.79 | 3 |  | 504449 |  | [MDSYS.SDO_GEOMETRY]
60910918 | 42100734 | EXISTING | UNDERWOOD | 18408 | MT. TOM | 2598 | D | NO | SCE | THREE | UNKNOWN | 12KV | LOW 3 | UNKNOWN | MB | UNKNOWN | UNKNOWN |  |  | SYSTEM | 2014-02-17 | bodduvh |  | CONSOLIDATED | LUGO | RURALS | 2190997 |  | 2274011 | A | Y | N |  | -1 | I | 1966-07-01 |  | D |  | 42100744 | 42297496;42297497 |  |  |  | :18408 | 18408:18408 | main_exi_3_route_oh | CIRCUIT_BREAKER |  |  |  |  | -1.82 | 3 |  | 504449 |  | [MDSYS.SDO_GEOMETRY]
60911238 | 44956909 | EXISTING | DESERT CENTER | 5001 | EAGLE MOUNTAIN | 5040 | D | NO | SCE | THREE | UNKNOWN | 12KV | LOW 4 | UNKNOWN | MB | UNKNOWN | UNKNOWN |  |  | SYSTEM | 2014-03-14 | bodduvh |  | CONSOLIDATED | DEVERS | RURALS | 2149402 |  | 2218626 | A | N | N |  | -1 | I | 1964-05-01 |  | D |  | 44956913 | 44979809;44979810 |  |  |  | :05001 | 05001:05001 | main_exi_3_route_oh | CIRCUIT_BREAKER |  |  |  |  | -1.9 | 9 |  | 504449 |  | [MDSYS.SDO_GEOMETRY]
60911239 | 44981416 | EXISTING | DESERT CREST | 5002 | GARNET | 8044 | D | NO | SCE | THREE | UNKNOWN | 12KV | LOW 9 | UNKNOWN | MB | UNKNOWN | UNKNOWN |  |  | SYSTEM | 2014-04-28 | gallog |  | CONSOLIDATED | DEVERS | DESERT | 2150430 |  | 2213558 | S | N | Y | 126 | -1 | I | 1950-01-01 |  | D |  | 44981423 | 44981457 |  |  |  | :05002 | 05002:05002 | main_exi_3_route_oh | CIRCUIT_BREAKER |  |  |  |  | -1.85 | 2 |  | 504449 |  | [MDSYS.SDO_GEOMETRY]
60911240 | 44981491 | EXISTING | DESSAU | 5010 | NAROD | 5648 | D | NO | SCE | THREE | UNKNOWN | 12KV | LOW 1 | UNKNOWN | MB | UNKNOWN | UNKNOWN |  |  | SYSTEM | 2017-06-28 | krumwimg |  | CONSOLIDATED | MIRA LOMA | METRO EAST | 2165579 | 1 | 2212960 | S | N | Y | 111 | -1 | I | 1950-01-01 |  | D |  | 44981498 | 45070030 |  |  |  | :05010 | 05010:05010 | main_exi_3_route_oh | CIRCUIT_BREAKER |  |  |  |  | -1.79 | 3 |  | 504449 |  | [MDSYS.SDO_GEOMETRY]
60911241 | 45002052 | EXISTING | PASS | 13768 | WASHINGTON | 5856 | D | NO | SCE | THREE | UNKNOWN | 12KV | LOW 7 | UNKNOWN | MB | UNKNOWN | UNKNOWN |  |  | SYSTEM | 2014-12-16 | aminencn |  | CONSOLIDATED | VILLA PARK | ORANGE | 2190307 |  | 2220244 | A | Y | N |  | -1 | I | 1973-06-01 |  | D |  | 45002056 | 45067949;45067950 |  |  |  | :13768 | 13768:13768 | main_exi_3_route_oh | CIRCUIT_BREAKER |  |  |  |  | -1.78 | 3 |  | 504449 |  | [MDSYS.SDO_GEOMETRY]
60911242 | 45006440 | EXISTING | CHIPPER | 3486 | GILBERT | 5833 | D | NO | SCE | THREE | UNKNOWN | 12KV | LOW 3 | UNKNOWN | MB | UNKNOWN | UNKNOWN |  |  | SYSTEM | 2014-09-29 | attadas |  | CONSOLIDATED | VILLA PARK | ORANGE | 2138608 | 2 | 2220202 | A | N | Y | 218 | -1 | I | 1963-04-01 |  | D |  | 45006447 | 45131468;45131469 |  |  |  | :03486 | 03486:03486 | main_exi_3_route_oh | CIRCUIT_BREAKER |  |  |  |  | 0.39 | 2 |  | 504449 |  | [MDSYS.SDO_GEOMETRY]
60911243 | 45019319 | EXISTING | RHINE | 14952 | RIO HONDO | 5013 | D | NO | SCE | THREE | UNKNOWN | 12KV | LOW 18 | UNKNOWN | MB | UNKNOWN | UNKNOWN |  |  | SYSTEM | 2015-02-11 | aminencn |  | CONSOLIDATED | MESA | METRO EAST | 2180856 |  | 2218550 | A | N | N |  | -1 | I | 1986-02-01 |  | D |  | 45019329 | 45098909 |  |  |  | :14952 | 14952:14952 | main_exi_3_route_oh | CIRCUIT_BREAKER |  |  |  |  | -1.78 | 3 |  | 504449 |  | [MDSYS.SDO_GEOMETRY]
60911244 | 45025803 | EXISTING | FALLON | 6271 | ERIC | 5783 | D | NO | SCE | THREE | UNKNOWN | 12KV | LOW 3 | UNKNOWN | MB | UNKNOWN | UNKNOWN |  |  | SYSTEM | 2015-02-27 | bessar |  | CONSOLIDATED | LIGHTHIPE | METRO WEST | 2151120 | 2 | 2213182 | A | N | Y | 210 | -1 | I | 1972-08-01 |  | D |  | 45025813 | 45144259;45144260 |  |  |  | :06271 | 06271:06271 | main_exi_3_route_oh | CIRCUIT_BREAKER |  |  |  |  | -1.77 | 3 |  | 504449 |  | [MDSYS.SDO_GEOMETRY]
60911245 | 45068323 | EXISTING | PAUL | 13817 | BROOKHURST | 5854 | D | NO | SCE | THREE | UNKNOWN | 12KV | LOW 7 | UNKNOWN | MB | UNKNOWN | UNKNOWN |  |  | SYSTEM | 2014-10-27 | punukos |  | CONSOLIDATED | ELLIS | ORANGE | 2184551 |  | 2213330 | A | N | Y | 234 | -1 | I | 1967-12-01 |  | D |  | 45068333 | 45137578;45137579;45137580 |  |  |  | :13817 | 13817:13817 | main_exi_3_route_oh | CIRCUIT_BREAKER |  |  |  |  | -1.78 | 3 |  | 504449 |  | [MDSYS.SDO_GEOMETRY]
60911247 | 45072350 | EXISTING | DEVILS GATE | 5030 | ARROYO | 5158 | D | NO | SCE | THREE | UNKNOWN | 16KV | LOW 4 | UNKNOWN | MB | UNKNOWN | UNKNOWN |  |  | SYSTEM | 2014-12-04 | bodduvh |  | CONSOLIDATED | MESA | METRO EAST | 2150431 |  | 2214452 | S | Y | N |  | -1 | I | 1950-01-01 |  | D |  | 45072360 | 45127168;45127169 |  |  |  | :05030 | 05030:05030 | main_exi_3_route_oh | CIRCUIT_BREAKER |  |  |  |  | -1.77 | 3 |  | 504449 |  | [MDSYS.SDO_GEOMETRY]
60911248 | 45117125 | EXISTING | RHOADS | 14958 | SAN DIMAS | 5633 | D | NO | SCE | THREE | UNKNOWN | 12KV | LOW 7 | UNKNOWN | MB | UNKNOWN | UNKNOWN |  |  | SYSTEM | 2014-06-20 | merugusn |  | CONSOLIDATED | MIRA LOMA | METRO EAST | 2180857 | 2 | 2212932 | S | N | Y | 116 | -1 | I | 1980-07-01 |  | D |  | 45117135 | 45120046 |  |  |  | :14958 | 14958:14958 | main_exi_3_route_oh | CIRCUIT_BREAKER |  |  |  |  | -1.79 | 3 |  | 504449 |  | [MDSYS.SDO_GEOMETRY]
60911254 | 45120377 | EXISTING | RIGGS | 15066 | WIMBLEDON | 5664 | D | NO | SCE | THREE | UNKNOWN | 12KV | LOW 2 | UNKNOWN | MB | UNKNOWN | UNKNOWN |  |  | SYSTEM | 2014-06-02 | simhadk |  | CONSOLIDATED | VISTA | DESERT | 2186226 |  | 2215220 | A | N | N |  | -1 | I | 1983-06-01 |  | D |  | 45120384 | 45159337 |  |  |  | :15066 | 15066:15066 | main_exi_3_route_oh | CIRCUIT_BREAKER |  |  |  |  | -1.8 | 3 |  | 504449 |  | [MDSYS.SDO_GEOMETRY]
60911255 | 45129390 | EXISTING | DIABAR | 5050 | GANESHA | 5617 | D | NO | SCE | THREE | UNKNOWN | 12KV | LOW 5 | UNKNOWN | MB | UNKNOWN | UNKNOWN |  |  | SYSTEM | 2014-07-04 | attadas |  | CONSOLIDATED | MIRA LOMA | METRO EAST | 2154420 | 1 | 2212890 | S | Y | N |  | -1 | I | 1964-06-01 |  | D |  | 45129397 | 45129437 |  |  |  | :05050 | 05050:05050 | main_exi_3_route_oh | CIRCUIT_BREAKER |  |  |  |  | -1.79 | 3 |  | 504449 |  | [MDSYS.SDO_GEOMETRY]
60911256 | 45129546 | EXISTING | DIAMOND | 5060 | ARCADIA | 5106 | D | NO | SCE | THREE | UNKNOWN | 4KV | LOW 15 | UNKNOWN | MB | UNKNOWN | UNKNOWN |  |  | SYSTEM | 2014-10-28 | simhadk |  | CONSOLIDATED | MESA | METRO EAST | 2154421 | 2 | 2216688 | A | N | Y | 248 | -1 | I | 1950-01-01 |  | D |  | 45129553 | 45150902 |  | 45149522 |  | :05060 | 05060:05060 | main_exi_3_route_oh | CIRCUIT_BREAKER |  |  |  |  | -1.78 | 2.5 |  | 504449 |  | [MDSYS.SDO_GEOMETRY]
60910553 | 39098460 | EXISTING | CADMIUM | 2617 | CAMDEN | 5826 | D | NO | SCE | THREE | UNKNOWN | 12KV | LOW 4 | UNKNOWN | MB | UNKNOWN | UNKNOWN |  |  | SYSTEM | 2017-09-27 | thompsma |  | CONSOLIDATED | ELLIS | ORANGE | 2138431 |  | 2220184 | A | N | N |  | -1 | I | 1966-10-01 |  | D |  | 39098467 | 39148368 |  |  |  | :02617 | 02617:02617 | main_exi_3_route_oh | CIRCUIT_BREAKER |  |  |  |  | 52.28 | 3 |  | 504449 |  | [MDSYS.SDO_GEOMETRY]
60910554 | 39103841 | EXISTING | CATAWBA | 3164 | DECLEZ | 5615 | D | NO | SCE | THREE | UNKNOWN | 12KV | LOW 13 | UNKNOWN | MB | UNKNOWN | UNKNOWN |  |  | SYSTEM | 2014-05-19 | bessar |  | CONSOLIDATED | VISTA | DESERT | 2145910 | 3 | 2219794 | S | N | N |  | -1 | I | 1989-05-01 |  | D |  | 39103848 | 39198537 |  |  |  | :03164 | 03164:03164 | main_exi_3_route_oh | CIRCUIT_BREAKER |  |  |  |  | -1.8 | 3 |  | 504449 |  | [MDSYS.SDO_GEOMETRY]
60910555 | 39105846 | EXISTING | LANGFORD | 10054 | LANGFORD P.T. | 7476 | A | NO | SCE | THREE | UNKNOWN | 12KV | LOW 1 | UNKNOWN | MB | UNKNOWN | UNKNOWN |  |  | SYSTEM | 2014-02-24 | garciacm |  | CONSOLIDATED | LUGO | RURALS | 2173849 |  | 2125546 | N | N | N |  | -1 | I | 1967-01-01 |  | D |  | 39105856 | 39106021 |  |  |  | :10054 | 10054:10054 | main_exi_3_route_oh | CIRCUIT_BREAKER |  |  |  |  | -1.83 | 3 |  | 504449 |  | [MDSYS.SDO_GEOMETRY]
60910556 | 39106169 | EXISTING | LANZA | 10070 | MARIPOSA | 5319 | D | NO | SCE | THREE | UNKNOWN | 12KV | LOW 3 | UNKNOWN | MB | UNKNOWN | UNKNOWN |  |  | SYSTEM | 2014-01-10 | aminencn |  | CONSOLIDATED | SAN JOAQUIN | SAN JOAQUIN | 2168125 |  | 2212514 | A | N | Y | 248 | -1 | I | 1950-04-01 |  | D |  | 39106179 | 39109711 |  |  |  | :10070 | 10070:10070 | main_exi_3_route_oh | CIRCUIT_BREAKER |  |  |  |  | -1.78 | 5.5 |  | 504449 |  | [MDSYS.SDO_GEOMETRY]
60910557 | 39120834 | EXISTING | DRILL | 5320 | BOWL | 5708 | D | NO | SCE | THREE | UNKNOWN | 4KV | LOW 9 | UNKNOWN | MB | UNKNOWN | UNKNOWN |  |  | SYSTEM | 2015-01-09 | kallurr |  | CONSOLIDATED | LIGHTHIPE | METRO WEST | 2149760 | 1 | 2219942 | S | N | Y | 136 | -1 | I | 1956-12-01 |  | D |  | 39120844 | 39165772 |  |  |  | :05320 | 05320:05320 | main_exi_3_route_oh | CIRCUIT_BREAKER |  |  |  |  | -1.77 | 3 |  | 504449 |  | [MDSYS.SDO_GEOMETRY]
60910558 | 39127038 | EXISTING | LA PAZ | 10074 | VICTORVILLE | 8260 | D | NO | SCE | THREE | UNKNOWN | 12KV | LOW 9 | UNKNOWN | MB | UNKNOWN | UNKNOWN |  |  | SYSTEM | 2014-05-08 | kallurr |  | CONSOLIDATED | LUGO | DESERT | 2173851 |  | 2220732 | A | N | Y |  | -1 | I | 1965-01-01 |  | D |  | 39127045 | 39143296;39143297 |  |  |  | :10074 | 10074:10074 | main_exi_3_route_oh | CIRCUIT_BREAKER |  |  |  |  | -1.81 | 2 |  | 504449 |  | [MDSYS.SDO_GEOMETRY]
60910559 | 39133273 | EXISTING | SAMAR | 15703 | SOUTH GATE | 5787 | D | NO | SCE | THREE | UNKNOWN | 4KV | LOW 4 | UNKNOWN | MB | UNKNOWN | UNKNOWN |  |  | SYSTEM | 2015-03-05 | manthak |  | CONSOLIDATED | LIGHTHIPE | METRO WEST | 2183529 |  | 2220094 | A | N | Y | 211 | -1 | I | 1963-12-01 |  | D |  | 39133283 | 39134615 |  |  |  | :15703 | 15703:15703 | main_exi_3_route_oh | CIRCUIT_BREAKER |  |  |  |  | -1.77 | 3 |  | 504449 |  | [MDSYS.SDO_GEOMETRY]
60910560 | 39134811 | EXISTING | NESTOR | 15705 | FREMONT | 5720 | D | NO | SCE | THREE | UNKNOWN | 4KV | LOW 10 | UNKNOWN | MB | UNKNOWN | UNKNOWN |  |  | SYSTEM | 2015-03-16 | manthak |  | CONSOLIDATED | LIGHTHIPE | METRO WEST | 2183531 | 1 | 2217610 | A | N | Y | 220 | -1 | I | 1961-11-01 |  | D |  | 39134818 | 39235618;39235619 |  |  |  | :15705 | 15705:15705 | main_exi_3_route_oh | CIRCUIT_BREAKER |  |  |  |  | -1.76 | 3 |  | 504449 |  | [MDSYS.SDO_GEOMETRY]
60910561 | 39153737 | EXISTING | LARIAT | 10105 | QUARTZ HILL | 5566 | D | NO | SCE | THREE | UNKNOWN | 12KV | LOW 1 | UNKNOWN | MB | UNKNOWN | UNKNOWN |  |  | SYSTEM | 2014-03-07 | lantzmk |  | CONSOLIDATED | VINCENT | NORTH COAST | 2164254 |  | 2219714 | A | N | Y | 227 | -1 | I | 1950-01-01 |  | D |  | 39153744 | 39289002;39289003 |  |  |  | :10105 | 10105:10105 | main_exi_3_route_oh | CIRCUIT_BREAKER |  |  |  |  | -1.78 | 3 |  | 504449 |  | [MDSYS.SDO_GEOMETRY]
60910563 | 39168001 | EXISTING | DUNBAR | 5380 | SOMERSET | 5754 | D | NO | SCE | THREE | UNKNOWN | 4KV | LOW 8 | UNKNOWN | MB | UNKNOWN | UNKNOWN |  |  | SYSTEM | 2015-01-20 | merugusn |  | CONSOLIDATED | LIGHTHIPE | METRO WEST | 2154814 | 2 | 2217696 | S | N | Y | 138 | -1 | I | 1950-01-01 |  | D |  | 39168011 | 39220836;39220837 |  |  |  | :05380 | 05380:05380 | main_exi_3_route_oh | CIRCUIT_BREAKER |  |  |  |  | -1.77 | 3 |  | 504449 |  | [MDSYS.SDO_GEOMETRY]
60910564 | 39186176 | EXISTING | MORRISON | 12199 | ELLIS | 5086 | D | NO | SCE | THREE | UNKNOWN | 12KV | LOW 21 | UNKNOWN | MB | UNKNOWN | UNKNOWN |  |  | SYSTEM | 2015-02-11 | merugusn |  | CONSOLIDATED | ELLIS | ORANGE | 2186380 |  | 2218928 | A | N | N |  | -1 | I | 1988-05-01 |  | D |  | 39186183 | 39186650;164915120 |  |  |  | :12199 | 12199:12199 | main_exi_3_route_oh | CIRCUIT_BREAKER |  |  |  |  | -1.77 | 3 |  | 504449 |  | [MDSYS.SDO_GEOMETRY]
60910565 | 39186738 | EXISTING | MORSE | 12205 | CABRILLO | 5879 | D | NO | SCE | THREE | UNKNOWN | 12KV | LOW 8 | UNKNOWN | MB | UNKNOWN | UNKNOWN |  |  | SYSTEM | 2014-12-29 | rajendrs |  | CONSOLIDATED | ELLIS | ORANGE | 2180766 | 4 | 2220290 | A | N | N |  | -1 | I | 1994-05-25 |  | D |  | 39186745 | 39415885;39415886 |  |  |  | :12205 | 12205:12205 | main_exi_3_route_oh | CIRCUIT_BREAKER |  |  |  |  | -1.78 | 4.5 |  | 504449 |  | [MDSYS.SDO_GEOMETRY]
60910566 | 39192349 | EXISTING | TOWNSITE | 18046 | KEELER P.T. | 7422 | A | NO | SCE | THREE | UNKNOWN | 2.4KV | LOW 1 | UNKNOWN | MB | UNKNOWN | UNKNOWN |  |  | SYSTEM | 2014-01-28 | kallurr |  | CONSOLIDATED | LUGO | RURALS | 2188447 |  | 2122896 | A | N | N |  | -1 | I | 1950-01-01 |  | D |  | 39192359 | 39193414 |  |  |  | :18046 | 18046:18046 | main_exi_3_route_oh | CIRCUIT_BREAKER |  |  |  |  | -1.81 | 7 |  | 504449 |  | [MDSYS.SDO_GEOMETRY]
60911548 | 47718362 | EXISTING | COMPLEX | 3873 | FULLERTON | 5822 | D | NO | SCE | THREE | UNKNOWN | 12KV | LOW 3 | UNKNOWN | MB | UNKNOWN | UNKNOWN |  |  | SYSTEM | 2014-09-16 | merugusn |  | CONSOLIDATED | VILLA PARK | ORANGE | 2159133 | 3 | 2217840 | S | Y | N |  | -1 | I | 1967-12-01 |  | D |  | 47718369 | 47806974;47806975 |  |  |  | :03873 | 03873:03873 | main_exi_3_route_oh | CIRCUIT_BREAKER |  |  |  |  | 0.39 | 3 |  | 504449 |  | [MDSYS.SDO_GEOMETRY]
60911549 | 47735131 | EXISTING | SONRISA | 16684 | SONRISA P.T. | 7755 | A | NO | SCE | THREE | UNKNOWN | 2.4KV | LOW 1 | UNKNOWN | MB | UNKNOWN | UNKNOWN |  |  | SYSTEM | 2015-01-23 | manthak |  | CONSOLIDATED | LIGHTHIPE | METRO WEST | 2189487 |  | 2125774 | N | N | Y | 229 | -1 | I | 1980-05-01 |  | D |  | 47735141 | 47736156 |  |  |  | :16684 | 16684:16684 | main_exi_3_route_oh | CIRCUIT_BREAKER |  |  |  |  | -1.77 | 3 |  | 504449 |  | [MDSYS.SDO_GEOMETRY]
60911550 | 47736343 | EXISTING | SOTO | 16700 | HATHAWAY | 5726 | D | NO | SCE | THREE | UNKNOWN | 12KV | LOW 6 | UNKNOWN | MB | UNKNOWN | UNKNOWN |  |  | SYSTEM | 2017-10-10 | maxwelbw |  | CONSOLIDATED | LIGHTHIPE | METRO WEST | 2189549 |  | 2217626 | S | N | Y | 104 | -1 | I | 1949-03-01 |  | D |  | 47736353 | 47793495 |  |  |  | :16700 | 16700:16700 | main_exi_3_route_oh | CIRCUIT_BREAKER |  |  |  |  | -1.77 | 2 |  | 504449 |  | [MDSYS.SDO_GEOMETRY]
60911552 | 47741741 | EXISTING | DINELY | 21067 | CORRECTION | 5464 | C | NO | SCE | THREE | UNKNOWN | 12KV | LOW 1 | UNKNOWN | MB | UNKNOWN | UNKNOWN |  |  | SYSTEM | 2014-01-30 | bessar |  | CONSOLIDATED | VINCENT | RURALS | 2191124 |  | 2217190 | A | N | N |  | -1 | I | 2000-11-30 |  | D |  | 47741745 | 47742871 |  |  |  | :21067 | 21067:21067 | main_exi_3_route_oh | CIRCUIT_BREAKER |  |  |  |  | -1.78 | 4.5 |  | 504449 |  | [MDSYS.SDO_GEOMETRY]
60911556 | 47743016 | EXISTING | FILTER | 21074 | WASTEWATER | 5291 | C | NO | SCE | THREE | UNKNOWN | 16KV | LOW 1 | UNKNOWN | MB | UNKNOWN | UNKNOWN |  |  | SYSTEM | 2013-11-26 | manthak |  | CONSOLIDATED | SANTA CLARA | NORTH COAST | 2190875 |  | 2214718 | A | N | N |  | -1 | I | 1999-04-01 |  | D |  | 47743026 | 47743700 |  |  |  | :21074 | 21074:21074 | main_exi_3_route_oh | CIRCUIT_BREAKER |  |  |  |  | -1.73 | 3 |  | 504449 |  | [MDSYS.SDO_GEOMETRY]
60911558 | 47743887 | EXISTING | SLUDGE | 21075 | WASTEWATER | 5291 | C | NO | SCE | THREE | UNKNOWN | 16KV | LOW 2 | UNKNOWN | MB | UNKNOWN | UNKNOWN |  |  | SYSTEM | 2013-12-01 | manthak |  | CONSOLIDATED | SANTA CLARA | NORTH COAST | 2190876 |  | 2214718 | A | N | N |  | -1 | I | 1999-04-01 |  | D |  | 47743897 | 47744567 |  |  |  | :21075 | 21075:21075 | main_exi_3_route_oh | CIRCUIT_BREAKER |  |  |  |  | -1.73 | 3 |  | 504449 |  | [MDSYS.SDO_GEOMETRY]
60911559 | 47744805 | EXISTING | BARRACKS | 21079 | FORT IRWIN | 8138 | D | NO | SCE | THREE | UNKNOWN | 12KV | LOW 2 | UNKNOWN | MB | UNKNOWN | UNKNOWN |  |  | SYSTEM | 2016-08-24 | lantzmk |  | CONSOLIDATED | BARSTOW | RURALS | 2190503 |  | 2218300 | A | N | N |  | -1 | I | 2003-08-01 |  | D |  | 47744812 | 47810558;84169070 |  |  |  | :21079 | 21079:21079 | main_exi_3_route_oh | CIRCUIT_BREAKER |  |  |  |  | 144.08 | 3 |  | 504449 |  | [MDSYS.SDO_GEOMETRY]
60911560 | 47788632 | EXISTING | EXPO | 6160 | STODDARD | 5632 | D | NO | SCE | THREE | UNKNOWN | 4KV | LOW 5 | UNKNOWN | MB | UNKNOWN | UNKNOWN |  |  | SYSTEM | 2014-03-24 | merugusn |  | CONSOLIDATED | VISTA | DESERT | 2148657 | 1 | 2215156 | S | N | Y | 116 | -1 | I | 1950-01-01 |  | D |  | 47788642 | 47801500 |  |  |  | :06160 | 06160:06160 | main_exi_3_route_oh | CIRCUIT_BREAKER |  |  |  |  | -1.81 | 3 |  | 504449 |  | [MDSYS.SDO_GEOMETRY]
60911561 | 47795887 | EXISTING | SO STRAND | 16710 | MANHATTAN | 5216 | D | NO | SCE | THREE | UNKNOWN | 4KV | LOW 5 | UNKNOWN | MB | UNKNOWN | UNKNOWN |  |  | SYSTEM | 2015-04-20 | bessar |  | CONSOLIDATED | EL NIDO | METRO WEST | 2189550 |  | 2214564 | A | N | Y | 211 | -1 | I | 1950-01-01 |  | D |  | 47795894 | 47827941 |  |  |  | :16710 | 16710:16710 | main_exi_3_route_oh | CIRCUIT_BREAKER |  |  |  |  | -1.76 | 3 |  | 504449 |  | [MDSYS.SDO_GEOMETRY]
60911567 | 47802947 | EXISTING | FACTORY | 6177 | WALNUT | 5014 | D | NO | SCE | THREE | UNKNOWN | 12KV | LOW 19 | UNKNOWN | MB | UNKNOWN | UNKNOWN |  |  | SYSTEM | 2014-05-20 | bessar |  | CONSOLIDATED | MIRA LOMA | METRO EAST | 2151659 | 5 | 2218564 | M | N | Y | 113 | -1 | I | 1992-06-02 |  | D |  | 47802957 | 47815219 |  |  |  | :06177 | 06177:06177 | main_exi_3_route_oh | CIRCUIT_BREAKER |  |  |  |  | -1.78 | 3 |  | 504449 |  | [MDSYS.SDO_GEOMETRY]
60911568 | 47808182 | EXISTING | CONESTOGA | 3928 | IVYGLEN | 8073 | D | NO | SCE | THREE | UNKNOWN | 12KV | LOW 3 | UNKNOWN | MB | UNKNOWN | UNKNOWN |  |  | SYSTEM | 2014-09-05 | bessar |  | CONSOLIDATED | VALLEY | SAN JACINTO | 2142718 |  | 2220540 | S | N | N |  | -1 | I | 2002-04-24 |  | D |  | 47808189 | 47928720;47928721 |  |  |  | :03928 | 03928:03928 | main_exi_3_route_oh | CIRCUIT_BREAKER |  |  |  |  | -1.8 | 2 |  | 504449 |  | [MDSYS.SDO_GEOMETRY]
60911569 | 47810649 | EXISTING | COMMANDER | 21080 | MILITARY | 8120 | D | NO | SCE | THREE | UNKNOWN | 12KV | LOW 2 | UNKNOWN | MB | UNKNOWN | UNKNOWN |  |  | SYSTEM | 2016-08-24 | lantzmk |  | CONSOLIDATED | BARSTOW | RURALS | 2191126 |  | 2213666 | A | N | N |  | -1 | I | 2003-08-01 |  | D |  | 47810656 | 47837335;47837336 |  |  |  | :21080 | 21080:21080 | main_exi_3_route_oh | CIRCUIT_BREAKER |  |  |  |  | 88.14 | 2 |  | 504449 |  | [MDSYS.SDO_GEOMETRY]
60911570 | 47815418 | EXISTING | FAIRPLEX | 6189 | LAYFAIR | 5645 | B | NO | SCE | THREE | UNKNOWN | 12KV | LOW 9 | UNKNOWN | MB | UNKNOWN | UNKNOWN |  |  | SYSTEM | 2014-05-21 | bodduvh |  | CONSOLIDATED | MIRA LOMA | METRO EAST | 2171292 | 3 | 2217522 | A | Y | N |  | -1 | I | 1990-08-22 |  | D |  | 47815428 | 47849709 |  |  |  | :06189 | 06189:06189 | main_exi_3_route_oh | CIRCUIT_BREAKER |  |  |  |  | -1.79 | 3 |  | 504449 |  | [MDSYS.SDO_GEOMETRY]
60911571 | 47828440 | EXISTING | SPARTON | 16740 | CARSON | 5711 | D | NO | SCE | THREE | UNKNOWN | 16KV | LOW 4 | UNKNOWN | MB | UNKNOWN | UNKNOWN |  |  | SYSTEM | 2015-03-10 | bondigc |  | CONSOLIDATED | LIGHTHIPE | METRO WEST | 2190833 | 3 | 2217602 | S | N | Y | 120 | -1 | I | 1950-01-01 |  | D |  | 47828450 | 47923195;47923196 |  |  |  | :16740 | 16740:16740 | main_exi_3_route_oh | CIRCUIT_BREAKER |  |  |  |  | -1.76 | 3 |  | 504449 |  | [MDSYS.SDO_GEOMETRY]
60910919 | 42103818 | EXISTING | ENSIGN | 5980 | HUNTINGTON PARK | 5728 | D | NO | SCE | THREE | UNKNOWN | 4KV | LOW 6 | UNKNOWN | MB | UNKNOWN | UNKNOWN |  |  | SYSTEM | 2017-11-16 | maxwelbw |  | CONSOLIDATED | LIGHTHIPE | METRO WEST | 2148493 |  | 2219992 | A | N | Y | 217 | -1 | I | 1950-01-01 |  | D |  | 42103828 | 42106962 |  |  |  | :05980 | 05980:05980 | main_exi_3_route_oh | CIRCUIT_BREAKER |  |  |  |  | -1.77 | 3 |  | 504449 |  | [MDSYS.SDO_GEOMETRY]
60910920 | 42108867 | EXISTING | PUDDINGSTONE | 14475 | LAYFAIR | 5645 | D | NO | SCE | THREE | UNKNOWN | 12KV | LOW 4 | UNKNOWN | MB | UNKNOWN | UNKNOWN |  |  | SYSTEM | 2014-08-08 | kallurr |  | CONSOLIDATED | MIRA LOMA | METRO EAST | 2185403 | 2 | 2217522 | A | N | Y | 250 | -1 | I | 1965-06-01 |  | D |  | 42108877 | 42193209;42193210 |  |  |  | :14475 | 14475:14475 | main_exi_3_route_oh | CIRCUIT_BREAKER |  |  |  |  | -1.79 | 3 |  | 504449 |  | [MDSYS.SDO_GEOMETRY]
60910921 | 42119341 | EXISTING | MARIANNA | 11211 | RANCHO | 8222 | D | NO | SCE | THREE | UNKNOWN | 12KV | LOW 1 | UNKNOWN | MB | UNKNOWN | UNKNOWN |  |  | SYSTEM | 2014-05-19 | manthak |  | CONSOLIDATED | LUGO | DESERT | 2185058 |  | 2218370 | A | N | Y |  | -1 | I | 1969-11-01 |  | D |  | 42119348 | 42201238;42201239 |  |  |  | :11211 | 11211:11211 | main_exi_3_route_oh | CIRCUIT_BREAKER |  |  |  |  | -1.81 | 3 |  | 504449 |  | [MDSYS.SDO_GEOMETRY]
60910922 | 42138722 | EXISTING | CATFISH | 3166 | BAYSIDE | 5805 | D | NO | SCE | THREE | UNKNOWN | 12KV | LOW 5 | UNKNOWN | MB | UNKNOWN | UNKNOWN |  |  | SYSTEM | 2017-09-28 | thompsma |  | CONSOLIDATED | ELLIS | ORANGE | 2139977 | 2 | 2220126 | A | N | Y | 229 | -1 | I | 1964-11-01 |  | D |  | 42138732 | 42284429 |  |  |  | :03166 | 03166:03166 | main_exi_3_route_oh | CIRCUIT_BREAKER |  |  |  |  | -1.78 | 3 |  | 504449 |  | [MDSYS.SDO_GEOMETRY]
60910923 | 42148511 | EXISTING | EPSILON | 5994 | CARSON | 5711 | D | NO | SCE | THREE | UNKNOWN | 16KV | LOW 5 | UNKNOWN | MB | UNKNOWN | UNKNOWN |  |  | SYSTEM | 2015-03-06 | aminencn |  | CONSOLIDATED | LIGHTHIPE | METRO WEST | 2148496 | 4 | 2217602 | S | N | Y | 108 | -1 | I | 1972-05-01 |  | D |  | 42148521 | 42228685;42228686 |  |  |  | :05994 | 05994:05994 | main_exi_3_route_oh | CIRCUIT_BREAKER |  |  |  |  | -1.76 | 3 |  | 504449 |  | [MDSYS.SDO_GEOMETRY]
60910925 | 42160789 | EXISTING | OLDS | 13085 | TELEGRAPH | 5892 | D | NO | SCE | THREE | UNKNOWN | 12KV | LOW 6 | UNKNOWN | MB | UNKNOWN | UNKNOWN |  |  | SYSTEM | 2014-09-15 | bodduvh |  | CONSOLIDATED | VILLA PARK | ORANGE | 2187541 | 1 | 2213396 | S | N | Y | 112 | -1 | I | 1960-06-01 |  | D |  | 42160799 | 42261858 |  |  |  | :13085 | 13085:13085 | main_exi_3_route_oh | CIRCUIT_BREAKER |  |  |  |  | -1.78 | 3 |  | 504449 |  | [MDSYS.SDO_GEOMETRY]
60910931 | 42164238 | EXISTING | CORAK | 4030 | BASSETT | 5184 | D | NO | SCE | THREE | UNKNOWN | 12KV | LOW 4 | UNKNOWN | MB | UNKNOWN | UNKNOWN |  |  | SYSTEM | 2014-06-25 | yallasv |  | CONSOLIDATED | MIRA LOMA | METRO EAST | 2159324 | 2 | 2216816 | S | N | Y | 139 | -1 | I | 1959-05-01 |  | D |  | 42164248 | 42185126;99367460 |  |  |  | :04030 | 04030:04030 | main_exi_3_route_oh | CIRCUIT_BREAKER |  |  |  |  | -1.78 | 3 |  | 504449 |  | [MDSYS.SDO_GEOMETRY]
60910932 | 42185436 | EXISTING | CORDON | 4041 | ARCHLINE | 5667 | D | NO | SCE | THREE | UNKNOWN | 12KV | LOW 5 | UNKNOWN | MB | UNKNOWN | UNKNOWN |  |  | SYSTEM | 2014-07-09 | simhadk |  | CONSOLIDATED | VISTA | DESERT | 2143083 | 1 | 2212994 | A | N | Y | 209 | -1 | I | 1980-07-01 |  | D |  | 42185443 | 42250785 |  |  |  | :04041 | 04041:04041 | main_exi_3_route_oh | CIRCUIT_BREAKER |  |  |  |  | -1.8 | 3 |  | 504449 |  | [MDSYS.SDO_GEOMETRY]
60910933 | 42195215 | EXISTING | PULASKI | 14486 | CORONA | 8279 | D | NO | SCE | THREE | UNKNOWN | 12KV | LOW 16 | UNKNOWN | MB | UNKNOWN | UNKNOWN |  |  | SYSTEM | 2014-08-16 | yallasv |  | CONSOLIDATED | MIRA LOMA | METRO EAST | 2181966 | 7 | 2220750 | S | N | Y | 129 | -1 | I | 1975-07-01 |  | D |  | 42195225 | 42270090 |  |  |  | :14486 | 14486:14486 | main_exi_3_route_oh | CIRCUIT_BREAKER |  |  |  |  | -1.8 | 3 |  | 504449 |  | [MDSYS.SDO_GEOMETRY]
60910934 | 42212054 | EXISTING | MARK | 11216 | PALMDALE | 5564 | D | NO | SCE | THREE | UNKNOWN | 12KV | LOW 11 | UNKNOWN | MB | UNKNOWN | UNKNOWN |  |  | SYSTEM | 2013-12-24 | aminencn |  | CONSOLIDATED | VINCENT | NORTH COAST | 2178101 | 1 | 2212778 | A | N | Y | 225 | -1 | I | 1975-09-01 |  | D |  | 42212064 | 42289272;42289273 |  |  |  | :11216 | 11216:11216 | main_exi_3_route_oh | CIRCUIT_BREAKER |  |  |  |  | -1.78 | 3 |  | 504449 |  | [MDSYS.SDO_GEOMETRY]
60910935 | 42231054 | EXISTING | ERIE | 6010 | BOWL | 5708 | D | NO | SCE | THREE | UNKNOWN | 4KV | LOW 6 | UNKNOWN | MB | UNKNOWN | UNKNOWN |  |  | SYSTEM | 2014-12-01 | aminencn |  |  | LIGHTHIPE | METRO WEST | 2148498 | 2 | 2219942 | S | N | Y | 136 | -1 | I | 1951-10-01 |  | D |  | 42231064 | 42281971;42281972 |  |  |  | :06010 | 06010:06010 | main_exi_3_route_oh | CIRCUIT_BREAKER |  |  |  |  | -1.77 | 3 |  | 504449 |  | [MDSYS.SDO_GEOMETRY]
60910936 | 42252316 | EXISTING | CORDOVA | 4050 | GRANADA | 5126 | D | NO | SCE | THREE | UNKNOWN | 4KV | LOW 2 | UNKNOWN | MB | UNKNOWN | UNKNOWN |  |  | SYSTEM | 2014-10-25 | kallurr |  | CONSOLIDATED | MESA | METRO EAST | 2159327 |  | 2216720 | A | N | Y | 214 | -1 | I | 1950-01-01 |  | D |  | 42252326 | 42292626 |  |  |  | :04050 | 04050:04050 | main_exi_3_route_oh | CIRCUIT_BREAKER |  |  |  |  | -1.77 | 3 |  | 504449 |  | [MDSYS.SDO_GEOMETRY]
60910937 | 42262712 | EXISTING | OLIVER | 13122 | ALESSANDRO | 8024 | D | NO | SCE | THREE | UNKNOWN | 33KV | LOW 3 | UNKNOWN | MB | UNKNOWN | UNKNOWN |  |  | SYSTEM | 2014-09-12 | simhadk |  | CONSOLIDATED | VALLEY | SAN JACINTO | 2178688 |  | 2220422 | S | Y | N |  | -1 | I | 1965-03-01 |  | D |  | 42262722 | 42411984;42411985 |  |  |  | :13122 | 13122:13122 | main_exi_3_route_oh | CIRCUIT_BREAKER |  |  |  |  | -1.81 | 3 |  | 504449 |  | [MDSYS.SDO_GEOMETRY]
60910938 | 42285916 | EXISTING | CATT | 3167 | TENAJA | 8270 | D | NO | SCE | THREE | UNKNOWN | 12KV | LOW 7 | UNKNOWN | MB | UNKNOWN | UNKNOWN |  |  | SYSTEM | 2014-07-31 | punukos |  | CONSOLIDATED | VALLEY | SAN JACINTO | 2145911 |  | 2273862 | A | N | N |  | -1 | I | 1981-08-01 |  | D |  | 42285923 | 42442506;42442507 |  |  |  | :03167 | 03167:03167 | main_exi_3_route_oh | CIRCUIT_BREAKER |  |  |  |  | -1.81 | 2 |  | 504449 |  | [MDSYS.SDO_GEOMETRY]
60911257 | 45133054 | EXISTING | CHIPPEWA | 3487 | SHAWNEE | 5869 | D | NO | SCE | THREE | UNKNOWN | 12KV | LOW 3 | UNKNOWN | MB | UNKNOWN | UNKNOWN |  |  | SYSTEM | 2017-09-25 | thompsma |  | CONSOLIDATED | VILLA PARK | ORANGE | 2138759 |  | 2213352 | A | N | N |  | -1 | I | 1969-06-01 |  | D |  | 45133064 | 45220914 |  |  |  | :03487 | 03487:03487 | main_exi_3_route_oh | CIRCUIT_BREAKER |  |  |  |  | -1.77 | 3 |  | 504449 |  | [MDSYS.SDO_GEOMETRY]
60911258 | 45139454 | EXISTING | WHIZZIN | 19345 | MALIBU | 5519 | D | NO | SCE | THREE | UNKNOWN | 16KV | LOW 7 | UNKNOWN | MB | UNKNOWN | UNKNOWN |  |  | SYSTEM | 2013-12-31 | merugusn |  | CONSOLIDATED | MOORPARK | NORTH COAST | 2190374 |  | 2212668 | M | N | N | 214 | -1 | I | 1989-05-01 |  | D |  | 45139461 | 45216586;45216587 |  |  |  | :19345 | 19345:19345 | main_exi_3_route_oh | CIRCUIT_BREAKER |  |  |  |  | -1.75 | 3 |  | 504449 |  | [MDSYS.SDO_GEOMETRY]
60911259 | 45152674 | EXISTING | FANTAIL | 6274 | TAHITI | 5271 | D | NO | SCE | THREE | UNKNOWN | 16KV | LOW 2 | UNKNOWN | MB | UNKNOWN | UNKNOWN |  |  | SYSTEM | 2015-04-29 | bessar |  |  | EL NIDO | METRO WEST | 2151123 |  | 2217028 | A | N | Y | 221 | -1 | I | 1972-02-01 |  | D |  | 45152681 | 45702187;45702188 |  |  |  | :06274 | 06274:06274 | main_exi_3_route_oh | CIRCUIT_BREAKER |  |  |  |  | -1.76 | 3 |  | 504449 |  | [MDSYS.SDO_GEOMETRY]
60911260 | 45165586 | EXISTING | DIE | 5075 | INDUSTRY | 5191 | D | NO | SCE | THREE | UNKNOWN | 12KV | LOW 4 | UNKNOWN | MB | UNKNOWN | UNKNOWN |  |  | SYSTEM | 2014-06-04 | simhadk |  | CONSOLIDATED | MIRA LOMA | METRO EAST | 2145141 | 2 | 2216832 | A | N | Y | 219 | -1 | I | 1968-03-01 |  | D |  | 45165596 | 45229195;45229196 |  |  |  | :05075 | 05075:05075 | main_exi_3_route_oh | CIRCUIT_BREAKER |  |  |  |  | -1.78 | 3 |  | 504449 |  | [MDSYS.SDO_GEOMETRY]
60911261 | 45181775 | EXISTING | PAWNEE | 13826 | GAVILAN | 8219 | D | NO | SCE | THREE | UNKNOWN | 12KV | LOW 3 | UNKNOWN | MB | UNKNOWN | UNKNOWN |  |  | SYSTEM | 2016-02-03 | lanninsj |  | 600A / 180A | VALLEY | SAN JACINTO | 2184553 |  | 2213754 | A | Y | N |  | -1 | I | 1987-04-01 |  | D |  | 45181782 | 45429411;45429412 |  |  |  | :13826 | 13826:13826 | main_exi_3_route_oh | CIRCUIT_BREAKER |  |  |  |  | -1.81 | 4.5 |  | 504449 |  | [MDSYS.SDO_GEOMETRY]
60911262 | 45199007 | EXISTING | RIGGIN | 15070 | NEWMARK | 5136 | D | NO | SCE | THREE | UNKNOWN | 4KV | LOW 7 | UNKNOWN | MB | UNKNOWN | UNKNOWN |  |  | SYSTEM | 2014-10-30 | bessar |  | CONSOLIDATED | MESA | METRO EAST | 2186468 | 3 | 2212100 | S | N | Y | 132 | -1 | I | 1950-01-01 |  | D |  | 45199017 | 45225616 |  |  |  | :15070 | 15070:15070 | main_exi_3_route_oh | CIRCUIT_BREAKER |  |  |  |  | -1.77 | 3 |  | 504449 |  | [MDSYS.SDO_GEOMETRY]
60911263 | 45217773 | EXISTING | WILBUR | 19360 | LAUREL | 5315 | D | NO | SCE | THREE | UNKNOWN | 12KV | LOW 3 | UNKNOWN | MB | UNKNOWN | UNKNOWN |  |  | SYSTEM | 2014-01-10 | bessar |  | CONSOLIDATED | SAN JOAQUIN | SAN JOAQUIN | 2190375 |  | 2212502 | A | N | Y | 223 | -1 | I | 2025-01-01 |  | D |  | 45217783 | 45289631;45289632 |  |  |  | :19360 | 19360:19360 | main_exi_3_route_oh | CIRCUIT_BREAKER |  |  |  |  | -1.79 | 6 |  | 504449 |  | [MDSYS.SDO_GEOMETRY]
60911264 | 45222026 | EXISTING | CHOCTAW | 3493 | SHAWNEE | 5869 | D | NO | SCE | THREE | UNKNOWN | 12KV | LOW 6 | UNKNOWN | MB | UNKNOWN | UNKNOWN |  |  | SYSTEM | 2017-09-29 | lantzmk |  | CONSOLIDATED | VILLA PARK | ORANGE | 2138760 |  | 2213352 | A | N | Y | 236 | -1 | I | 1969-04-01 |  | D |  | 45222033 | 45268537 |  |  |  | :03493 | 03493:03493 | main_exi_3_route_oh | CIRCUIT_BREAKER |  |  |  |  | 86.8 | 2 |  | 504449 |  | [MDSYS.SDO_GEOMETRY]
60911265 | 45226958 | EXISTING | RILEY | 15080 | CARDIFF | 5608 | D | NO | SCE | THREE | UNKNOWN | 12KV | LOW 9 | UNKNOWN | MB | UNKNOWN | UNKNOWN |  |  | SYSTEM | 2014-04-23 | gallog |  | CONSOLIDATED | VISTA | DESERT | 2186539 | 4 | 2217428 | S | N | N |  | -1 | I | 1950-01-01 |  | D |  | 45226968 | 45284359;45284360 |  |  |  | :15080 | 15080:15080 | main_exi_3_route_oh | CIRCUIT_BREAKER |  |  |  |  | -1.81 | 3 |  | 504449 |  | [MDSYS.SDO_GEOMETRY]
60911271 | 45231090 | EXISTING | DIGBY | 5079 | RANDALL | 5601 | D | NO | SCE | THREE | UNKNOWN | 12KV | LOW 5 | UNKNOWN | MB | UNKNOWN | UNKNOWN |  |  | SYSTEM | 2017-09-22 | rezag |  | CONSOLIDATED | VISTA | DESERT | 2149582 |  | 2215076 | A | N | N |  | -1 | I | 2003-06-24 |  | D |  | 45231097 | 45325611 |  |  |  | :05079 | 05079:05079 | main_exi_3_route_oh | CIRCUIT_BREAKER |  |  |  |  | -1.8 | 2 |  | 504449 |  | [MDSYS.SDO_GEOMETRY]
60911272 | 45269496 | EXISTING | CHROME | 3494 | LIMESTONE | 8804 | D | NO | SCE | THREE | UNKNOWN | 12KV | LOW 14 | UNKNOWN | MB | UNKNOWN | UNKNOWN |  |  | SYSTEM | 2014-10-01 | merugusn |  | CONSOLIDATED | ELLIS | ORANGE | 2138761 | 4 | 2220828 | A | Y | N |  | -1 | I | 1984-06-01 |  | D |  | 45269506 | 45364400 |  |  |  | :03494 | 03494:03494 | main_exi_3_route_oh | CIRCUIT_BREAKER |  |  |  |  | -1.79 | 3 |  | 504449 |  | [MDSYS.SDO_GEOMETRY]
60911273 | 45290626 | EXISTING | WILDFLOWER | 19380 | MARIPOSA | 5319 | D | NO | SCE | THREE | UNKNOWN | 12KV | LOW 5 | UNKNOWN | MB | UNKNOWN | UNKNOWN |  |  | SYSTEM | 2014-01-10 | bessar |  | CONSOLIDATED | SAN JOAQUIN | SAN JOAQUIN | 2191043 |  | 2212514 | A | N | Y | 248 | -1 | I | 1950-01-01 |  | D |  | 45290636 | 45292488 |  |  |  | :19380 | 19380:19380 | main_exi_3_route_oh | CIRCUIT_BREAKER |  |  |  |  | -89.89 | 6 |  | 504449 |  | [MDSYS.SDO_GEOMETRY]
60911274 | 45292588 | EXISTING | WILDWOOD | 19386 | NEWHALL | 5576 | D | NO | SCE | THREE | UNKNOWN | 16KV | LOW 8 | UNKNOWN | MB | UNKNOWN | UNKNOWN |  |  | SYSTEM | 2013-12-19 | ankarlr |  | CONSOLIDATED | SAUGUS | NORTH COAST | 2188839 | 2 | 2217376 | A | N | N |  | -1 | I | 1973-08-01 |  | D |  | 45292598 | 45486432;45486433 |  | 45421106 |  | :19386 | 19386:19386 | main_exi_3_route_oh | CIRCUIT_BREAKER |  |  |  |  | -1.76 | 3 |  | 504449 |  | [MDSYS.SDO_GEOMETRY]
60911275 | 45311352 | EXISTING | RIM | 15090 | BURNT MILL | 5640 | D | NO | SCE | THREE | UNKNOWN | 12KV | LOW 1 | UNKNOWN | MB | UNKNOWN | UNKNOWN |  |  | SYSTEM | 2014-05-23 | bodduvh |  | CONSOLIDATED | VISTA | RURALS | 2186540 |  | 2215182 | A | N | Y | 211 | -1 | I | 1950-01-01 |  | D |  | 45311359 | 45422019;45422020 |  | 45387681 |  | :15090 | 15090:15090 | main_exi_3_route_oh | CIRCUIT_BREAKER |  |  |  |  | -1.81 | 2 |  | 504449 |  | [MDSYS.SDO_GEOMETRY]
60910567 | 39193616 | EXISTING | TOWT | 18050 | LINDSAY | 5317 | D | NO | SCE | THREE | UNKNOWN | 4KV | LOW 8 | UNKNOWN | MB | UNKNOWN | UNKNOWN |  |  | SYSTEM | 2014-01-10 | merugusn |  | CONSOLIDATED | SAN JOAQUIN | SAN JOAQUIN | 2190977 |  | 2212512 | S | N | Y | 122 | -1 | I | 1950-01-01 |  | D |  | 39193626 | 39230365 |  |  |  | :18050 | 18050:18050 | main_exi_3_route_oh | CIRCUIT_BREAKER |  |  |  |  | -1.79 | 3 |  | 504449 |  | [MDSYS.SDO_GEOMETRY]
60910568 | 39200867 | EXISTING | CALAMAR | 2662 | CALAMAR P.T. | 7131 | A | NO | SCE | THREE | UNKNOWN | 12KV | LOW 1 | UNKNOWN | MB | UNKNOWN | UNKNOWN |  |  | SYSTEM | 2014-07-08 | attadas |  | 33/12KV 5 MVA | VALLEY | SAN JACINTO | 2139457 |  | 2122589 |  |  |  |  | -1 | I | 1991-12-05 |  | D |  | 39200874 | 39224534;39224535 |  | 39223115 |  | :02662 | 02662:02662 | main_exi_3_route_oh | CIRCUIT_BREAKER |  |  |  |  | -1.81 | 3 |  | 504449 |  | [MDSYS.SDO_GEOMETRY]
60910574 | 39209487 | EXISTING | CAWSTON | 3190 | GARFIELD | 5121 | D | NO | SCE | THREE | UNKNOWN | 4KV | LOW 4 | UNKNOWN | MB | UNKNOWN | UNKNOWN |  |  | SYSTEM | 2014-10-25 | bessar |  | CONSOLIDATED | MESA | METRO EAST | 2155169 |  | 2219022 | S | N | Y | 246 | -1 | I | 1950-01-01 |  | D |  | 39209497 | 39239943;39239944 |  |  |  | :03190 | 03190:03190 | main_exi_3_route_oh | CIRCUIT_BREAKER |  |  |  |  | -1.77 | 3 |  | 504449 |  | [MDSYS.SDO_GEOMETRY]
60910575 | 39225457 | EXISTING | CALCIUM | 2667 | LIMESTONE | 8804 | D | NO | SCE | THREE | UNKNOWN | 12KV | LOW 6 | UNKNOWN | MB | UNKNOWN | UNKNOWN |  |  | SYSTEM | 2014-11-11 | kallurr |  | CONSOLIDATED | ELLIS | ORANGE | 2138434 | 2 | 2220828 | A | N | N |  | -1 | I | 1987-06-01 |  | D |  | 39225467 | 39481095;39481096 |  |  |  | :02667 | 02667:02667 | main_exi_3_route_oh | CIRCUIT_BREAKER |  |  |  |  | 88.87 | 3 |  | 504449 |  | [MDSYS.SDO_GEOMETRY]
60910576 | 39230627 | EXISTING | TRAIL | 18080 | LINE CREEK | 5352 | D | NO | SCE | THREE | UNKNOWN | 4KV | LOW 3 | UNKNOWN | MB | UNKNOWN | UNKNOWN |  |  | SYSTEM | 2014-02-18 | kollir |  | CONSOLIDATED | SAN JOAQUIN | RURALS | 2188530 |  | 2273989 | A | N | N |  | -1 | I | 1957-05-01 |  | D |  | 39230634 | 39231289 |  |  |  | :18080 | 18080:18080 | main_exi_3_route_oh | CIRCUIT_BREAKER |  |  |  |  | -1.82 | 3 |  | 504449 |  | [MDSYS.SDO_GEOMETRY]
60910577 | 39231467 | EXISTING | TREMAINE | 18122 | MONTECITO | 5524 | D | NO | SCE | THREE | UNKNOWN | 4KV | LOW 4 | UNKNOWN | MB | UNKNOWN | UNKNOWN |  |  | SYSTEM | 2013-10-30 | kotakr |  | CONSOLIDATED | GOLETA | NORTH COAST | 2187208 |  | 2212684 | S | Y | N |  | -1 | I | 1950-01-01 |  | D |  | 39231477 | 39337762 |  |  |  | :18122 | 18122:18122 | main_exi_3_route_oh | CIRCUIT_BREAKER |  |  |  |  | -1.72 | 3 |  | 504449 |  | [MDSYS.SDO_GEOMETRY]
60910578 | 39237762 | EXISTING | SANBORN | 15720 | FERNWOOD | 5749 | D | NO | SCE | THREE | UNKNOWN | 16KV | LOW 6 | UNKNOWN | MB | UNKNOWN | UNKNOWN |  |  | SYSTEM | 2018-01-16 | maxwelbw |  | CONSOLIDATED | LIGHTHIPE | METRO WEST | 2187625 |  | 2217676 | S | Y | N |  | -1 | I | 1947-05-01 |  | D |  | 39237772 | 39237959 |  |  |  | :15720 | 15720:15720 | main_exi_3_route_oh | CIRCUIT_BREAKER |  |  |  |  | -1.77 | 2 |  | 504449 |  | [MDSYS.SDO_GEOMETRY]
60910579 | 39238092 | EXISTING | SANDMAN | 15744 | TAHITI | 5271 | D | NO | SCE | THREE | UNKNOWN | 16KV | LOW 3 | UNKNOWN | MB | UNKNOWN | UNKNOWN |  |  | SYSTEM | 2015-04-09 | lantzmk |  |  | EL NIDO | METRO WEST | 2183244 |  | 2217028 | A | N | Y | 221 | -1 | I | 1971-12-01 |  | D |  | 39238102 | 39346238 |  |  |  | :15744 | 15744:15744 | main_exi_3_route_oh | CIRCUIT_BREAKER |  |  |  |  | -1.76 | 3 |  | 504449 |  | [MDSYS.SDO_GEOMETRY]
60910580 | 39241883 | EXISTING | CEDAR GLEN | 3240 | BURNT MILL | 5640 | D | NO | SCE | THREE | UNKNOWN | 12KV | LOW 5 | UNKNOWN | MB | UNKNOWN | UNKNOWN |  |  | SYSTEM | 2017-09-29 | lantzmk |  | CEDAR GLEN SOURCE SUB | VISTA | RURALS | 2137233 |  | 2215182 | A | N | Y | 211 | -1 | I | 1950-01-01 |  | D |  | 39241887 | 39280167 |  |  |  | :03240 | 03240:03240 | main_exi_3_route_oh | CIRCUIT_BREAKER |  |  |  |  | -64.01 | 1.5 |  | 504449 |  | [MDSYS.SDO_GEOMETRY]
60910581 | 39259233 | EXISTING | PLAZA | 14220 | PLAZA P.T. | 7671 | A | NO | SCE | THREE | UNKNOWN | 4KV | LOW 1 | UNKNOWN | MB | UNKNOWN | UNKNOWN |  |  | SYSTEM | 2014-11-14 | attadas |  | CONSOLIDATED | MESA | METRO EAST | 2185236 |  | 2126418 |  |  |  |  | -1 | I | 1989-02-01 |  | D |  | 39259240 | 39259367 |  |  |  | :14220 | 14220:14220 | main_exi_3_route_oh | CIRCUIT_BREAKER |  |  |  |  | -1.77 | 2 |  | 504449 |  | [MDSYS.SDO_GEOMETRY]
60910582 | 39259425 | EXISTING | PLUMLEY | 14243 | TAMARISK | 8099 | D | NO | SCE | THREE | UNKNOWN | 12KV | LOW 1 | UNKNOWN | MB | UNKNOWN | UNKNOWN |  |  | SYSTEM | 2014-05-30 | simhadk |  | CONSOLIDATED | DEVERS | DESERT | 2181204 | 1 | 2218266 | A | N | Y | 247 | -1 | I | 1992-04-09 |  | D |  | 39259432 | 39397875 |  |  |  | :14243 | 14243:14243 | main_exi_3_route_oh | CIRCUIT_BREAKER |  |  |  |  | -1.85 | 2 |  | 504449 |  | [MDSYS.SDO_GEOMETRY]
60910583 | 39266265 | EXISTING | DUNCAN | 5390 | SOUTH GATE | 5787 | D | NO | SCE | THREE | UNKNOWN | 4KV | LOW 7 | UNKNOWN | MB | UNKNOWN | UNKNOWN |  |  | SYSTEM | 2015-01-20 | bodduvh |  | CONSOLIDATED | LIGHTHIPE | METRO WEST | 2149939 |  | 2220094 | A | N | Y | 211 | -1 | I | 1950-01-01 |  | D |  | 39266275 | 39326451 |  |  |  | :05390 | 05390:05390 | main_exi_3_route_oh | CIRCUIT_BREAKER |  |  |  |  | -1.77 | 2 |  | 504449 |  | [MDSYS.SDO_GEOMETRY]
60910584 | 39304913 | EXISTING | LARK | 10119 | WRIGHTWOOD | 5461 | D | NO | SCE | THREE | UNKNOWN | 2.4KV | LOW 1 | UNKNOWN | MB | UNKNOWN | UNKNOWN |  |  | SYSTEM | 2014-03-27 | bodduvh |  | CONSOLIDATED | LUGO | DESERT | 2164255 |  | 2217180 | A | N | Y |  | -1 | I | 1987-04-01 |  | D |  | 39304923 | 39323637;39323638 |  | 39321744 |  | :10119 | 10119:10119 | main_exi_3_route_oh | CIRCUIT_BREAKER |  |  |  |  | -1.8 | 3 |  | 504449 |  | [MDSYS.SDO_GEOMETRY]
60910585 | 39308668 | EXISTING | CEDAR PINES | 3250 | CEDAR PINES P.T. | 7128 | A | NO | SCE | THREE | UNKNOWN | 2.4KV | LOW 1 | UNKNOWN | MB | UNKNOWN | UNKNOWN |  |  | SYSTEM | 2014-04-09 | kallurr |  | CONSOLIDATED | VISTA | RURALS | 2155171 |  | 2123818 | A | N | Y | 217 | -1 | I | 1950-01-01 |  | D |  | 39308672 | 39329854 |  | 39311319 |  | :03250 | 03250:03250 | main_exi_3_route_oh | CIRCUIT_BREAKER |  |  |  |  | -1.81 | 1.5 |  | 504449 |  | [MDSYS.SDO_GEOMETRY]
60911576 | 47838930 | EXISTING | HOUSING | 21081 | MILITARY | 8120 | D | NO | SCE | THREE | UNKNOWN | 12KV | LOW 1 | UNKNOWN | MB | UNKNOWN | UNKNOWN |  |  | SYSTEM | 2016-08-24 | lantzmk |  | CONSOLIDATED | BARSTOW | RURALS | 2190504 |  | 2213666 | A | N | N |  | -1 | I | 2003-08-01 |  | D |  | 47838937 | 47935049;47935050 |  |  |  | :21081 | 21081:21081 | main_exi_3_route_oh | CIRCUIT_BREAKER |  |  |  |  | -1.83 | 2 |  | 504449 |  | [MDSYS.SDO_GEOMETRY]
60911579 | 47840753 | EXISTING | PINK | 14137 | ORANGE | 5843 | D | NO | SCE | THREE | UNKNOWN | 12KV | LOW 6 | UNKNOWN | MB | UNKNOWN | UNKNOWN |  |  | SYSTEM | 2014-11-18 | punukos |  | CONSOLIDATED | VILLA PARK | ORANGE | 2190401 | 1 | 2220224 | A | N | Y | 243 | -1 | I | 1966-11-01 |  | D |  | 47840760 | 47871479;47871480 |  |  |  | :14137 | 14137:14137 | main_exi_3_route_oh | CIRCUIT_BREAKER |  |  |  |  | 0.38 | 2 |  | 504449 |  | [MDSYS.SDO_GEOMETRY]
60911580 | 47846084 | EXISTING | SAHARA | 15649 | SANTA ROSA | 8036 | D | NO | SCE | THREE | UNKNOWN | 12KV | LOW 13 | UNKNOWN | MB | UNKNOWN | UNKNOWN |  |  | SYSTEM | 2014-05-28 | punukos |  | CONSOLIDATED | DEVERS | DESERT | 2183168 | 5 | 2218128 | S | N | N |  | -1 | I | 2003-07-24 |  | D |  | 47846091 | 47945173;47945174 |  |  |  | :15649 | 15649:15649 | main_exi_3_route_oh | CIRCUIT_BREAKER |  |  |  |  | -1.85 | 2 |  | 504449 |  | [MDSYS.SDO_GEOMETRY]
60911581 | 47850124 | EXISTING | FALLIS | 6270 | ONTARIO | 5625 | D | NO | SCE | THREE | UNKNOWN | 4KV | LOW 6 | UNKNOWN | MB | UNKNOWN | UNKNOWN |  |  | SYSTEM | 2014-06-03 | simhadk |  | CONSOLIDATED | MIRA LOMA | METRO EAST | 2157865 |  | 2215130 | A | N | Y | 227 | -1 | I | 1950-01-01 |  | D |  | 47850134 | 47865477 |  |  |  | :06270 | 06270:06270 | main_exi_3_route_oh | CIRCUIT_BREAKER |  |  |  |  | -1.79 | 3 |  | 504449 |  | [MDSYS.SDO_GEOMETRY]
60911582 | 47865664 | EXISTING | FAMOUS | 6272 | CALECTRIC | 8042 | D | NO | SCE | THREE | UNKNOWN | 33KV | LOW 9 | UNKNOWN | MB | UNKNOWN | UNKNOWN |  |  | SYSTEM | 2014-03-17 | merugusn |  | CONSOLIDATED | VISTA | DESERT | 2151121 |  | 2218150 | M | Y | N |  | -1 | I | 1950-01-01 |  | D |  | 47865674 | 47866031;47866032 |  |  |  | :06272 | 06272:06272 | main_exi_3_route_oh | CIRCUIT_BREAKER |  |  |  |  | -1.81 | 3 |  | 504449 |  | [MDSYS.SDO_GEOMETRY]
60911583 | 47867368 | EXISTING | FANO | 6273 | PADUA | 5060 | D | NO | SCE | THREE | UNKNOWN | 12KV | LOW 15 | UNKNOWN | MB | UNKNOWN | UNKNOWN |  |  | SYSTEM | 2014-06-10 | kallurr |  | CONSOLIDATED | MIRA LOMA | METRO EAST | 2151122 | 6 | 2216446 | M | N | Y | 121 | -1 | I | 1975-09-01 |  | D |  | 47867375 | 47958906;47958907 |  |  |  | :06273 | 06273:06273 | main_exi_3_route_oh | CIRCUIT_BREAKER |  |  |  |  | -1.79 | 3 |  | 504449 |  | [MDSYS.SDO_GEOMETRY]
60911589 | 47871919 | EXISTING | PINOCHLE | 14141 | JOHANNA | 5085 | D | NO | SCE | THREE | UNKNOWN | 12KV | LOW 15 | UNKNOWN | MB | UNKNOWN | UNKNOWN |  |  | SYSTEM | 2014-10-06 | bessar |  | CONSOLIDATED | ELLIS | ORANGE | 2179555 |  | 2216608 | A | N | Y | 237 | -1 | I | 1983-05-01 |  | D |  | 47871926 | 47941080 |  |  |  | :14141 | 14141:14141 | main_exi_3_route_oh | CIRCUIT_BREAKER |  |  |  |  | 0.38 | 2 |  | 504449 |  | [MDSYS.SDO_GEOMETRY]
60911590 | 47936701 | EXISTING | RANGE | 21082 | FORT IRWIN | 8138 | D | NO | SCE | THREE | UNKNOWN | 12KV | LOW 1 | UNKNOWN | MB | UNKNOWN | UNKNOWN |  |  | SYSTEM | 2016-08-24 | lantzmk |  | CONSOLIDATED | BARSTOW | RURALS | 2191127 |  | 2218300 | A | N | N |  | -1 | I | 2003-08-01 |  | D |  | 47936708 | 48002687;65843421 |  |  |  | :21082 | 21082:21082 | main_exi_3_route_oh | CIRCUIT_BREAKER |  |  |  |  | -1.83 | 5 |  | 504449 |  | [MDSYS.SDO_GEOMETRY]
60911591 | 47941729 | EXISTING | PINON | 14142 | CHESTNUT | 5861 | D | NO | SCE | THREE | UNKNOWN | 12KV | LOW 5 | UNKNOWN | MB | UNKNOWN | UNKNOWN |  |  | SYSTEM | 2014-09-22 | rajendrs |  | CONSOLIDATED | ELLIS | ORANGE | 2179556 | 1 | 2215608 | A | N | N |  | -1 | I | 1972-07-01 |  | D |  | 47941736 | 47994031;47994032 |  |  |  | :14142 | 14142:14142 | main_exi_3_route_oh | CIRCUIT_BREAKER |  |  |  |  | -91.8 | 2 |  | 504449 |  | [MDSYS.SDO_GEOMETRY]
60911592 | 47946738 | EXISTING | SALT | 15678 | IRON MT. SCE | 8273 | D | NO | SCE | THREE | UNKNOWN | 16KV | LOW 1 | UNKNOWN | MB | UNKNOWN | UNKNOWN |  |  | SYSTEM | 2014-01-27 | aminencn |  | CONSOLIDATED | DEVERS | RURALS | 2187622 |  | 13482989 | A | N | N |  | -1 | I | 1950-01-01 |  | D |  | 47946745 | 47964491 |  |  |  | :15678 | 15678:15678 | main_exi_3_route_oh | CIRCUIT_BREAKER |  |  |  |  | -1.91 | 26 |  | 504449 |  | [MDSYS.SDO_GEOMETRY]
60911598 | 47947700 | EXISTING | SPAULDING | 16750 | LINDEN | 5734 | D | NO | SCE | THREE | UNKNOWN | 4KV | LOW 1 | UNKNOWN | MB | UNKNOWN | UNKNOWN |  |  | SYSTEM | 2015-01-13 | rajendrs |  | CONSOLIDATED | LIGHTHIPE | METRO WEST | 2190834 |  | 2217650 | A | N | Y |  | -1 | I | 2029-11-01 |  | D |  | 47947710 | 47977241 |  |  |  | :16750 | 16750:16750 | main_exi_3_route_oh | CIRCUIT_BREAKER |  |  |  |  | -55.45 | 3 |  | 504449 |  | [MDSYS.SDO_GEOMETRY]
60911599 | 47951677 | EXISTING | COOLER | 3976 | CHIQUITA | 5811 | D | NO | SCE | THREE | UNKNOWN | 12KV | LOW 12 | UNKNOWN | MB | UNKNOWN | UNKNOWN |  |  | SYSTEM | 2014-10-20 | kallurr |  | CONSOLIDATED | ELLIS | ORANGE | 2141574 | 3 | 2215488 | A | N | Y | 231 | -1 | I | 1983-08-01 |  | D |  | 47951687 | 48087946;48087947 |  |  |  | :03976 | 03976:03976 | main_exi_3_route_oh | CIRCUIT_BREAKER |  |  |  |  | -132.94 | 3 |  | 504449 |  | [MDSYS.SDO_GEOMETRY]
60911600 | 47964675 | EXISTING | LIMING | 15702 | LAYFAIR | 5645 | D | NO | SCE | THREE | UNKNOWN | 12KV | LOW 6 | UNKNOWN | MB | UNKNOWN | UNKNOWN |  |  | SYSTEM | 2014-07-07 | simhadk |  | CONSOLIDATED | MIRA LOMA | METRO EAST | 2187624 | 2 | 2217522 | A | N | N |  | -1 | I | 1999-09-01 |  | D |  | 47964685 | 48080040 |  |  |  | :15702 | 15702:15702 | main_exi_3_route_oh | CIRCUIT_BREAKER |  |  |  |  | -1.79 | 2 |  | 504449 |  | [MDSYS.SDO_GEOMETRY]
60911601 | 47969710 | EXISTING | FERNSTROM | 6340 | GANESHA | 5617 | D | NO | SCE | THREE | UNKNOWN | 12KV | LOW 8 | UNKNOWN | MB | UNKNOWN | UNKNOWN |  |  | SYSTEM | 2014-08-22 | manthak |  | CONSOLIDATED | MIRA LOMA | METRO EAST | 2151851 | 1 | 2212890 | S | Y | N |  | -1 | I | 1950-01-01 |  | D |  | 47969717 | 47989108;47989109 |  |  |  | :06340 | 06340:06340 | main_exi_3_route_oh | CIRCUIT_BREAKER |  |  |  |  | -1.79 | 3 |  | 504449 |  | [MDSYS.SDO_GEOMETRY]
60910939 | 42290621 | EXISTING | MARL | 11248 | CIMA | 5043 | D | NO | SCE | THREE | UNKNOWN | 16KV | LOW 1 | UNKNOWN | MB | UNKNOWN | UNKNOWN |  |  | SYSTEM | 2014-01-24 | manthak |  | CONSOLIDATED | ELDORADO | RURALS | 2185139 |  | 2216360 | A | N | N |  | -1 | I | 1960-06-01 |  | D |  | 42290631 | 42300749;42300750 |  |  |  | :11248 | 11248:11248 | main_exi_3_route_oh | CIRCUIT_BREAKER |  |  |  |  | -1.87 | 10 |  | 504449 |  | [MDSYS.SDO_GEOMETRY]
60910940 | 42294313 | EXISTING | CORNWALL | 4075 | NARROWS | 5838 | D | NO | SCE | THREE | UNKNOWN | 12KV | LOW 5 | UNKNOWN | MB | UNKNOWN | UNKNOWN |  |  | SYSTEM | 2014-12-05 | aminencn |  | CONSOLIDATED | MESA | METRO EAST | 2143598 | 1 | 2220218 |  |  |  | 209 | -1 | I | 1950-01-01 |  | D |  | 42294323 | 42365758;42365759 |  |  |  | :04075 | 04075:04075 | main_exi_3_route_oh | CIRCUIT_BREAKER |  |  |  |  | -1.77 | 3 |  | 504449 |  | [MDSYS.SDO_GEOMETRY]
60910946 | 42302479 | EXISTING | MARSH | 11270 | EARLIMART | 5306 | D | NO | SCE | THREE | UNKNOWN | 12KV | LOW 3 | UNKNOWN | MB | UNKNOWN | UNKNOWN |  |  | SYSTEM | 2014-03-07 | kallurr |  | CONSOLIDATED | SAN JOAQUIN | SAN JOAQUIN | 2178179 |  | 2217064 | A | N | N |  | -1 | I | 1950-01-01 |  | D |  | 42302489 | 42386924;42386925 |  |  |  | :11270 | 11270:11270 | main_exi_3_route_oh | CIRCUIT_BREAKER |  |  |  |  | -1.78 | 2 |  | 504449 |  | [MDSYS.SDO_GEOMETRY]
60910947 | 42305383 | EXISTING | UTE | 18493 | GOLDHILL | 8294 | B | NO | SCE | THREE | UNKNOWN | 33KV | LOW 1 | UNKNOWN | MB | UNKNOWN | UNKNOWN |  |  | SYSTEM | 2014-02-24 | bessar |  | CONSOLIDATED | LUGO | DESERT | 2189338 |  | 2273844 | A | N | Y |  | -1 | I | 1967-11-01 |  | D |  | 42305390 | 42306210;42306211 |  | 42305982 |  | :18493 | 18493:18493 | main_exi_3_route_oh | CIRCUIT_BREAKER |  |  |  |  | -1.83 | 3 |  | 504449 |  | [MDSYS.SDO_GEOMETRY]
60910948 | 42307364 | EXISTING | VADAR | 18505 | SHUTTLE | 5522 | D | NO | SCE | THREE | UNKNOWN | 12KV | LOW 5 | UNKNOWN | MB | UNKNOWN | UNKNOWN |  |  | SYSTEM | 2013-11-26 | punukos |  | CONSOLIDATED | VINCENT | NORTH COAST | 2188197 |  | 2212678 | A | N | N |  | -1 | I | 1989-04-01 |  | D |  | 42307374 | 42447933;42447934 |  |  |  | :18505 | 18505:18505 | main_exi_3_route_oh | CIRCUIT_BREAKER |  |  |  |  | -1.78 | 3 |  | 504449 |  | [MDSYS.SDO_GEOMETRY]
60910949 | 42324696 | EXISTING | ESCALONA | 6042 | LA MIRADA | 5834 | D | NO | SCE | THREE | UNKNOWN | 12KV | LOW 1 | UNKNOWN | MB | UNKNOWN | UNKNOWN |  |  | SYSTEM | 2017-10-20 | maxwelbw |  |  | LIGHTHIPE | METRO WEST | 2169084 |  | 2220206 | A | N | Y | 240 | -1 | I | 1966-02-01 |  | D |  | 42324706 | 42360020 |  |  |  | :06042 | 06042:06042 | main_exi_3_route_oh | CIRCUIT_BREAKER |  |  |  |  | -1.77 | 3 |  | 504449 |  | [MDSYS.SDO_GEOMETRY]
60910950 | 42327159 | EXISTING | PURCHASE | 14494 | OUTLET P.T. | 7620 | A | NO | SCE | THREE | UNKNOWN | 12KV | LOW 1 | UNKNOWN | MB | UNKNOWN | UNKNOWN |  |  | SYSTEM | 2014-04-25 | punukos |  | CONSOLIDATED | DEVERS | DESERT | 2185404 |  | 2124955 | N | N | N |  | -1 | I | 2003-04-17 |  | D |  | 42327166 | 42405926;42405927 |  |  |  | :14494 | 14494:14494 | main_exi_3_route_oh | CIRCUIT_BREAKER |  |  |  |  | -1.83 | 2 |  | 504449 |  | [MDSYS.SDO_GEOMETRY]
60910951 | 42367596 | EXISTING | CORONADO | 4080 | MESA | 5012 | D | NO | SCE | THREE | UNKNOWN | 16KV | LOW 19 | UNKNOWN | MB | UNKNOWN | UNKNOWN |  |  | SYSTEM | 2014-12-11 | simhadk |  | CONSOLIDATED | MESA | METRO EAST | 2163356 |  | 2218536 | M | N | Y | 101 | -1 | I | 1973-06-01 |  | D |  | 42367606 | 42408057 |  |  |  | :04080 | 04080:04080 | main_exi_3_route_oh | CIRCUIT_BREAKER |  |  |  |  | -1.77 | 3 |  | 504449 |  | [MDSYS.SDO_GEOMETRY]
60910952 | 42388381 | EXISTING | MATILIJA | 11341 | OJAI | 5526 | D | NO | SCE | THREE | UNKNOWN | 16KV | LOW 2 | UNKNOWN | MB | UNKNOWN | UNKNOWN |  |  | SYSTEM | 2013-12-12 | merugusn |  | CONSOLIDATED | SANTA CLARA | NORTH COAST | 2170888 |  | 2219632 | A | N | Y | 205 | -1 | I | 1967-06-01 |  | D |  | 42388391 | 42481634;42481635 |  |  |  | :11341 | 11341:11341 | main_exi_3_route_oh | CIRCUIT_BREAKER |  |  |  |  | -1.73 | 2.5 |  | 504449 |  | [MDSYS.SDO_GEOMETRY]
60910953 | 42392071 | EXISTING | ESTHER | 6080 | BOWL | 5708 | D | NO | SCE | THREE | UNKNOWN | 4KV | LOW 11 | UNKNOWN | MB | UNKNOWN | UNKNOWN |  |  | SYSTEM | 2014-12-29 | manthak |  | CONSOLIDATED | LIGHTHIPE | METRO WEST | 2148652 | 2 | 2219942 | S | N | Y | 136 | -1 | I | 1947-06-01 |  | D |  | 42392081 | 42438651 |  |  |  | :06080 | 06080:06080 | main_exi_3_route_oh | CIRCUIT_BREAKER |  |  |  |  | -1.77 | 3 |  | 504449 |  | [MDSYS.SDO_GEOMETRY]
60910957 | 42410326 | EXISTING | CORONITA | 4082 | JEFFERSON | 8275 | D | NO | SCE | THREE | UNKNOWN | 12KV | LOW 10 | UNKNOWN | MB | UNKNOWN | UNKNOWN |  |  | SYSTEM | 2016-07-15 | murilljl |  | CONSOLIDATED | MIRA LOMA | METRO EAST | 2148844 | 2 | 2220744 | A | N | N |  | -1 | I | 2002-01-23 |  | D |  | 42410333 | 42477218;42477219 |  |  |  | :04082 | 04082:04082 | main_exi_3_route_oh | CIRCUIT_BREAKER |  |  |  |  | -1.79 | 2 |  | 504449 |  | [MDSYS.SDO_GEOMETRY]
60910960 | 42426113 | EXISTING | PUMALO | 14511 | DEL ROSA | 5670 | D | NO | SCE | THREE | UNKNOWN | 12KV | LOW 9 | UNKNOWN | MB | UNKNOWN | UNKNOWN |  |  | SYSTEM | 2014-03-27 | bodduvh |  | CONSOLIDATED | VISTA | DESERT | 2185406 | 1 | 2219894 | A | N | Y | 245 | -1 | I | 1962-06-01 |  | D |  | 42426120 | 42554714;42554715 |  |  |  | :14511 | 14511:14511 | main_exi_3_route_oh | CIRCUIT_BREAKER |  |  |  |  | -1.81 | 3 |  | 504449 |  | [MDSYS.SDO_GEOMETRY]
60910961 | 42438986 | EXISTING | EVANS | 6120 | ROLLING HILLS | 5252 | D | NO | SCE | THREE | UNKNOWN | 16KV | LOW 5 | UNKNOWN | MB | UNKNOWN | UNKNOWN |  |  | SYSTEM | 2017-12-11 | maxwelbw |  | CONSOLIDATED | EL NIDO | METRO WEST | 2148655 |  | 2216994 | S | N | Y | 130 | -1 | I | 1950-01-01 |  | D |  | 42438996 | 42576294 |  |  |  | :06120 | 06120:06120 | main_exi_3_route_oh | CIRCUIT_BREAKER |  |  |  |  | -1.76 | 3 |  | 504449 |  | [MDSYS.SDO_GEOMETRY]
60910962 | 42451366 | EXISTING | OLYMPIAD | 13157 | ONEILL | 8810 | D | NO | SCE | THREE | UNKNOWN | 12KV | LOW 10 | UNKNOWN | MB | UNKNOWN | UNKNOWN |  |  | SYSTEM | 2014-09-15 | rajendrs |  | CONSOLIDATED | ELLIS | ORANGE | 2178682 |  | 2216200 | A | N | N |  | -1 | I | 2003-05-06 |  | D |  | 42451373 | 42640113;42640114 |  |  |  | :13157 | 13157:13157 | main_exi_3_route_oh | CIRCUIT_BREAKER |  |  |  |  | -1.79 | 2 |  | 504449 |  | [MDSYS.SDO_GEOMETRY]
60911276 | 45336759 | EXISTING | DILLON | 5082 | GARNET | 8044 | D | NO | SCE | THREE | UNKNOWN | 12KV | LOW 7 | UNKNOWN | MB | UNKNOWN | UNKNOWN |  |  | SYSTEM | 2014-04-15 | attadas |  | CONSOLIDATED | DEVERS | DESERT | 2154427 |  | 2213558 | N | N | Y | 126 | -1 | I | 1950-01-01 |  | D |  | 45336766 | 45372867;45372868 |  |  |  | :05082 | 05082:05082 | main_exi_3_route_oh | CIRCUIT_BREAKER |  |  |  |  | -1.85 | 4 |  | 504449 |  | [MDSYS.SDO_GEOMETRY]
60911277 | 45365650 | EXISTING | CHRISTINE | 3497 | LA VETA | 5835 | D | NO | SCE | THREE | UNKNOWN | 12KV | LOW 8 | UNKNOWN | MB | UNKNOWN | UNKNOWN |  |  | SYSTEM | 2017-12-05 | thompsma |  | CONSOLIDATED | VILLA PARK | ORANGE | 2138763 | 2 | 2215558 | A | N | Y | 217 | -1 | I | 1984-06-01 |  | D |  | 45365657 | 45519587 |  |  |  | :03497 | 03497:03497 | main_exi_3_route_oh | CIRCUIT_BREAKER |  |  |  |  | 0.38 | 2 |  | 504449 |  | [MDSYS.SDO_GEOMETRY]
60911278 | 45379722 | EXISTING | DINER | 5086 | RAILROAD | 5196 | D | NO | SCE | THREE | UNKNOWN | 12KV | LOW 2 | UNKNOWN | MB | UNKNOWN | UNKNOWN |  |  | SYSTEM | 2014-05-27 | bodduvh |  | CONSOLIDATED | MIRA LOMA | METRO EAST | 2165587 | 1 | 2216842 | A | N | N |  | -1 | I | 1983-04-01 |  | D |  | 45379726 | 45456305 |  |  |  | :05086 | 05086:05086 | main_exi_3_route_oh | CIRCUIT_BREAKER |  |  |  |  | -1.78 | 3 |  | 504449 |  | [MDSYS.SDO_GEOMETRY]
60911279 | 45404534 | EXISTING | SEABASS | 16030 | EL NIDO | 5023 | D | NO | SCE | THREE | UNKNOWN | 16KV | LOW 15 | UNKNOWN | MB | UNKNOWN | UNKNOWN |  |  | SYSTEM | 2017-11-07 | maxwelbw |  | CONSOLIDATED | EL NIDO | METRO WEST | 2190779 | 5 | 2218582 | A | Y | Y | 207 | -1 | I | 1950-01-01 |  | D |  | 45404544 | 45442622 |  |  |  | :16030 | 16030:16030 | main_exi_3_route_oh | CIRCUIT_BREAKER |  |  |  |  | -1.76 | 3 |  | 504449 |  | [MDSYS.SDO_GEOMETRY]
60911280 | 45425132 | EXISTING | RIO DEL SOL | 15113 | THUNDERBIRD | 8251 | D | NO | SCE | THREE | UNKNOWN | 4.8KV | LOW 1 | UNKNOWN | MB | UNKNOWN | UNKNOWN |  |  | SYSTEM | 2014-05-13 | yallasv |  | CONSOLIDATED | DEVERS | DESERT | 2186542 |  | 2216068 | A | N | Y |  | -1 | I | 1950-01-01 |  | D |  | 45425139 | 45447281;45447282 |  |  |  | :15113 | 15113:15113 | main_exi_3_route_oh | CIRCUIT_BREAKER |  |  |  |  | -1.85 | 3 |  | 504449 |  | [MDSYS.SDO_GEOMETRY]
60911281 | 45449478 | EXISTING | PEABUSH | 13863 | PARKWOOD | 5816 | D | NO | SCE | THREE | UNKNOWN | 12KV | LOW 7 | UNKNOWN | MB | UNKNOWN | UNKNOWN |  |  | SYSTEM | 2014-08-21 | yallasv |  | CONSOLIDATED | VILLA PARK | ORANGE | 2190314 |  | 2215504 | A | Y | N |  | -1 | I | 1967-05-01 |  | D |  | 45449485 | 45449667 |  |  |  | :13863 | 13863:13863 | main_exi_3_route_oh | CIRCUIT_BREAKER |  |  |  |  | -1.78 | 2 |  | 504449 |  | [MDSYS.SDO_GEOMETRY]
60911282 | 45449761 | EXISTING | PEANUT | 13864 | CHESTNUT | 5861 | D | NO | SCE | THREE | UNKNOWN | 12KV | LOW 11 | UNKNOWN | MB | UNKNOWN | UNKNOWN |  |  | SYSTEM | 2014-12-29 | manthak |  | CONSOLIDATED | ELLIS | ORANGE | 2190315 | 1 | 2215608 | A | N | Y | 230 | -1 | I | 1967-01-01 |  | D |  | 45449768 | 45557077 |  |  |  | :13864 | 13864:13864 | main_exi_3_route_oh | CIRCUIT_BREAKER |  |  |  |  | 0.38 | 2 |  | 504449 |  | [MDSYS.SDO_GEOMETRY]
60911283 | 45457684 | EXISTING | DIPLOMAT | 5088 | CHASE | 5679 | D | NO | SCE | THREE | UNKNOWN | 12KV | LOW 6 | UNKNOWN | MB | UNKNOWN | UNKNOWN |  |  | SYSTEM | 2014-08-12 | manthak |  | CONSOLIDATED | MIRA LOMA | METRO EAST | 2149583 |  | 2213010 | A | N | N |  | -1 | I | 2003-11-11 |  | D |  | 45457691 | 45569351;73763105 |  |  |  | :05088 | 05088:05088 | main_exi_3_route_oh | CIRCUIT_BREAKER |  |  |  |  | -1.8 | 2 |  | 504449 |  | [MDSYS.SDO_GEOMETRY]
60911284 | 45465617 | EXISTING | RIVER BEND | 15156 | OLIVE LAKE | 8210 | D | NO | SCE | THREE | UNKNOWN | 12KV | LOW 1 | UNKNOWN | MB | UNKNOWN | UNKNOWN |  |  | SYSTEM | 2014-03-28 | simhadk |  | CONSOLIDATED | DEVERS | RURALS | 2180935 |  | 2220680 | A | N | N |  | -1 | I | 1950-01-01 |  | D |  | 45465627 | 45526271 |  |  |  | :15156 | 15156:15156 | main_exi_3_route_oh | CIRCUIT_BREAKER |  |  |  |  | -1.95 | 4 |  | 504449 |  | [MDSYS.SDO_GEOMETRY]
60911285 | 45488501 | EXISTING | WILEY | 19390 | NEWHALL | 5576 | D | NO | SCE | THREE | UNKNOWN | 16KV | LOW 3 | UNKNOWN | MB | UNKNOWN | UNKNOWN |  |  | SYSTEM | 2017-10-18 | moorerw |  | CONSOLIDATED | SAUGUS | NORTH COAST | 2188840 | 2 | 2217376 | A | N | N |  | -1 | I | 1999-03-01 |  | D |  | 45488511 | 45657307 |  |  |  | :19390 | 19390:19390 | main_exi_3_route_oh | CIRCUIT_BREAKER |  |  |  |  | -1.76 | 3 |  | 504449 |  | [MDSYS.SDO_GEOMETRY]
60911286 | 45496551 | EXISTING | SEAHORSE | 16044 | TAHITI | 5271 | D | NO | SCE | THREE | UNKNOWN | 16KV | LOW 1 | UNKNOWN | MB | UNKNOWN | UNKNOWN |  |  | SYSTEM | 2015-04-13 | bessar |  | CONSOLIDATED | EL NIDO | METRO WEST | 2187780 |  | 2217028 | A | N | Y | 221 | -1 | I | 1971-11-01 |  | D |  | 45496561 | 45497156 |  |  |  | :16044 | 16044:16044 | main_exi_3_route_oh | CIRCUIT_BREAKER |  |  |  |  | -1.76 | 3 |  | 504449 |  | [MDSYS.SDO_GEOMETRY]
60911287 | 45497205 | EXISTING | SEASIDE | 16071 | PICO | 5722 | D | NO | SCE | THREE | UNKNOWN | 12KV | LOW 9 | UNKNOWN | MB | UNKNOWN | UNKNOWN |  |  | SYSTEM | 2014-12-29 | simhadk |  | CONSOLIDATED | LIGHTHIPE | METRO WEST | 2183316 | 1 | 2219974 | S | Y | N |  | -1 | I | 1963-12-01 |  | D |  | 45497215 | 45497883 |  |  |  | :16071 | 16071:16071 | main_exi_3_route_oh | CIRCUIT_BREAKER |  |  |  |  | -1.76 | 3 |  | 504449 |  | [MDSYS.SDO_GEOMETRY]
60911288 | 45497953 | EXISTING | SEAT | 16073 | STADIUM | 5796 | D | NO | SCE | THREE | UNKNOWN | 12KV | LOW 8 | UNKNOWN | MB | UNKNOWN | UNKNOWN |  |  | SYSTEM | 2015-02-13 | attadas |  | CONSOLIDATED | LIGHTHIPE | METRO WEST | 2188978 | 1 | 2213204 | A | Y | N |  | -1 | I | 1966-11-01 |  | D |  | 45497963 | 45638852 |  |  |  | :16073 | 16073:16073 | main_exi_3_route_oh | CIRCUIT_BREAKER |  |  |  |  | -1.77 | 3 |  | 504449 |  | [MDSYS.SDO_GEOMETRY]
60911289 | 45527718 | EXISTING | RIVERGRADE | 15160 | BASSETT | 5184 | D | NO | SCE | THREE | UNKNOWN | 12KV | LOW 9 | UNKNOWN | MB | UNKNOWN | UNKNOWN |  |  | SYSTEM | 2017-10-06 | krumwimg |  | CONSOLIDATED | MIRA LOMA | METRO EAST | 2180936 | 1 | 2216816 | S | Y | N |  | -1 | I | 1959-05-01 |  | D |  | 45527725 | 45613183 |  |  |  | :15160 | 15160:15160 | main_exi_3_route_oh | CIRCUIT_BREAKER |  |  |  |  | -1.78 | 3 |  | 504449 |  | [MDSYS.SDO_GEOMETRY]
60910586 | 39326701 | EXISTING | DUNROBIN | 5430 | WOODRUFF | 5777 | D | NO | SCE | THREE | UNKNOWN | 4KV | LOW 5 | UNKNOWN | MB | UNKNOWN | UNKNOWN |  |  | SYSTEM | 2017-09-26 | maxwelbw |  | CONSOLIDATED | LIGHTHIPE | METRO WEST | 2154818 |  | 2215410 | A | N | Y | 230 | -1 | I | 1950-01-01 |  | D |  | 39326711 | 39426336 |  |  |  | :05430 | 05430:05430 | main_exi_3_route_oh | CIRCUIT_BREAKER |  |  |  |  | -1.77 | 3 |  | 504449 |  | [MDSYS.SDO_GEOMETRY]
60910593 | 39331418 | EXISTING | CERRITO | 3298 | CHASE | 5679 | D | NO | SCE | THREE | UNKNOWN | 12KV | LOW 3 | UNKNOWN | MB | UNKNOWN | UNKNOWN |  |  | SYSTEM | 2014-05-19 | manthak |  | CONSOLIDATED | MIRA LOMA | METRO EAST | 2155331 |  | 2213010 | A | N | N |  | -1 | I | 1996-05-15 |  | D |  | 39331425 | 39392390;39392391 |  |  |  | :03298 | 03298:03298 | main_exi_3_route_oh | CIRCUIT_BREAKER |  |  |  |  | -1.8 | 2 |  | 504449 |  | [MDSYS.SDO_GEOMETRY]
60910594 | 39338222 | EXISTING | TRIGO | 18144 | ISLA VISTA | 5596 | D | NO | SCE | THREE | UNKNOWN | 16KV | LOW 1 | UNKNOWN | MB | UNKNOWN | UNKNOWN |  |  | SYSTEM | 2013-11-04 | manthak |  | CONSOLIDATED | GOLETA | NORTH COAST | 2190602 |  | 2215066 | A | N | Y | 114 | -1 | I | 1970-10-01 |  | D |  | 39338232 | 39385307 |  |  |  | :18144 | 18144:18144 | main_exi_3_route_oh | CIRCUIT_BREAKER |  |  |  |  | -1.71 | 3 |  | 504449 |  | [MDSYS.SDO_GEOMETRY]
60910595 | 39355089 | EXISTING | LASKER | 10147 | PALMDALE | 5564 | D | NO | SCE | THREE | UNKNOWN | 12KV | LOW 1 | UNKNOWN | MB | UNKNOWN | UNKNOWN |  |  | SYSTEM | 2013-11-15 | simhadk |  | CONSOLIDATED | VINCENT | NORTH COAST | 2174397 | 2 | 2212778 | A | N | N |  | -1 | I | 1991-06-12 |  | D |  | 39355096 | 39457561;39457562 |  |  |  | :10147 | 10147:10147 | main_exi_3_route_oh | CIRCUIT_BREAKER |  |  |  |  | -1.78 | 3.5 |  | 504449 |  | [MDSYS.SDO_GEOMETRY]
60910596 | 39385452 | EXISTING | TRISTAR | 18162 | HELIJET | 5599 | C | NO | SCE | THREE | UNKNOWN | 12KV | LOW 3 | UNKNOWN | MB | UNKNOWN | UNKNOWN |  |  | SYSTEM | 2013-11-08 | bessar |  | CONSOLIDATED | VINCENT | NORTH COAST | 2190603 |  | 2217412 | A | Y | N |  | -1 | I | 1969-07-01 |  | D |  | 39385462 | 39386249 |  |  |  | :18162 | 18162:18162 | main_exi_3_route_oh | CIRCUIT_BREAKER |  |  |  |  | -1.78 | 3 |  | 504449 |  | [MDSYS.SDO_GEOMETRY]
60910597 | 39386409 | EXISTING | TRIUNFO | 18164 | MALIBU | 5519 | D | NO | SCE | THREE | UNKNOWN | 16KV | LOW 4 | UNKNOWN | MB | UNKNOWN | UNKNOWN |  |  | SYSTEM | 2014-01-02 | merugusn |  | CONSOLIDATED | MOORPARK | NORTH COAST | 2189254 |  | 2212668 | A | N | Y | 214 | -1 | I | 1970-03-01 |  | D |  | 39386419 | 39470791;39470792 |  |  |  | :18164 | 18164:18164 | main_exi_3_route_oh | CIRCUIT_BREAKER |  |  |  |  | -1.75 | 3 |  | 504449 |  | [MDSYS.SDO_GEOMETRY]
60910598 | 39400183 | EXISTING | POLO | 14292 | SANTA ROSA | 8036 | D | NO | SCE | THREE | UNKNOWN | 12KV | LOW 7 | UNKNOWN | MB | UNKNOWN | UNKNOWN |  |  | SYSTEM | 2014-06-19 | merugusn |  | CONSOLIDATED | DEVERS | DESERT | 2179732 | 6 | 2218128 | S | N | Y | 136 | -1 | I | 1973-05-01 |  | D |  | 39400190 | 39469965;39469966 |  |  |  | :14292 | 14292:14292 | main_exi_3_route_oh | CIRCUIT_BREAKER |  |  |  |  | -1.85 | 3 |  | 504449 |  | [MDSYS.SDO_GEOMETRY]
60910599 | 39411518 | EXISTING | CERVEZA | 3301 | MESA | 5012 | D | NO | SCE | THREE | UNKNOWN | 16KV | LOW 21 | UNKNOWN | MB | UNKNOWN | UNKNOWN |  |  | SYSTEM | 2014-11-17 | attadas |  | CONSOLIDATED | MESA | METRO EAST | 2140146 |  | 2218536 | M | N | Y | 101 | -1 | I | 1973-06-01 |  | D |  | 39411528 | 39485403;39485404 |  |  |  | :03301 | 03301:03301 | main_exi_3_route_oh | CIRCUIT_BREAKER |  |  |  |  | -1.77 | 3 |  | 504449 |  | [MDSYS.SDO_GEOMETRY]
60910600 | 39417522 | EXISTING | MUDDY | 12304 | ELSINORE | 8343 | D | NO | SCE | THREE | UNKNOWN | 12KV | LOW 10 | UNKNOWN | MB | UNKNOWN | UNKNOWN |  |  | SYSTEM | 2018-01-04 | thompsma |  | 720A / 180A | VALLEY | SAN JACINTO | 2177768 |  | 2213864 | A | N | Y |  | -1 | I | 1967-02-01 |  | D |  | 39417529 | 39554644 |  |  |  | :12304 | 12304:12304 | main_exi_3_route_oh | CIRCUIT_BREAKER |  |  |  |  | -1.81 | 3 |  | 504449 |  | [MDSYS.SDO_GEOMETRY]
60910601 | 39449516 | EXISTING | SANDRA | 15758 | FELTON | 5244 | D | NO | SCE | THREE | UNKNOWN | 16KV | LOW 4 | UNKNOWN | MB | UNKNOWN | UNKNOWN |  |  | SYSTEM | 2017-10-11 | maxwelbw |  | CONSOLIDATED | EL NIDO | METRO WEST | 2190752 |  | 2219316 | A | N | N |  | -1 | I | 1987-03-01 |  | D |  | 39449526 | 39586256 |  |  |  | :15758 | 15758:15758 | main_exi_3_route_oh | CIRCUIT_BREAKER |  |  |  |  | -1.76 | 3 |  | 504449 |  | [MDSYS.SDO_GEOMETRY]
60910602 | 39462877 | EXISTING | DURANGO | 5440 | CULVER | 5204 | D | NO | SCE | THREE | UNKNOWN | 4KV | LOW 13 | UNKNOWN | MB | UNKNOWN | UNKNOWN |  |  | SYSTEM | 2017-10-09 | maxwelbw |  |  | EL NIDO | METRO WEST | 2150434 | 4 | 2212238 | A | Y | N |  | -1 | I | 1950-01-01 |  | D |  | 39462887 | 39547833 |  |  |  | :05440 | 05440:05440 | main_exi_3_route_oh | CIRCUIT_BREAKER |  |  |  |  | -1.76 | 3 |  | 504449 |  | [MDSYS.SDO_GEOMETRY]
60910603 | 39471939 | EXISTING | TROPICO | 18180 | LANCASTER | 5514 | D | NO | SCE | THREE | UNKNOWN | 12KV | LOW 1 | UNKNOWN | MB | UNKNOWN | UNKNOWN |  |  | SYSTEM | 2013-11-16 | ramuj |  | CONSOLIDATED | VINCENT | NORTH COAST | 2189258 | 1 | 2212660 | S | Y | N |  | -1 | I | 1950-01-01 |  | D |  | 39471949 | 39622135;39622136 |  |  |  | :18180 | 18180:18180 | main_exi_3_route_oh | CIRCUIT_BREAKER |  |  |  |  | -1.78 | 3 |  | 504449 |  | [MDSYS.SDO_GEOMETRY]
60910604 | 39476974 | EXISTING | LAS PIEDRAS | 10157 | VICTORVILLE | 8260 | D | NO | SCE | THREE | UNKNOWN | 4KV | LOW 5 | UNKNOWN | MB | UNKNOWN | UNKNOWN |  |  | SYSTEM | 2014-03-07 | merugusn |  | CONSOLIDATED | LUGO | DESERT | 2168325 |  | 2213804 | A | N | Y |  | -1 | I | 1965-12-01 |  | D |  | 39476984 | 39478887 |  |  |  | :10157 | 10157:10157 | main_exi_3_route_oh | CIRCUIT_BREAKER |  |  |  |  | -1.81 | 3 |  | 504449 |  | [MDSYS.SDO_GEOMETRY]
60910605 | 39486926 | EXISTING | CEYLON | 3302 | GANESHA | 5617 | D | NO | SCE | THREE | UNKNOWN | 12KV | LOW 2 | UNKNOWN | MB | UNKNOWN | UNKNOWN |  |  | SYSTEM | 2014-07-11 | kallurr |  | CONSOLIDATED | MIRA LOMA | METRO EAST | 2140147 | 1 | 2212890 | S | Y | N |  | -1 | I | 1969-07-01 |  | D |  | 39486933 | 39599920;164359836 |  |  |  | :03302 | 03302:03302 | main_exi_3_route_oh | CIRCUIT_BREAKER |  |  |  |  | -1.79 | 3 |  | 504449 |  | [MDSYS.SDO_GEOMETRY]
60914187 | 149822660 | EXISTING | WARHAWK | 19014 | KIMBALL | 5176 | D | UNKNOWN | SCE | THREE | UNKNOWN | 12KV | LOW 4 | UNKNOWN | MB |  |  |  |  | SYSTEM | 2014-06-16 | simhadk |  |  | MIRA LOMA | METRO EAST | 2191026 |  | 2688 |  |  |  |  | -1 | I | 2010-09-03 |  | D |  |  | 149184256;149980917 |  |  |  | :19014 | 19014:19014 | main_exi_3_route_oh | CIRCUIT_BREAKER |  |  |  |  | 89.44 | 2 |  | 504449 |  | [MDSYS.SDO_GEOMETRY]
60914188 | 149835664 | EXISTING | CHALON | 3317 | CHALON P.T. | 7954 | A | UNKNOWN | SCE | THREE | UNKNOWN | 4KV | LOW 1 | UNKNOWN | MB |  |  |  |  | SYSTEM | 2014-07-26 | kallurr |  |  | VALLEY | SAN JACINTO | 14453151 |  | 14453355 |  |  |  |  | -1 | I | 1991-01-01 |  | D |  |  | 149715050;149715077 |  |  |  | :03317 | 03317:03317 | main_exi_3_route_oh | CIRCUIT_BREAKER |  |  |  |  | -92.9 | 2 |  | 504449 |  | [MDSYS.SDO_GEOMETRY]
60914189 | 149937211 | EXISTING | TEST CIRCUIT 99998 | 99998 | TEST SUB 9999 | 9999 | D | UNKNOWN | SCE | THREE | UNKNOWN | 12KV | LOW 2 | UNKNOWN | 1996 |  |  |  |  | SYSTEM | 2015-10-01 | lantzmk |  |  | SAMPLE DATA | SAMPLE DATA | 99998 |  | 9999 |  |  |  |  | -1 | I | [9 empty] | :99998 | 99998:99998 | main_exi_3_route_oh | CIRCUIT_BREAKER |  |  |  |  | -91.73 | 2 |  | 504449 |  | [MDSYS.SDO_GEOMETRY]
60914190 | 149937537 | EXISTING | TEST CIRCUIT 99996 | 99996 | TEST SUB 9997 | 9997 | D | UNKNOWN | SCE | THREE | UNKNOWN | 4KV | LOW 1 | UNKNOWN | 1996 |  |  |  |  | SYSTEM | 2015-10-01 | lantzmk |  |  | SAMPLE DATA | SAMPLE DATA | 99996 |  | 9997 |  |  |  |  | -1 | I | [9 empty] | :99996 | 99996:99996 | main_exi_3_route_oh | CIRCUIT_BREAKER |  |  |  |  | 88.19 | 2 |  | 504449 |  | [MDSYS.SDO_GEOMETRY]
60914191 | 149937558 | EXISTING | TEST CIRCUIT 99997 | 99997 | TEST SUB 9998 | 9998 | D | UNKNOWN | SCE | THREE | UNKNOWN | 4KV | LOW 1 | UNKNOWN | 1996 |  |  |  |  | SYSTEM | 2015-10-01 | lantzmk |  |  | SAMPLE DATA | SAMPLE DATA | 99997 |  | 9998 |  |  |  |  | -1 | I | [9 empty] | :99997 | 99997:99997 | main_exi_3_route_oh | CIRCUIT_BREAKER |  |  |  |  | 0 | 2 |  | 504449 |  | [MDSYS.SDO_GEOMETRY]
60914192 | 149942889 | EXISTING | HILLFIELD | 8446 | SOLEMINT | 5560 | D | UNKNOWN | SCE | THREE | UNKNOWN | 16KV | LOW 5 | UNKNOWN | MB |  |  |  |  | SYSTEM | 2013-12-09 | attadas |  |  | SAUGUS | NORTH COAST | 2177585 |  | 2219702 |  |  |  |  | -1 | I | 2010-10-01 |  | D |  |  | 150295530;150295537 |  |  |  | :08446 | 08446:08446 | main_exi_3_route_oh | CIRCUIT_BREAKER |  |  |  |  | -29.55 | 2 |  | 504449 |  | [MDSYS.SDO_GEOMETRY]
60914193 | 150028474 | EXISTING | CINDER | 3517 | COSO | 8361 | D | UNKNOWN | SCE | THREE | UNKNOWN | 12KV | LOW 1 | UNKNOWN | MB |  |  |  |  | SYSTEM | 2014-01-22 | kallurr |  |  | LUGO | RURALS | 2140500 |  | 1462401 |  |  |  |  | -1 | I | 2010-10-12 |  | D |  |  | 149497823;150238730 |  |  |  | :03517 | 03517:03517 | main_exi_3_route_oh | CIRCUIT_BREAKER |  |  |  |  | 178.19 | 7 |  | 504449 |  | [MDSYS.SDO_GEOMETRY]
60914194 | 150131349 | EXISTING | INTREPID | 8943 | NEWBURY | 5557 | D | UNKNOWN | SCE | THREE | UNKNOWN | 16KV | LOW 9 | UNKNOWN | MB |  |  |  |  | SYSTEM | 2014-04-10 | manthak |  |  | MOORPARK | NORTH COAST | 2167768 | 2 | 2215006 |  |  |  |  | -1 | I | 2010-06-23 | 2010-06-16 | D |  |  | 148109784;148596017 |  |  |  | :08943 | 08943:08943 | main_exi_3_route_oh | CIRCUIT_BREAKER |  |  |  |  | -1.22 | 2 |  | 504449 |  | [MDSYS.SDO_GEOMETRY]
60914195 | 150319559 | EXISTING | GILA | 7231 | RIVERWAY | 5374 | D | UNKNOWN | SCE | THREE | UNKNOWN | 12KV | LOW 5 | UNKNOWN | MB |  |  |  |  | SYSTEM | 2014-02-10 | eadsrl |  |  | SAN JOAQUIN | SAN JOAQUIN | 2152929 |  | 2214854 |  |  |  |  | -1 | I | 2011-03-28 |  | D |  |  | 151084466;152676145 |  |  |  | :07231 | 07231:07231 | main_exi_3_route_oh | CIRCUIT_BREAKER |  |  |  |  | 87.98 | 2 |  | 504449 |  | [MDSYS.SDO_GEOMETRY]
60914196 | 150509331 | EXISTING | CELESTIAL | 3255 | SUN CITY | 8078 | D | UNKNOWN | SCE | THREE | UNKNOWN | 12KV | LOW 6 | UNKNOWN | MB |  |  |  |  | SYSTEM | 2014-10-08 | bodduvh |  |  | VALLEY | SAN JACINTO | 2140141 |  | 2220556 |  |  |  |  | -1 | I | 2011-02-04 |  | D |  |  | 147882254;149918805 |  |  |  | :03255 | 03255:03255 | main_exi_3_route_oh | CIRCUIT_BREAKER |  |  |  |  | -92.63 | 2 |  | 504449 |  | [MDSYS.SDO_GEOMETRY]
60914197 | 151488826 | EXISTING | MACINTOSH | 11494 | EL CASCO | 8006 | D | UNKNOWN | SCE | THREE | UNKNOWN | 12KV | LOW 7 | UNKNOWN | MB |  |  |  |  | SYSTEM | 2014-07-29 | lantzmk |  |  | VISTA | DESERT | 2185487 |  | 15248896 |  |  |  |  | -1 | F | 2016-07-01 |  | D | [6 empty] | :11494 | 11494:11494 | main_exi_3_route_oh | CIRCUIT_BREAKER |  |  |  |  | 0 | 2 |  | 504449 |  | [MDSYS.SDO_GEOMETRY]
60914198 | 151488834 | EXISTING | OZARK | 13409 | EL CASCO | 8006 | D | UNKNOWN | SCE | THREE | UNKNOWN | 12KV | LOW 8 | UNKNOWN | MB |  |  |  |  | SYSTEM | 2014-07-29 | lantzmk |  |  | VISTA | DESERT | 2178834 |  | 15248896 |  |  |  |  | -1 | F | 2016-07-01 |  | D | [6 empty] | :13409 | 13409:13409 | main_exi_3_route_oh | CIRCUIT_BREAKER |  |  |  |  | 0 | 2 |  | 504449 |  | [MDSYS.SDO_GEOMETRY]
60914199 | 151502637 | EXISTING | NIKE | 12712 | SAN BERNARDINO | 8076 | D | UNKNOWN | SCE | THREE | UNKNOWN | 12KV | LOW 20 | UNKNOWN | MB |  |  |  |  | SYSTEM | 2014-04-24 | yallasv |  |  | VISTA | DESERT | 2187292 |  | 2215864 |  |  |  |  | -1 | I | 2011-06-27 |  | D |  |  | 153332814 |  |  |  | :12712 | 12712:12712 | main_exi_3_route_oh | CIRCUIT_BREAKER |  |  |  |  | 178.06 | 2 |  | 504449 |  | [MDSYS.SDO_GEOMETRY]
60914205 | 151502735 | EXISTING | PROFIT | 14441 | PEDLEY | 5626 | D | UNKNOWN | SCE | THREE | UNKNOWN | 12KV | LOW 8 | UNKNOWN | MB |  |  |  |  | SYSTEM | 2014-06-27 | attadas |  |  | MIRA LOMA | METRO EAST | 2190420 |  | 2212914 |  |  |  |  | -1 | I | 2011-06-01 |  | D |  |  | 153478087;155478289 |  |  |  | :14441 | 14441:14441 | main_exi_3_route_oh | CIRCUIT_BREAKER |  |  |  |  | -139.97 | 2 |  | 504449 |  | [MDSYS.SDO_GEOMETRY]
60914206 | 151592214 | EXISTING | HONEYCRISP | 8651 | EL CASCO | 8006 | D | UNKNOWN | SCE | THREE | UNKNOWN | 12KV | LOW 4 | UNKNOWN | MB |  |  |  |  | SYSTEM | 2014-08-20 | lantzmk |  |  | VISTA | DESERT | 2178254 |  | 15248896 |  |  |  |  | -1 | I | 2011-05-19 |  | D |  |  | 151592239;153109080 |  |  |  | :08651 | 08651:08651 | main_exi_3_route_oh | CIRCUIT_BREAKER |  |  |  |  | 91.02 | 2 |  | 504449 |  | [MDSYS.SDO_GEOMETRY]
60914207 | 151749140 | EXISTING | SOLITAIRE | 16641 | JOHANNA | 5085 | D | UNKNOWN | SCE | THREE | UNKNOWN | 12KV | LOW 20 | UNKNOWN | MB |  |  |  |  | SYSTEM | 2014-09-24 | simhadk |  |  | ELLIS | ORANGE | 2185894 |  | 2216608 |  |  |  |  | -1 | I | 2011-03-24 |  | D |  |  | 153046772;153046773 |  |  |  | :16641 | 16641:16641 | main_exi_3_route_oh | CIRCUIT_BREAKER |  |  |  |  | -1.76 | 2 |  | 504449 |  | [MDSYS.SDO_GEOMETRY]
60914208 | 152111044 | EXISTING | CALYPSO | 2763 | BASSETT | 5184 | D | UNKNOWN | SCE | THREE | UNKNOWN | 12KV | LOW 11 | UNKNOWN | MB |  |  |  |  | SYSTEM | 2014-05-24 | gallog |  |  | MIRA LOMA | METRO EAST | 2154250 | 1 | 2216816 |  |  |  |  | -1 | I | 2011-04-30 |  | D |  |  | 151408295;153392965 |  |  |  | :02763 | 02763:02763 | main_exi_3_route_oh | CIRCUIT_BREAKER |  |  |  |  | -178.69 | 2 |  | 504449 |  | [MDSYS.SDO_GEOMETRY]
60914209 | 152111052 | EXISTING | WESTFIELD | 19207 | BASSETT | 5184 | D | UNKNOWN | SCE | THREE | UNKNOWN | 12KV | LOW 12 | UNKNOWN | MB |  |  |  |  | SYSTEM | 2014-07-26 | gallog |  |  | MIRA LOMA | METRO EAST | 2191036 | 1 | 2216816 |  |  |  |  | -1 | I | 2011-07-30 |  | D |  |  | 153376713;155114015 |  |  |  | :19207 | 19207:19207 | main_exi_3_route_oh | CIRCUIT_BREAKER |  |  |  |  | -171.69 | 2 |  | 504449 |  | [MDSYS.SDO_GEOMETRY]
60914210 | 152111188 | EXISTING | BARBOSSA | 1513 | CORTEZ | 5186 | D | UNKNOWN | SCE | THREE | UNKNOWN | 12KV | LOW 14 | UNKNOWN | MB |  |  |  |  | SYSTEM | 2014-07-15 | merugusn |  |  | MIRA LOMA | METRO EAST | 2144238 | 1 | 2214504 |  |  |  |  | -1 | I | 2011-07-31 |  | D |  |  | 152992888 |  |  |  | :01513 | 01513:01513 | main_exi_3_route_oh | CIRCUIT_BREAKER |  |  |  |  | 178.83 | 2 |  | 504449 |  | [MDSYS.SDO_GEOMETRY]
60914211 | 152111196 | EXISTING | EGMONT | 5629 | CORTEZ | 5186 | D | UNKNOWN | SCE | THREE | UNKNOWN | 12KV | LOW 13 | UNKNOWN | MB |  |  |  |  | SYSTEM | 2014-05-20 | kallurr |  |  | MIRA LOMA | METRO EAST | 2168702 | 1 | 2214504 |  |  |  |  | -1 | I | 2011-07-30 |  | D |  |  | 151230098 |  |  |  | :05629 | 05629:05629 | main_exi_3_route_oh | CIRCUIT_BREAKER |  |  |  |  | 178.64 | 2 |  | 504449 |  | [MDSYS.SDO_GEOMETRY]
60914212 | 152184670 | EXISTING | NOCHE | 12758 | PECHANGA | 8347 | D | UNKNOWN | SCE | THREE | UNKNOWN | 12KV | LOW 12 | UNKNOWN | MB |  |  |  |  | SYSTEM | 2014-09-17 | bessar |  |  | VALLEY | SAN JACINTO | 2181818 |  | 2216174 |  |  |  |  | -1 | I | 2011-03-08 |  | D |  |  | 153244284;159148971 |  |  |  | :12758 | 12758:12758 | main_exi_3_route_oh | CIRCUIT_BREAKER |  |  |  |  | 0 | 2 |  | 504449 |  | [MDSYS.SDO_GEOMETRY]
60914213 | 152448184 | EXISTING | SERENITY | 16153 | BLISS | 5303 | D | UNKNOWN | SCE | THREE | UNKNOWN | 12KV | LOW 6 | UNKNOWN | MB |  |  |  |  | SYSTEM | 2014-03-19 | bodduvh |  |  | SAN JOAQUIN | SAN JOAQUIN | 2189044 |  | 2214726 |  |  |  |  | -1 | I | 2011-05-16 |  | D |  |  | 151408231;151676271 |  |  |  | :16153 | 16153:16153 | main_exi_3_route_oh | CIRCUIT_BREAKER |  |  |  |  | -1.58 | 2 |  | 504449 |  | [MDSYS.SDO_GEOMETRY]
60914214 | 152448275 | EXISTING | AMERICAN | 449 | RIVERWAY | 5374 | D | UNKNOWN | SCE | THREE | UNKNOWN | 12KV | LOW 6 | UNKNOWN | MB |  |  |  |  | SYSTEM | 2014-01-06 | ramuj |  |  | SAN JOAQUIN | SAN JOAQUIN | 2129704 |  | 2214854 |  |  |  |  | -1 | I | 2011-05-16 |  | D |  |  | 151384833;151493158 |  |  |  | :00449 | 00449:00449 | main_exi_3_route_oh | CIRCUIT_BREAKER |  |  |  |  | -0.37 | 2 |  | 504449 |  | [MDSYS.SDO_GEOMETRY]
60914215 | 152448366 | EXISTING | TIGRIS | 17861 | RIO HONDO | 5013 | D | UNKNOWN | SCE | THREE | UNKNOWN | 12KV | LOW 25 | UNKNOWN | MB |  |  |  |  | SYSTEM | 2015-01-08 | rajendrs |  |  | MESA | METRO EAST | 2190362 |  | 2218550 |  |  |  |  | -1 | I | 2011-05-21 |  | D |  |  | 152232442;152345288 |  |  |  | :17861 | 17861:17861 | main_exi_3_route_oh | CIRCUIT_BREAKER |  |  |  |  | 31.45 | 2 |  | 504449 |  | [MDSYS.SDO_GEOMETRY]
60914216 | 152553395 | EXISTING | GRANNY SMITH | 7495 | EL CASCO | 8006 | D | UNKNOWN | SCE | THREE | UNKNOWN | 12KV | LOW 6 | UNKNOWN | MB |  |  |  |  | SYSTEM | 2014-07-29 | lantzmk |  |  | VISTA | DESERT | 2175760 |  | 15248896 |  |  |  |  | -1 | I | 2011-05-21 |  | D |  |  | 152553412;155427391 |  |  |  | :07495 | 07495:07495 | main_exi_3_route_oh | CIRCUIT_BREAKER |  |  |  |  | 30.54 | 2 |  | 504449 |  | [MDSYS.SDO_GEOMETRY]
60914217 | 152601808 | EXISTING | BILLY | 1659 | FOGARTY | 8346 | D | UNKNOWN | SCE | THREE | UNKNOWN | 12KV | LOW 1 | UNKNOWN | MB |  |  |  |  | SYSTEM | 2015-05-08 | lanninsj |  |  | VALLEY | SAN JACINTO | 2144551 |  | 1440627 |  |  |  |  | -1 | I | 2011-12-09 |  | D |  |  | 158655174 |  |  |  | :01659 | 01659:01659 | main_exi_3_route_oh | CIRCUIT_BREAKER |  |  |  |  | -91.99 | 2 |  | 504449 |  | [MDSYS.SDO_GEOMETRY]
60914218 | 152601813 | EXISTING | RUIZ | 15533 | FOGARTY | 8346 | D | UNKNOWN | SCE | THREE | UNKNOWN | 12KV | LOW 2 | UNKNOWN | MB |  |  |  |  | SYSTEM | 2014-09-01 | bodduvh |  |  | VALLEY | SAN JACINTO | 2183161 |  | 1440627 |  |  |  |  | -1 | I | 2012-05-03 |  | D |  |  | 161644145;161644146 |  |  |  | :15533 | 15533:15533 | main_exi_3_route_oh | CIRCUIT_BREAKER |  |  |  |  | -1.55 | 2 |  | 504449 |  | [MDSYS.SDO_GEOMETRY]
60914219 | 152601820 | EXISTING | HORTON | 8704 | FOGARTY | 8346 | D | UNKNOWN | SCE | THREE | UNKNOWN | 12KV | LOW 3 | UNKNOWN | MB |  |  |  |  | SYSTEM | 2015-05-26 | evasicj |  |  | VALLEY | SAN JACINTO | 2167617 |  | 1440627 |  |  |  |  | -1 | I | 2015-05-20 |  | D |  |  | 173746136;173746137 |  |  |  | :08704 | 08704:08704 | main_exi_3_route_oh | CIRCUIT_BREAKER |  |  |  |  | -92.06 | 2 |  | 504449 |  | [MDSYS.SDO_GEOMETRY]
60914225 | 152601825 | EXISTING | EBERT | 5588 | FOGARTY | 8346 | D | UNKNOWN | SCE | THREE | UNKNOWN | 12KV | LOW 4 | UNKNOWN | MB |  |  |  |  | SYSTEM | 2015-05-26 | evasicj |  |  | VALLEY | SAN JACINTO | 2150588 |  | 1440627 |  |  |  |  | -1 | I | 2015-05-20 |  | D |  |  | 174715841;174715842 |  |  |  | :05588 | 05588:05588 | main_exi_3_route_oh | CIRCUIT_BREAKER |  |  |  |  | -91.81 | 2 |  | 504449 |  | [MDSYS.SDO_GEOMETRY]
60914226 | 152601830 | EXISTING | KLEVEN | 9811 | FOGARTY | 8346 | D | UNKNOWN | SCE | THREE | UNKNOWN | 12KV | LOW 5 | UNKNOWN | MB |  |  |  |  | SYSTEM | 2015-05-26 | evasicj |  |  | VALEY | SAN JACINTO | 2166656 |  | 1440627 |  |  |  |  | -1 | I | 2015-05-20 |  | D |  |  | 173719700;173719701 |  |  |  | :09811 | 09811:09811 | main_exi_3_route_oh | CIRCUIT_BREAKER |  |  |  |  | -91.92 | 2 |  | 504449 |  | [MDSYS.SDO_GEOMETRY]
60914227 | 152601835 | EXISTING | KERRY | 9651 | FOGARTY | 8346 | D | UNKNOWN | SCE | THREE | UNKNOWN | 12KV | LOW 6 | UNKNOWN | MB |  |  |  |  | SYSTEM | 2015-05-26 | evasicj |  |  | VALLEY | SAN JACINTO | 2181378 |  | 1440627 |  |  |  |  | -1 | I | 2015-05-20 |  | D |  |  | 174485292;174485293 |  |  |  | :09651 | 09651:09651 | main_exi_3_route_oh | CIRCUIT_BREAKER |  |  |  |  | -92.14 | 2 |  | 504449 |  | [MDSYS.SDO_GEOMETRY]
60914228 | 152814872 | EXISTING | JONAGOLD | 9301 | EL CASCO | 8006 | D | UNKNOWN | SCE | THREE | UNKNOWN | 12KV | LOW 5 | UNKNOWN | MB |  |  |  |  | SYSTEM | 2014-07-29 | lantzmk |  |  | VISTA | DESERT | 2162959 |  | 15248896 |  |  |  |  | -1 | I | 2011-05-19 |  | D |  |  | 152751625;152814888 |  |  |  | :09301 | 09301:09301 | main_exi_3_route_oh | CIRCUIT_BREAKER |  |  |  |  | 29.2 | 2 |  | 504449 |  | [MDSYS.SDO_GEOMETRY]
60914229 | 152830404 | EXISTING | MINUTEMAN | 11945 | LIBERTY | 5312 | D | UNKNOWN | SCE | THREE | UNKNOWN | 12KV | LOW 13 | UNKNOWN | MB |  |  |  |  | SYSTEM | 2014-04-02 | bodduvh |  |  | SAN JOAQUIN | SAN JOAQUIN | 2172773 |  | 2212500 |  |  |  |  | -1 | I | 2011-07-11 |  | D |  |  | 151526058 |  |  |  | :11945 | 11945:11945 | main_exi_3_route_oh | CIRCUIT_BREAKER |  |  |  |  | -2.25 | 2 |  | 504449 |  | [MDSYS.SDO_GEOMETRY]
60914230 | 152930221 | EXISTING | REMBOLT | 14897 | REMBOLT P.T. | 7734 | A | UNKNOWN | SCE | THREE | UNKNOWN | 16KV | LOW 1 | UNKNOWN | MB |  |  |  |  | SYSTEM | 2013-11-26 | manthak |  |  | SANTA CLARA | NORTH COAST | 16148748 |  | 16148740 |  |  |  |  | -1 | I | 1990-04-25 |  | D |  |  | 152679272 |  |  |  | :14897 | 14897:14897 | main_exi_3_route_oh | CIRCUIT_BREAKER |  |  |  |  | 0 | 2 |  | 504449 |  | [MDSYS.SDO_GEOMETRY]
60914231 | 152982762 | EXISTING | BELUSHI | 1437 | ETIWANDA | 5096 | D | UNKNOWN | SCE | THREE | UNKNOWN | 12KV | LOW 23 | UNKNOWN | MB |  |  |  |  | SYSTEM | 2014-06-04 | yallasv |  |  | VISTA | DESERT | 2136882 |  | 2212014 |  |  |  |  | -1 | I | 2011-05-01 |  | D |  |  | 152982778;155671583 |  |  |  | :01437 | 01437:01437 | main_exi_3_route_oh | CIRCUIT_BREAKER |  |  |  |  | 158.54 | 2 |  | 504449 |  | [MDSYS.SDO_GEOMETRY]
60914237 | 153154098 | EXISTING | HUB CITY | 8785 | FREMONT | 5720 | D | UNKNOWN | SCE | THREE | UNKNOWN | 16KV | LOW 13 | UNKNOWN | MB |  |  |  |  | SYSTEM | 2015-03-02 | amathis |  |  | LIGHTHIPE | METRO WEST | 2161683 | 1 | 2217612 |  |  |  |  | -1 | I | 2012-04-01 |  | D |  |  | 152295797;161382253 |  |  |  | :08785 | 08785:08785 | main_exi_3_route_oh | CIRCUIT_BREAKER |  |  |  |  | 0 | 2 |  | 504449 |  | [MDSYS.SDO_GEOMETRY]
60914238 | 153196870 | EXISTING | RAVINE | 14726 | ARROYO | 5158 | D | UNKNOWN | SCE | THREE | UNKNOWN | 16KV | LOW 8 | UNKNOWN | MB |  |  |  |  | SYSTEM | 2017-10-05 | murilljl |  |  | MESA | METRO EAST | 2182937 |  | 2214452 |  |  |  |  | -1 | I | 2011-08-09 |  | D |  |  | 153649999 |  | 152254512 |  | :14726 | 14726:14726 | main_exi_3_route_oh | CIRCUIT_BREAKER |  |  |  |  | -1.82 | 2 |  | 504449 |  | [MDSYS.SDO_GEOMETRY]
60914239 | 153394582 | EXISTING | RAMBO | 14655 | BUNKER | 8014 | D | UNKNOWN | SCE | THREE | UNKNOWN | 12KV | LOW 10 | UNKNOWN | MB |  |  |  |  | SYSTEM | 2014-09-23 | rajendrs |  |  | VALLEY | SAN JACINTO | 2182933 | 1 | 2213458 |  |  |  |  | -1 | I | 2011-04-26 |  | D |  |  | 153549308;153549309 |  |  |  | :14655 | 14655:14655 | main_exi_3_route_oh | CIRCUIT_BREAKER |  |  |  |  | 88.19 | 2 |  | 504449 |  | [MDSYS.SDO_GEOMETRY]
60914240 | 153484819 | EXISTING | TIMPANI | 17891 | NIGUEL | 5896 | D | UNKNOWN | SCE | THREE | UNKNOWN | 12KV | LOW 10 | UNKNOWN | MB |  |  |  |  | SYSTEM | 2018-01-12 | thompsma |  |  | ELLIS | ORANGE | 2190364 |  | 2215686 |  |  |  |  | -1 | I | 2011-04-13 |  | D |  |  | 153424694 |  |  |  | :17891 | 17891:17891 | main_exi_3_route_oh | CIRCUIT_BREAKER |  |  |  |  | -1.2 | 2 |  | 504449 |  | [MDSYS.SDO_GEOMETRY]
60914241 | 153576269 | EXISTING | PIRATE | 14163 | CUDAHY | 5714 | D | UNKNOWN | SCE | THREE | UNKNOWN | 16KV | LOW 19 | UNKNOWN | MB |  |  |  |  | SYSTEM | 2015-05-20 | merugusn |  |  | LIGHTHIPE | METRO WEST | 2185235 | 2 | 2215284 |  |  |  |  | -1 | I | 2011-10-19 |  | D |  |  | 152536208 |  |  |  | :14163 | 14163:14163 | main_exi_3_route_oh | CIRCUIT_BREAKER |  |  |  |  | 86.56 | 2 |  | 504449 |  | [MDSYS.SDO_GEOMETRY]
60914242 | 153920638 | EXISTING | CLUTCH | 3709 | NAROD | 5648 | D | UNKNOWN | SCE | THREE | UNKNOWN | 12KV | LOW 13 | UNKNOWN | MB |  |  |  |  | SYSTEM | 2014-08-25 | kallurr |  |  | MIRA LOMA | METRO EAST | 2139082 | 1 | 2212960 |  |  |  |  | -1 | I | 2012-12-20 |  | D |  |  | 165090710 |  |  |  | :03709 | 03709:03709 | main_exi_3_route_oh | CIRCUIT_BREAKER |  |  |  |  | 178.37 | 2 |  | 504449 |  | [MDSYS.SDO_GEOMETRY]
60914243 | 154395071 | EXISTING | PACHAPPA | 13466 | PACHAPPA P.T. | 7685 | A | UNKNOWN | SCE | THREE | UNKNOWN | 4KV | LOW 1 | UNKNOWN | MB |  |  |  |  | SYSTEM | 2016-11-19 | lantzmk |  | PACHAPPA U.G.S. - P5566615 1000KVA 12KV / 2400 - 4160Y | VISTA | DESERT | 15530403 |  | 15530407 |  |  |  |  | -1 | I | 2011-07-18 |  | D |  |  | 153256952 |  |  |  | :13466 | 13466:13466 | main_exi_3_route_oh | CIRCUIT_BREAKER |  |  |  |  | 91 | 2 |  | 504449 |  | [MDSYS.SDO_GEOMETRY]
60914244 | 154523984 | EXISTING | FLORENCE | 6551 | CUDAHY | 5714 | D | UNKNOWN | SCE | THREE | UNKNOWN | 16KV | LOW 18 | UNKNOWN | MB |  |  |  |  | SYSTEM | 2017-10-06 | maxwelbw |  |  | LIGHTHIPE | METRO WEST | 2171498 | 2 | 2215284 |  |  |  |  | -1 | I | 2011-10-06 |  | D |  |  | 152880739 |  |  |  | :06551 | 06551:06551 | main_exi_3_route_oh | CIRCUIT_BREAKER |  |  |  |  | -1.27 | 2 |  | 504449 |  | [MDSYS.SDO_GEOMETRY]
60914245 | 155035023 | EXISTING | RZYSKI | 13969 | ELY | 5819 | D | UNKNOWN | SCE | THREE | UNKNOWN | 12KV | LOW 10 | UNKNOWN | MB |  |  |  |  | SYSTEM | 2014-09-23 | bessar |  |  | VILLA PARK | ORANGE | 2190328 | 1 | 2213258 |  |  |  |  | -1 | I | 2012-06-18 |  | D |  |  | 156782595;156782596 |  |  |  | :13969 | 13969:13969 | main_exi_3_route_oh | CIRCUIT_BREAKER |  |  |  |  | -1.59 | 2 |  | 504449 |  | [MDSYS.SDO_GEOMETRY]
60914246 | 155219596 | EXISTING | SILVERSIDE | 16443 | CUDAHY | 5714 | D | UNKNOWN | SCE | THREE | UNKNOWN | 16KV | LOW 20 | UNKNOWN | MB |  |  |  |  | SYSTEM | 2015-04-29 | punukos |  |  | LIGHTHIPE | METRO WEST | 2184152 | 1 | 2215284 |  |  |  |  | -1 | I | 2011-10-20 |  | D |  |  | 155675275;158127291 |  |  |  | :16443 | 16443:16443 | main_exi_3_route_oh | CIRCUIT_BREAKER |  |  |  |  | 88.69 | 2 |  | 504449 |  | [MDSYS.SDO_GEOMETRY]
60914247 | 155357057 | EXISTING | PALACE | 13543 | CHASE | 5679 | D | UNKNOWN | SCE | THREE | UNKNOWN | 12KV | LOW 15 | UNKNOWN | MB |  |  |  |  | SYSTEM | 2014-07-03 | punukos |  |  | MIRA LOMA | METRO EAST | 2189777 |  | 2213010 |  |  |  |  | -1 | I | 2012-03-19 |  | D |  |  | 160506898;162755747 |  |  |  | :13543 | 13543:13543 | main_exi_3_route_oh | CIRCUIT_BREAKER |  |  |  |  | -122.63 | 2 |  | 504449 |  | [MDSYS.SDO_GEOMETRY]
60914248 | 155741483 | EXISTING | DOLPHIN | 5188 | DOLPHIN P.T. | 7186 | A | UNKNOWN | SCE | THREE | UNKNOWN | 4KV | LOW 1 | UNKNOWN | MB |  |  |  |  | SYSTEM | 2013-11-24 | bessar |  |  | SANTA CLARA | NORTH COAST | 2167031 |  | 2123601 |  |  |  |  | -1 | I | 2011-09-26 |  | D |  |  | 155503293 |  |  |  | :05188 | 05188:05188 | main_exi_3_route_oh | CIRCUIT_BREAKER |  |  |  |  | -91.73 | 4 |  | 504449 |  | [MDSYS.SDO_GEOMETRY]
60914254 | 155988485 | EXISTING | OBOE | 13003 | ELIZABETH LAKE | 5546 | D | UNKNOWN | SCE | THREE | UNKNOWN | 16KV | LOW 7 | UNKNOWN | MB |  |  |  |  | SYSTEM | 2013-12-11 | ankarlr |  |  | SAUGUS | NORTH COAST | 2182451 |  | 2212742 |  |  |  |  | -1 | I | 2011-09-02 |  | D |  |  | 155451756;155451757 |  |  |  | :13003 | 13003:13003 | main_exi_3_route_oh | CIRCUIT_BREAKER |  |  |  |  | -91.76 | 2 |  | 504449 |  | [MDSYS.SDO_GEOMETRY]
60914255 | 156164464 | EXISTING | ANNIKA | 571 | LAFAYETTE | 5872 | D | UNKNOWN | SCE | THREE | UNKNOWN | 12KV | LOW 9 | UNKNOWN | MB |  |  |  |  | SYSTEM | 2015-01-20 | attadas |  |  | ELLIS | ORANGE | 2129874 |  | 2220276 |  |  |  |  | -1 | I | 2011-11-04 |  | D |  |  | 155198229;155198230 |  |  |  | :00571 | 00571:00571 | main_exi_3_route_oh | CIRCUIT_BREAKER |  |  |  |  | -1.53 | 2 |  | 504449 |  | [MDSYS.SDO_GEOMETRY]
60914256 | 156220337 | EXISTING | DIAMONDBACK | 5061 | NORTH OAKS | 5542 | D | UNKNOWN | SCE | THREE | UNKNOWN | 16KV | LOW 11 | UNKNOWN | MB |  |  |  |  | SYSTEM | 2013-12-05 | ramuj |  |  | SAUGUS | NORTH COAST | 2154422 |  | 2214980 |  |  |  |  | -1 | I | 2011-10-21 |  | D |  |  | 155736460;158423114 |  |  |  | :05061 | 05061:05061 | main_exi_3_route_oh | CIRCUIT_BREAKER |  |  |  |  | 177.56 | 2 |  | 504449 |  | [MDSYS.SDO_GEOMETRY]
60914257 | 157078814 | EXISTING | CHARLTON | 3379 | MAYBERRY | 8089 | D | UNKNOWN | SCE | THREE | UNKNOWN | 12KV | LOW 12 | UNKNOWN | MB |  |  |  |  | SYSTEM | 2017-11-20 | thompsma |  |  | VALLEY | SAN JACINTO | 2137412 | 2 | 2215898 |  |  |  |  | -1 | I | 2012-05-10 |  | D |  |  | 157224816;200286144;200286151 |  |  |  | :03379 | 03379:03379 | main_exi_3_route_oh | CIRCUIT_BREAKER |  |  |  |  | -1.32 | 2 |  | 504449 |  | [MDSYS.SDO_GEOMETRY]
60914258 | 157156193 | EXISTING | CANALINO | 2842 | CANALINO P.T. | 7958 | A | UNKNOWN | SCE | THREE | UNKNOWN | 2.4KV | LOW 1 | UNKNOWN | MB |  |  |  |  | MAPPER | 2013-10-28 | lantzmk |  |  | GOLETA | NORTH COAST | 18187345 |  | 18187343 |  |  |  |  | -1 | I | 2011-10-14 |  | D |  |  | 169147726 |  |  |  | :02842 | 02842:02842 | main_exi_3_route_oh | CIRCUIT_BREAKER |  |  |  |  | -17.58 | 2 |  | 504449 |  | [MDSYS.SDO_GEOMETRY]
60914259 | 157182900 | EXISTING | DIAMANTE | 5063 | LIBERTY | 5312 | D | UNKNOWN | SCE | THREE | UNKNOWN | 12KV | LOW 14 | UNKNOWN | MB |  |  |  |  | SYSTEM | 2014-01-21 | punukos |  |  | SAN JOAQUIN | SAN JOAQUIN | 2154423 |  | 2212500 |  |  |  |  | -1 | I | 2011-11-29 |  | D |  |  | 157798080;159009726 |  |  |  | :05063 | 05063:05063 | main_exi_3_route_oh | CIRCUIT_BREAKER |  |  |  |  | -1.19 | 3 |  | 504449 |  | [MDSYS.SDO_GEOMETRY]
60914260 | 157800283 | EXISTING | LOUCKS | 10729 | LOUCKS P.T. | 7487 | A | UNKNOWN | SCE | THREE | UNKNOWN | 12KV | LOW 1 | UNKNOWN | MB |  |  |  |  | SYSTEM | 2013-11-28 | simhadk |  |  | SAUGUS | NORTH COAST | 2170240 |  | 2124234 |  |  |  |  | -1 | I | 2011-10-12 | 1995-11-30 | D |  |  | 157173406;157173407 |  | 157033038 |  | :10729 | 10729:10729 | main_exi_3_route_oh | CIRCUIT_BREAKER |  |  |  |  | -92.12 | 4.5 |  | 504449 |  | [MDSYS.SDO_GEOMETRY]
60914261 | 158009369 | EXISTING | VASQUEZ | 18631 | SOLEMINT | 5560 | D | UNKNOWN | SCE | THREE | UNKNOWN | 16KV | LOW 6 | UNKNOWN | MB |  |  |  |  | SYSTEM | 2013-12-20 | ankarlr |  |  | SAUGUS | NORTH COAST | 11327429 |  | 2219702 |  |  |  |  | -1 | I | 2012-04-01 |  | D |  |  | 159049996;162739299 |  |  |  | :18631 | 18631:18631 | main_exi_3_route_oh | CIRCUIT_BREAKER |  |  |  |  | -30 | 2 |  | 504449 |  | [MDSYS.SDO_GEOMETRY]
60914262 | 158050197 | EXISTING | RMV 1243 | 1243 | RCHO MSN VIEJO (SDGE) | 129 | F | UNKNOWN | SCE | THREE | UNKNOWN | 12KV | LOW 1 | UNKNOWN | MB |  |  |  |  | SYSTEM | 2015-07-15 | lantzmk |  |  | ELLIS | ORANGE | 18219815 |  | 18220307 |  |  |  |  | -1 | I | 2011-10-14 |  | D |  |  | 157598638;157598639 |  |  |  | :01243 | 01243:01243 | main_exi_3_route_oh | CIRCUIT_BREAKER |  |  |  |  | -93.44 | 7 |  | 504449 |  | [MDSYS.SDO_GEOMETRY]
60914263 | 158203985 | EXISTING | STARGLOW | 16944 | CAJALCO | 8086 | D | UNKNOWN | SCE | THREE | UNKNOWN | 12KV | LOW 8 | UNKNOWN | MB |  |  |  |  | SYSTEM | 2014-09-27 | manthak |  |  | VALLEY | SAN JACINTO | 2190851 |  | 2213616 |  |  |  |  | -1 | I | 2012-06-14 |  | D |  |  | 158581762;158581763 |  |  |  | :16944 | 16944:16944 | main_exi_3_route_oh | CIRCUIT_BREAKER |  |  |  |  | 177.91 | 2 |  | 504449 |  | [MDSYS.SDO_GEOMETRY]
60914264 | 158878578 | EXISTING | PRUITT | 14461 | PRUITT P.T. | 7686 | A | UNKNOWN | SCE | THREE | UNKNOWN | 4KV | LOW 1 | UNKNOWN | MB |  |  |  |  | SYSTEM | 2015-04-09 | merugusn |  |  | EL NIDO | METRO WEST | 16288448 |  | 16288591 |  |  |  |  | -1 | I | 2011-11-02 |  | D |  |  | 158083644 |  |  |  | :14461 | 14461:14461 | main_exi_3_route_oh | CIRCUIT_BREAKER |  |  |  |  | 174.09 | 2 |  | 504449 |  | [MDSYS.SDO_GEOMETRY]
60914265 | 160282632 | EXISTING | SCIURBA | 16003 | WALTERIA | 5233 | D | UNKNOWN | SCE | THREE | UNKNOWN | 16KV | LOW 13 | UNKNOWN | MB |  |  |  |  | SYSTEM | 2015-04-06 | amathis |  |  | EL NIDO | METRO WEST | 16392168 |  | 2219284 |  |  |  |  | -1 | I | 2012-08-10 |  | D |  |  | 160527941;164599817 |  | 165315087 |  | :16003 | 16003:16003 | main_exi_3_route_oh | CIRCUIT_BREAKER |  |  |  |  | 178.04 | 2 |  | 504449 |  | [MDSYS.SDO_GEOMETRY]
60914271 | 160799081 | EXISTING | MATHIAS | 11342 | TULARE | 5328 | D | UNKNOWN | SCE | THREE | UNKNOWN | 12KV | LOW 18 | UNKNOWN | MB |  |  |  |  | SYSTEM | 2014-05-01 | simhadk |  |  | SAN JOAQUIN | SAN JOAQUIN | 14681262 |  | 2212542 |  |  |  |  | -1 | I | 2012-05-01 |  | D |  |  | 161115997;164458703 |  |  |  | :11342 | 11342:11342 | main_exi_3_route_oh | CIRCUIT_BREAKER |  |  |  |  | 88.21 | 2 |  | 504449 |  | [MDSYS.SDO_GEOMETRY]
60914272 | 160940575 | EXISTING | CHIMAY | 3471 | JEFFERSON | 8275 | D | UNKNOWN | SCE | THREE | UNKNOWN | 12KV | LOW 14 | UNKNOWN | MB |  |  |  |  | SYSTEM | 2014-07-01 | bessar |  |  | MIRA LOMA | METRO EAST | 14159523 | 1 | 2220744 |  |  |  |  | -1 | I | 2012-05-18 |  | D |  |  | 161194399 |  |  |  | :03471 | 03471:03471 | main_exi_3_route_oh | CIRCUIT_BREAKER |  |  |  |  | -2.83 | 2 |  | 504449 |  | [MDSYS.SDO_GEOMETRY]
60914273 | 160940583 | EXISTING | BLUEMOON | 1841 | JEFFERSON | 8275 | B | UNKNOWN | SCE | THREE | UNKNOWN | 12KV | LOW 15 | UNKNOWN | MB |  |  |  |  | SYSTEM | 2014-05-22 | simhadk |  |  | MIRA LOMA | METRO EAST | 14159521 | 1 | 2220744 |  |  |  |  | -1 | I | 2012-06-22 |  | D |  |  | 164848103 |  |  |  | :01841 | 01841:01841 | main_exi_3_route_oh | CIRCUIT_BREAKER |  |  |  |  | 87.38 | 2 |  | 504449 |  | [MDSYS.SDO_GEOMETRY]
60914274 | 161120412 | EXISTING | PEDESTRIAN | 13883 | PEDESTRIAN P.T. | 7687 | A | UNKNOWN | SCE | THREE | UNKNOWN | 4KV | LOW 1 | UNKNOWN | MB |  |  |  |  | SYSTEM | 2014-12-31 | yallasv |  |  | MESA | METRO EAST | 18563071 |  | 18563009 |  |  |  |  | -1 | I | 2012-05-23 |  | D |  |  | 161566986 |  |  |  | :13883 | 13883:13883 | main_exi_3_route_oh | CIRCUIT_BREAKER |  |  |  |  | 0 | 4 |  | 504449 |  | [MDSYS.SDO_GEOMETRY]
60914275 | 161166796 | EXISTING | HEXNUT | 2853 | CHESTNUT | 5861 | D | UNKNOWN | SCE | THREE | UNKNOWN | 12KV | LOW 15 | UNKNOWN | MB |  |  |  |  | SYSTEM | 2017-12-13 | thompsma |  |  | ELLIS | ORANGE | 2139821 | 2 | 2215608 |  |  |  |  | -1 | I | 2012-06-26 |  | D |  |  | 161269771 |  |  |  | :02853 | 02853:02853 | main_exi_3_route_oh | CIRCUIT_BREAKER |  |  |  |  | 88.48 | 2 |  | 504449 |  | [MDSYS.SDO_GEOMETRY]
60914276 | 161226930 | EXISTING | PLASMA | 14185 | SUN CITY | 8078 | D | UNKNOWN | SCE | THREE | UNKNOWN | 12KV | LOW 7 | UNKNOWN | MB |  |  |  |  | SYSTEM | 2014-09-11 | rajendrs |  |  | VALLEY | SAN JACINTO | 19045787 |  | 2220556 |  |  |  |  | -1 | I | 2012-04-24 |  | D |  |  | 161776531;161776532 |  |  |  | :14185 | 14185:14185 | main_exi_3_route_oh | CIRCUIT_BREAKER |  |  |  |  | 39.49 | 2 |  | 504449 |  | [MDSYS.SDO_GEOMETRY]
60914278 | 161426984 | EXISTING | BEIJING | 1516 | LAS LOMAS | 5902 | D | UNKNOWN | SCE | THREE | UNKNOWN | 12KV | LOW 2 | UNKNOWN | MB |  |  |  |  | SYSTEM | 2015-02-10 | attadas |  |  | ELLIS | ORANGE | 14689248 |  | 14537023 |  |  |  |  | -1 | I | 2012-08-01 |  | D |  |  | 165091721;165091722 |  |  |  | :01516 | 01516:01516 | main_exi_3_route_oh | CIRCUIT_BREAKER |  |  |  |  | -91.79 | 2 |  | 504449 |  | [MDSYS.SDO_GEOMETRY]
60914283 | 161426992 | EXISTING | ATLANTA | 829 | LAS LOMAS | 5902 | D | UNKNOWN | SCE | THREE | UNKNOWN | 12KV | LOW 3 | UNKNOWN | MB |  |  |  |  | SYSTEM | 2014-09-22 | aminencn |  |  | ELLIS | ORANGE | 14689350 |  | 14537023 |  |  |  |  | -1 | I | 2012-08-01 |  | D |  |  | 164367709;164367710 |  |  |  | :00829 | 00829:00829 | main_exi_3_route_oh | CIRCUIT_BREAKER |  |  |  |  | -92.12 | 2 |  | 504449 |  | [MDSYS.SDO_GEOMETRY]
60914285 | 161427000 | EXISTING | LONDON | 10687 | LAS LOMAS | 5902 | D | UNKNOWN | SCE | THREE | UNKNOWN | 12KV | LOW 4 | UNKNOWN | MB |  |  |  |  | SYSTEM | 2017-11-16 | thompsma |  |  | ELLIS | ORANGE | 14689354 |  | 14537023 |  |  |  |  | -1 | I | 2012-08-01 |  | D |  |  | 165972134 |  |  |  | :10687 | 10687:10687 | main_exi_3_route_oh | CIRCUIT_BREAKER |  |  |  |  | -91.99 | 2 |  | 504449 |  | [MDSYS.SDO_GEOMETRY]
60914286 | 161427008 | EXISTING | TORINO | 17982 | LAS LOMAS | 5902 | D | UNKNOWN | SCE | THREE | UNKNOWN | 12KV | LOW 5 | UNKNOWN | MB |  |  |  |  | SYSTEM | 2014-09-02 | yallasv |  |  | ELLIS | ORANGE | 14689356 |  | 14537023 |  |  |  |  | -1 | I | 2012-08-01 |  | D |  |  | 164898826;164898827 |  |  |  | :17982 | 17982:17982 | main_exi_3_route_oh | CIRCUIT_BREAKER |  |  |  |  | -79.24 | 2 |  | 504449 |  | [MDSYS.SDO_GEOMETRY]
60914287 | 161751678 | EXISTING | CARPENTER | 3002 | DEL ROSA | 5670 | D | UNKNOWN | SCE | THREE | UNKNOWN | 12KV | LOW 12 | UNKNOWN | MB |  |  |  |  | SYSTEM | 2014-04-24 | simhadk |  |  | VISTA | DESERT | 14695305 |  | 2219894 |  |  |  |  | -1 | I | 2012-04-30 |  | D |  |  | 161969110 |  |  |  | :03002 | 03002:03002 | main_exi_3_route_oh | CIRCUIT_BREAKER |  |  |  |  | -176.88 | 2 |  | 504449 |  | [MDSYS.SDO_GEOMETRY]
60914288 | 161751769 | EXISTING | STONEWOOD | 17059 | YUCAIPA | 5636 | D | UNKNOWN | SCE | THREE | UNKNOWN | 12KV | LOW 11 | UNKNOWN | MB |  |  |  |  | SYSTEM | 2014-06-27 | yallasv |  |  | VISTA | DESERT | 14689730 |  | 2219838 |  |  |  |  | -1 | I | 2012-07-27 |  | D |  |  | 164796242;164796243 |  |  |  | :17059 | 17059:17059 | main_exi_3_route_oh | CIRCUIT_BREAKER |  |  |  |  | -91.92 | 2 |  | 504449 |  | [MDSYS.SDO_GEOMETRY]
60914289 | 161786523 | EXISTING | JULIUS | 9392 | HASKELL | 5594 | D | UNKNOWN | SCE | THREE | UNKNOWN | 16KV | LOW 10 | UNKNOWN | MB |  |  |  |  | SYSTEM | 2013-12-13 | simhadk |  |  | SAUGUS | NORTH COAST | 14438338 |  | 2217404 |  |  |  |  | -1 | I | 2012-05-02 |  | D |  |  | 161777067;161777068 |  |  |  | :09392 | 09392:09392 | main_exi_3_route_oh | CIRCUIT_BREAKER |  |  |  |  | 88.23 | 2 |  | 504449 |  | [MDSYS.SDO_GEOMETRY]
60914291 | 161786616 | EXISTING | CALGROVE | 2674 | NEWHALL | 5576 | D | UNKNOWN | SCE | THREE | UNKNOWN | 16KV | LOW 11 | UNKNOWN | MB |  |  |  |  | SYSTEM | 2013-11-29 | mannepl |  |  | SAUGUS | NORTH COAST | 14778751 |  | 2217376 |  |  |  |  | -1 | I | 2012-05-09 |  | D |  |  | 160609816;160609817 |  |  |  | :02674 | 02674:02674 | main_exi_3_route_oh | CIRCUIT_BREAKER |  |  |  |  | 0 | 2 |  | 504449 |  | [MDSYS.SDO_GEOMETRY]
60914296 | 162257471 | EXISTING | SAINTS | 15645 | SLATER | 5809 | D | UNKNOWN | SCE | THREE | UNKNOWN | 12KV | LOW 7 | UNKNOWN | MB |  |  |  |  | SYSTEM | 2014-10-10 | attiliv |  |  | ELLIS | ORANGE | 2183167 |  | 2220132 |  |  |  |  | -1 | I | 2012-02-29 |  | D |  |  | 162021431;162021432 |  |  |  | :15645 | 15645:15645 | main_exi_3_route_oh | CIRCUIT_BREAKER |  |  |  |  | -0.8 | 2 |  | 504449 |  | [MDSYS.SDO_GEOMETRY]
60914297 | 162420557 | EXISTING | BALLARAT | 1039 | BALLARAT P.T. | 7051 | A | UNKNOWN | SCE | THREE | UNKNOWN | 12KV | LOW 1 | UNKNOWN | MB |  |  |  |  | SYSTEM | 2014-01-30 | simhadk |  |  | LUGO | RURALS | 19169949 |  | 19169920 |  |  |  |  | -1 | I | 1980-08-06 |  | D |  |  | 161063980 |  |  |  | :01039 | 01039:01039 | main_exi_3_route_oh | CIRCUIT_BREAKER |  |  |  |  | 178.06 | 7 |  | 504449 |  | [MDSYS.SDO_GEOMETRY]
60914298 | 162734610 | EXISTING | CYRUS | 4561 | COLORADO | 5242 | D | UNKNOWN | SCE | THREE | UNKNOWN | 16KV | LOW 11 | UNKNOWN | MB |  |  |  |  | SYSTEM | 2015-03-17 | punukos |  |  | EL NIDO | METRO WEST | 2165209 |  | 2214646 |  |  |  |  | -1 | I | 2012-05-31 |  | D |  |  | 160914595 |  |  |  | :04561 | 04561:04561 | main_exi_3_route_oh | CIRCUIT_BREAKER |  |  |  |  | 44.96 | 2 |  | 504449 |  | [MDSYS.SDO_GEOMETRY]
60914299 | 162819912 | EXISTING | NOOTKA | 12775 | CYPRESS | 5837 | D | UNKNOWN | SCE | THREE | UNKNOWN | 12KV | LOW 11 | UNKNOWN | MB |  |  |  |  | SYSTEM | 2015-03-13 | merugusn |  |  | LIGHTHIPE | METRO WEST | 14074865 | 3 | 2217874 |  |  |  |  | -1 | I | 2012-05-24 |  | D |  |  | 161630754;165145382 |  |  |  | :12775 | 12775:12775 | main_exi_3_route_oh | CIRCUIT_BREAKER |  |  |  |  | 0.53 | 2 |  | 504449 |  | [MDSYS.SDO_GEOMETRY]
60914300 | 162820000 | EXISTING | SHOTGUN | 16400 | CENTER | 5084 | D | UNKNOWN | SCE | THREE | UNKNOWN | 12KV | LOW 24 | UNKNOWN | MB |  |  |  |  | SYSTEM | 2015-02-09 | simhadk |  |  | LIGHTHIPE | METRO WEST | 19237929 |  | 2211948 |  |  |  |  | -1 | I | 2012-06-27 |  | D |  |  | 160365334;164276839 |  |  |  | :16400 | 16400:16400 | main_exi_3_route_oh | CIRCUIT_BREAKER |  |  |  |  | 155.05 | 2 |  | 504449 |  | [MDSYS.SDO_GEOMETRY]
60914301 | 163524624 | EXISTING | SAPPORO | 15881 | JEFFERSON | 8275 | D | UNKNOWN | SCE | THREE | UNKNOWN | 12KV | LOW 13 | UNKNOWN | MB |  |  |  |  | SYSTEM | 2017-11-29 | murilljl |  |  | MIRA LOMA | METRO EAST | 14159524 | 1 | 2220744 |  |  |  |  | -1 | I | 2012-05-18 |  | D |  |  | 163945102 |  |  |  | :15881 | 15881:15881 | main_exi_3_route_oh | CIRCUIT_BREAKER |  |  |  |  | -7.36 | 2 |  | 504449 |  | [MDSYS.SDO_GEOMETRY]
60914302 | 163566057 | EXISTING | BARCELONA | 1085 | LAS LOMAS | 5902 | D | UNKNOWN | SCE | THREE | UNKNOWN | 12KV | LOW 1 | UNKNOWN | MB |  |  |  |  | SYSTEM | 2015-10-29 | thompsma |  |  | ELLIS | ORANGE | 14689353 |  | 14537023 |  |  |  |  | -1 | I | 2012-08-01 |  | D |  |  | 163047660;163047661 |  |  |  | :01085 | 01085:01085 | main_exi_3_route_oh | CIRCUIT_BREAKER |  |  |  |  | -91.29 | 2 |  | 504449 |  | [MDSYS.SDO_GEOMETRY]
60914303 | 163756067 | EXISTING | AIDAN | 176 | CAJALCO | 8086 | D | UNKNOWN | SCE | THREE | UNKNOWN | 12KV | LOW 9 | UNKNOWN | MB |  |  |  |  | SYSTEM | 2014-09-02 | attadas |  |  | VALLEY | SAN JACINTO | 14545494 |  | 2213616 |  |  |  |  | -1 | I | 2012-03-13 |  | D |  |  | 163670164;163670165 |  |  |  | :00176 | 00176:00176 | main_exi_3_route_oh | CIRCUIT_BREAKER |  |  |  |  | 88.55 | 2 |  | 504449 |  | [MDSYS.SDO_GEOMETRY]
60914304 | 163756155 | EXISTING | FANTASTICO | 6277 | ALESSANDRO | 8024 | D | UNKNOWN | SCE | THREE | UNKNOWN | 12KV | LOW 16 | UNKNOWN | MB |  |  |  |  | SYSTEM | 2014-09-05 | simhadk |  |  | VALLEY | SAN JACINTO | 19127041 |  | 2218086 |  |  |  |  | -1 | I | 2012-03-22 |  | D |  |  | 165284913;165284914 |  |  |  | :06277 | 06277:06277 | main_exi_3_route_oh | CIRCUIT_BREAKER |  |  |  |  | -0.66 | 2 |  | 504449 |  | [MDSYS.SDO_GEOMETRY]
60914305 | 164123210 | EXISTING | SURFSIDE | 17354 | CHANNEL ISLANDS | 5506 | D | UNKNOWN | SCE | THREE | UNKNOWN | 16KV | LOW 5 | UNKNOWN | MB |  |  |  |  | SYSTEM | 2014-03-06 | inneswm |  |  | SANTA CLARA | NORTH COAST | 15489846 |  | 2217198 |  |  |  |  | -1 | I | 2013-05-28 |  | D |  |  | 166297595;166814417 |  |  |  | :17354 | 17354:17354 | main_exi_3_route_oh | CIRCUIT_BREAKER |  |  |  |  | -1.53 | 2 |  | 504449 |  | [MDSYS.SDO_GEOMETRY]
60914306 | 164290566 | EXISTING | TWENTY THREE ST | 18323 | TWENTY THREE ST P.T. | 7843 | A | UNKNOWN | SCE | THREE | UNKNOWN | 4KV | LOW 1 | UNKNOWN | MB |  |  |  |  | SYSTEM | 2015-03-25 | bodduvh |  |  | EL NIDO | METRO WEST | 20248571 |  | 20248548 |  |  |  |  | -1 | I | 2012-10-27 |  | D |  |  | 166029047 |  |  |  | :18323 | 18323:18323 | main_exi_3_route_oh | CIRCUIT_BREAKER |  |  |  |  | 32.88 | 2 |  | 504449 |  | [MDSYS.SDO_GEOMETRY]
60914307 | 164290574 | EXISTING | TWENTY TWO ST | 18322 | TWENTY TWO ST P.T. | 7842 | F | UNKNOWN | SCE | THREE | UNKNOWN | 4KV | LOW 1 | UNKNOWN | MB |  |  |  |  | SYSTEM | 2017-07-28 | lantzmk |  |  | EL NIDO | METRO WEST | 20248550 |  | 20248500 |  |  |  |  | -1 | I | 2012-10-27 |  | D |  |  | 166028444 |  |  |  | :18322 | 18322:18322 | main_exi_3_route_oh | CIRCUIT_BREAKER |  |  |  |  | -46.97 | 2 |  | 504449 |  | [MDSYS.SDO_GEOMETRY]
60914308 | 164322768 | EXISTING | GIRARD | 7266 | NELSON | 8038 | D | UNKNOWN | SCE | THREE | UNKNOWN | 12KV | LOW 16 | UNKNOWN | MB |  |  |  |  | SYSTEM | 2014-08-21 | aminencn |  |  | VALLEY | SAN JACINTO | 15304532 | 2 | 2215814 |  |  |  |  | -1 | I | 2013-07-15 |  | D |  |  | 168969057;168969058 |  |  |  | :07266 | 07266:07266 | main_exi_3_route_oh | CIRCUIT_BREAKER |  |  |  |  | 88.16 | 2 |  | 504449 |  | [MDSYS.SDO_GEOMETRY]
60914309 | 164492704 | EXISTING | JACKNORTHROP | 9086 | JACKNORTHROP P.T. | 7407 | A | UNKNOWN | SCE | THREE | UNKNOWN | 4KV | LOW 1 | UNKNOWN | MB |  |  |  |  | SYSTEM | 2015-04-24 | merugusn |  |  | EL NIDO | METRO WEST | 19639345 |  | 19462056 |  |  |  |  | -1 | I | 2012-06-18 |  | D |  |  | 165590139 |  |  |  | :09086 | 09086:09086 | main_exi_3_route_oh | CIRCUIT_BREAKER |  |  |  |  | -91.88 | 2 |  | 504449 |  | [MDSYS.SDO_GEOMETRY]
60914315 | 164539573 | EXISTING | SNAPDRAGON | 16578 | BARRE | 5081 | D | UNKNOWN | SCE | THREE | UNKNOWN | 12KV | LOW 25 | UNKNOWN | MB |  |  |  |  | SYSTEM | 2015-08-21 | thompsma |  |  | VILLA PARK | ORANGE | 2184238 |  | 2218876 |  |  |  |  | -1 | I | 2013-02-22 |  | D |  |  | 164168083;181951724 |  |  |  | :16578 | 16578:16578 | main_exi_3_route_oh | CIRCUIT_BREAKER |  |  |  |  | 179.61 | 2 |  | 504449 |  | [MDSYS.SDO_GEOMETRY]
60914316 | 164557039 | EXISTING | BULLPUP | 2421 | MASCOT | 5375 | D | UNKNOWN | SCE | THREE | UNKNOWN | 12KV | LOW 4 | UNKNOWN | MB |  |  |  |  | SYSTEM | 2014-01-07 | yallasv |  |  | SAN JOAQUIN | SAN JOAQUIN | 2138249 |  | 14536997 |  |  |  |  | -1 | I | 2012-12-18 |  | D |  |  | 165579726 |  |  |  | :02421 | 02421:02421 | main_exi_3_route_oh | CIRCUIT_BREAKER |  |  |  |  | 88.21 | 2 |  | 504449 |  | [MDSYS.SDO_GEOMETRY]
60914317 | 164557047 | EXISTING | GOLDENBEAR | 7401 | MASCOT | 5375 | D | UNKNOWN | SCE | THREE | UNKNOWN | 12KV | LOW 3 | UNKNOWN | MB |  |  |  |  | SYSTEM | 2014-02-04 | simhadk |  |  | SAN JOAQUIN | SAN JOAQUIN | 2158430 |  | 14536997 |  |  |  |  | -1 | I | 2012-12-18 |  | D |  |  | 164198040;165579736 |  |  |  | :07401 | 07401:07401 | main_exi_3_route_oh | CIRCUIT_BREAKER |  |  |  |  | -91.84 | 4 |  | 504449 |  | [MDSYS.SDO_GEOMETRY]
60914318 | 164557055 | EXISTING | TRAILBLAZER | 18081 | MASCOT | 5375 | D | UNKNOWN | SCE | THREE | UNKNOWN | 12KV | LOW 2 | UNKNOWN | MB |  |  |  |  | SYSTEM | 2017-10-25 | eadsrl |  |  | SAN JOAQUIN | SAN JOAQUIN | 2190592 |  | 14536997 |  |  |  |  | -1 | I | 2012-12-18 |  | D |  |  | 165579794 |  |  |  | :18081 | 18081:18081 | main_exi_3_route_oh | CIRCUIT_BREAKER |  |  |  |  | 88.94 | 2 |  | 504449 |  | [MDSYS.SDO_GEOMETRY]
60914319 | 164557063 | EXISTING | MARAUDER | 11166 | MASCOT | 5375 | D | UNKNOWN | SCE | THREE | UNKNOWN | 12KV | LOW 1 | UNKNOWN | MB |  |  |  |  | SYSTEM | 2014-05-01 | manthak |  |  | SAN JOAQUIN | SAN JOAQUIN | 2178036 |  | 14536997 |  |  |  |  | -1 | I | 2012-12-18 |  | D |  |  | 165437622;165579746 |  |  |  | :11166 | 11166:11166 | main_exi_3_route_oh | CIRCUIT_BREAKER |  |  |  |  | -91.79 | 2 |  | 504449 |  | [MDSYS.SDO_GEOMETRY]
60914320 | 164585737 | EXISTING | ARGONAUT | 694 | TRITON | 5095 | D | UNKNOWN | SCE | THREE | UNKNOWN | 12KV | LOW 1 | UNKNOWN | MB |  |  |  |  | SYSTEM | 2014-08-05 | bodduvh |  |  | VALLEY | SAN JACINTO | 2135461 |  | 14536985 |  |  |  |  | -1 | I | 2013-04-25 |  | D |  |  | 166711674;166711675 |  |  |  | :00694 | 00694:00694 | main_exi_3_route_oh | CIRCUIT_BREAKER |  |  |  |  | -81.26 | 2 |  | 504449 |  | [MDSYS.SDO_GEOMETRY]
60914321 | 164585742 | EXISTING | HAMMERHEAD | 7911 | TRITON | 5095 | D | UNKNOWN | SCE | THREE | UNKNOWN | 12KV | LOW 2 | UNKNOWN | MB |  |  |  |  | SYSTEM | 2014-10-11 | rajendrs |  |  | VALLEY | SAN JACINTO | 2160062 |  | 14536985 |  |  |  |  | -1 | I | 2013-04-05 |  | D |  |  | 164698641;164698642 |  |  |  | :07911 | 07911:07911 | main_exi_3_route_oh | CIRCUIT_BREAKER |  |  |  |  | 178.34 | 2 |  | 504449 |  | [MDSYS.SDO_GEOMETRY]
60914322 | 164585747 | EXISTING | SEAWOLF | 16075 | TRITON | 5095 | D | UNKNOWN | SCE | THREE | UNKNOWN | 12KV | LOW 3 | UNKNOWN | MB |  |  |  |  | SYSTEM | 2014-09-03 | punukos |  |  | VALLEY | SAN JACINTO | 2189039 |  | 14536985 |  |  |  |  | -1 | I | 2013-04-05 |  | D |  |  | 165265006;165265007 |  |  |  | :16075 | 16075:16075 | main_exi_3_route_oh | CIRCUIT_BREAKER |  |  |  |  | -170.56 | 2 |  | 504449 |  | [MDSYS.SDO_GEOMETRY]
60914323 | 164585752 | EXISTING | THRESHER | 17801 | TRITON | 5095 | D | UNKNOWN | SCE | THREE | UNKNOWN | 12KV | LOW 4 | UNKNOWN | MB |  |  |  |  | SYSTEM | 2014-10-01 | rajendrs |  |  | VALLEY | SAN JACINTO | 2188360 |  | 14536985 |  |  |  |  | -1 | I | 2013-04-05 |  | D |  |  | 165085415;165085416 |  |  |  | :17801 | 17801:17801 | main_exi_3_route_oh | CIRCUIT_BREAKER |  |  |  |  | -166.61 | 2 |  | 504449 |  | [MDSYS.SDO_GEOMETRY]
60914324 | 164619742 | EXISTING | TRIPAS | 18161 | BORREGO | 5887 | D | UNKNOWN | SCE | THREE | UNKNOWN | 12KV | LOW 10 | UNKNOWN | MB |  |  |  |  | SYSTEM | 2014-11-11 | bodduvh |  |  | ELLIS | ORANGE | 15958958 | 2 | 2213386 |  |  |  |  | -1 | I | 2013-05-01 |  | D |  |  | 166759563;166759564 |  |  |  | :18161 | 18161:18161 | main_exi_3_route_oh | CIRCUIT_BREAKER |  |  |  |  | -1.92 | 2 |  | 504449 |  | [MDSYS.SDO_GEOMETRY]
60914325 | 164700857 | EXISTING | BULLHEAD | 328 | TRITON | 5095 | D | UNKNOWN | SCE | THREE | UNKNOWN | 12KV | LOW 5 | UNKNOWN | MB |  |  |  |  | SYSTEM | 2014-08-25 | bodduvh |  |  | VALLEY | SAN JACINTO | 2134565 |  | 14536985 |  |  |  |  | -1 | I | 2013-04-05 |  | D |  |  | 164594388;164594389 |  |  |  | :00328 | 00328:00328 | main_exi_3_route_oh | CIRCUIT_BREAKER |  |  |  |  | 139.8 | 2 |  | 504449 |  | [MDSYS.SDO_GEOMETRY]
60914326 | 164700862 | EXISTING | CAPELIN | 3724 | TRITON | 5095 | D | UNKNOWN | SCE | THREE | UNKNOWN | 12KV | LOW 6 | UNKNOWN | MB |  |  |  |  | SYSTEM | 2014-08-28 | merugusn |  |  | VALLEY | SAN JACINTO | 2147413 |  | 14536985 |  |  |  |  | -1 | I | 2013-06-21 |  | D |  |  | 166230732;166230733 |  |  |  | :03724 | 03724:03724 | main_exi_3_route_oh | CIRCUIT_BREAKER |  |  |  |  | 178.39 | 2 |  | 504449 |  | [MDSYS.SDO_GEOMETRY]
60914327 | 165056574 | EXISTING | HUMPBACK | 8825 | WHARF | 8833 | B | UNKNOWN | SCE | THREE | UNKNOWN | 12KV | LOW 1 | UNKNOWN | MB |  |  |  |  | SYSTEM | 2015-01-09 | rajendrs |  |  | LIGHTHIPE | METRO WEST | 15346510 |  | 19803848 |  |  |  |  | -1 | I | 2013-03-01 |  | D |  |  | 169032906;169032907 |  |  |  | :08825 | 08825:08825 | main_exi_3_route_oh | CIRCUIT_BREAKER |  |  |  |  | 178.23 | 2 |  | 504449 |  | [MDSYS.SDO_GEOMETRY]
60914328 | 165056582 | EXISTING | ORCA | 13220 | WHARF | 8833 | B | UNKNOWN | SCE | THREE | UNKNOWN | 12KV | LOW 2 | UNKNOWN | MB |  |  |  |  | SYSTEM | 2015-01-09 | merugusn |  |  | LIGHTHIPE | METRO WEST | 15346509 |  | 19803848 |  |  |  |  | -1 | I | 2013-03-01 |  | D |  |  | 170175545;170175546 |  |  |  | :13220 | 13220:13220 | main_exi_3_route_oh | CIRCUIT_BREAKER |  |  |  |  | 178.23 | 2 |  | 504449 |  | [MDSYS.SDO_GEOMETRY]
60914329 | 165056587 | EXISTING | GREAT WHITE | 7567 | STEVEDORE | 8831 | B | UNKNOWN | SCE | THREE | UNKNOWN | 12KV | LOW 1 | UNKNOWN | MB |  |  |  |  | SYSTEM | 2014-12-01 | bessar |  |  | LIGHTHIPE | METRO WEST | 15346227 |  | 19862933 |  |  |  |  | -1 | I | 2013-03-01 |  | D |  |  | 165596950;165596951 |  |  |  | :07567 | 07567:07567 | main_exi_3_route_oh | CIRCUIT_BREAKER |  |  |  |  | -92.24 | 2 |  | 504449 |  | [MDSYS.SDO_GEOMETRY]
60914330 | 165056592 | EXISTING | GOBLIN | 7392 | STEVEDORE | 8831 | B | UNKNOWN | SCE | THREE | UNKNOWN | 12KV | LOW 2 | UNKNOWN | MB |  |  |  |  | SYSTEM | 2015-01-10 | manthak |  |  | LIGHTHIPE | METRO WEST | 15346228 |  | 19862933 |  |  |  |  | -1 | I | 2013-03-01 |  | D |  |  | 165596825;165596826 |  |  |  | :07392 | 07392:07392 | main_exi_3_route_oh | CIRCUIT_BREAKER |  |  |  |  | 88.24 | 2 |  | 504449 |  | [MDSYS.SDO_GEOMETRY]
60914331 | 165116569 | EXISTING | COLGATE | 3782 | SAN ANTONIO | 5631 | D | UNKNOWN | SCE | THREE | UNKNOWN | 12KV | LOW 14 | UNKNOWN | MB |  |  |  |  | SYSTEM | 2014-06-23 | bessar |  |  | MIRA LOMA | METRO EAST | 2142526 |  | 2219828 |  |  |  |  | -1 | I | 2013-05-06 |  | D |  |  | 167372999 |  |  |  | :03782 | 03782:03782 | main_exi_3_route_oh | CIRCUIT_BREAKER |  |  |  |  | 0 | 2 |  | 504449 |  | [MDSYS.SDO_GEOMETRY]
60914332 | 165289299 | EXISTING | NURSERY | 12916 | NURSERY P.T. | 7586 | A | UNKNOWN | SCE | THREE | UNKNOWN | 4KV | LOW 1 | UNKNOWN | MB |  |  |  |  | SYSTEM | 2017-09-11 | delriokm |  |  | MESA | METRO EAST | 18563224 |  | 18563225 |  |  |  |  | -1 | I | 2012-08-28 |  | D | [6 empty] | :12916 | 12916:12916 | main_exi_3_route_oh | CIRCUIT_BREAKER |  |  |  |  | -93.88 | 2 |  | 504449 |  | [MDSYS.SDO_GEOMETRY]
60914333 | 165323616 | EXISTING | TRIUMPH | 18163 | ALHAMBRA | 5101 | D | UNKNOWN | SCE | THREE | UNKNOWN | 16KV | LOW 17 | UNKNOWN | MB |  |  |  |  | SYSTEM | 2017-09-29 | lantzmk |  |  | MESA | METRO EAST | 15455901 |  | 2218972 |  |  |  |  | -1 | I | 2012-07-01 |  | D |  |  | 165968526 |  |  |  | :18163 | 18163:18163 | main_exi_3_route_oh | CIRCUIT_BREAKER |  |  |  |  | 179.54 | 2 |  | 504449 |  | [MDSYS.SDO_GEOMETRY]
60914337 | 165323624 | EXISTING | ASTEROID | 813 | ALHAMBRA | 5101 | D | UNKNOWN | SCE | THREE | UNKNOWN | 16KV | LOW 18 | UNKNOWN | MB |  |  |  |  | SYSTEM | 2015-02-10 | bessar |  |  | MESA | METRO EAST | 2135657 | 1 | 2218972 |  |  |  |  | -1 | I | 2012-06-22 |  | D |  |  | 164665534;164665535 |  |  |  | :00813 | 00813:00813 | main_exi_3_route_oh | CIRCUIT_BREAKER |  |  |  |  | -146.92 | 2 |  | 504449 |  | [MDSYS.SDO_GEOMETRY]
60914340 | 165323709 | EXISTING | AUTOBODY | 869 | AUTOBODY P.T. | 7027 | A | UNKNOWN | SCE | THREE | UNKNOWN | 4KV | LOW 1 | UNKNOWN | MB |  |  |  |  | SYSTEM | 2015-01-09 | aminencn |  |  | MESA | METRO EAST | 18427250 |  | 18427243 |  |  |  |  | -1 | I | 2012-06-01 |  | D |  |  | 165568198 |  |  |  | :00869 | 00869:00869 | main_exi_3_route_oh | CIRCUIT_BREAKER |  |  |  |  | -92.7 | 2 |  | 504449 |  | [MDSYS.SDO_GEOMETRY]
60914341 | 165350254 | EXISTING | EUPHRATES | 6109 | RIO HONDO | 5013 | D | UNKNOWN | SCE | THREE | UNKNOWN | 12KV | LOW 26 | UNKNOWN | MB |  |  |  |  | SYSTEM | 2015-01-21 | simhadk |  |  | MESA | METRO EAST | 15425271 |  | 2218550 |  |  |  |  | -1 | I | 2013-04-29 |  | D |  |  | 165707328 |  |  |  | :06109 | 06109:06109 | main_exi_3_route_oh | CIRCUIT_BREAKER |  |  |  |  | -1.78 | 2 |  | 504449 |  | [MDSYS.SDO_GEOMETRY]
60914342 | 165350341 | EXISTING | SEA PONY | 16051 | PIER | 8830 | B | UNKNOWN | SCE | THREE | UNKNOWN | 12KV | LOW 2 | UNKNOWN | MB |  |  |  |  | SYSTEM | 2015-01-13 | merugusn |  |  | LIGHTHIPE | METRO WEST | 15346225 |  | 19663408 |  |  |  |  | -1 | I | 2013-03-01 |  | D |  |  | 164548219 |  |  |  | :16051 | 16051:16051 | main_exi_3_route_oh | CIRCUIT_BREAKER |  |  |  |  | -91.95 | 2 |  | 504449 |  | [MDSYS.SDO_GEOMETRY]
60914343 | 165350346 | EXISTING | PYGMY | 14541 | PIER | 8830 | B | UNKNOWN | SCE | THREE | UNKNOWN | 12KV | LOW 1 | UNKNOWN | MB |  |  |  |  | SYSTEM | 2015-01-23 | kallurr |  |  | LIGHTHIPE | METRO WEST | 15346226 |  | 19663408 |  |  |  |  | -1 | I | 2013-03-01 |  | D |  |  | 164548519 |  |  |  | :14541 | 14541:14541 | main_exi_3_route_oh | CIRCUIT_BREAKER |  |  |  |  | -92.28 | 2 |  | 504449 |  | [MDSYS.SDO_GEOMETRY]
60914344 | 165575350 | EXISTING | BOTTLENOSE | 2022 | SHIP | 8832 | B | UNKNOWN | SCE | THREE | UNKNOWN | 12KV | LOW 1 | UNKNOWN | MB |  |  |  |  | SYSTEM | 2015-01-09 | simhadk |  |  | LIGHTHIPE | METRO WEST | 15346222 |  | 19964997 |  |  |  |  | -1 | I | 2013-05-14 |  | D |  |  | 166103557 |  |  |  | :02022 | 02022:02022 | main_exi_3_route_oh | CIRCUIT_BREAKER |  |  |  |  | -100.51 | 2 |  | 504449 |  | [MDSYS.SDO_GEOMETRY]
60914345 | 165575355 | EXISTING | PANTROPICAL | 13649 | SHIP | 8832 | B | UNKNOWN | SCE | THREE | UNKNOWN | 12KV | LOW 2 | UNKNOWN | MB |  |  |  |  | SYSTEM | 2015-01-19 | bodduvh |  |  | LIGHTHIPE | METRO WEST | 15346220 |  | 19964997 |  |  |  |  | -1 | I | 2013-05-14 |  | D |  |  | 166103458 |  |  |  | :13649 | 13649:13649 | main_exi_3_route_oh | CIRCUIT_BREAKER |  |  |  |  | 0 | 2 |  | 504449 |  | [MDSYS.SDO_GEOMETRY]
60914346 | 165614109 | EXISTING | GRACE | 7457 | LA HABRA | 5832 | D | UNKNOWN | SCE | THREE | UNKNOWN | 12KV | LOW 14 | UNKNOWN | MB |  |  |  |  | SYSTEM | 2017-09-20 | thompsma |  |  | VILLA PARK | ORANGE | 15508626 |  | 2215550 |  |  |  |  | -1 | I | 2013-09-26 |  | D |  |  | 166833023 |  |  |  | :07457 | 07457:07457 | main_exi_3_route_oh | CIRCUIT_BREAKER |  |  |  |  | -91.95 | 2 |  | 504449 |  | [MDSYS.SDO_GEOMETRY]
60914347 | 165614117 | EXISTING | HAVENHURST | 8211 | LA HABRA | 5832 | D | UNKNOWN | SCE | THREE | UNKNOWN | 12KV | LOW 13 | UNKNOWN | MB |  |  |  |  | SYSTEM | 2014-11-19 | manthak |  |  | VILLA PARK | ORANGE | 15508627 |  | 2215550 |  |  |  |  | -1 | I | 2013-09-26 |  | D |  |  | 166833389;166833390 |  |  |  | :08211 | 08211:08211 | main_exi_3_route_oh | CIRCUIT_BREAKER |  |  |  |  | -91.99 | 2 |  | 504449 |  | [MDSYS.SDO_GEOMETRY]
60914348 | 165614213 | EXISTING | BASSOON | 1204 | NIGUEL | 5896 | D | UNKNOWN | SCE | THREE | UNKNOWN | 12KV | LOW 11 | UNKNOWN | MB |  |  |  |  | SYSTEM | 2014-08-07 | manthak |  |  | ELLIS | ORANGE | 14783182 |  | 2215686 |  |  |  |  | -1 | I | 2013-06-25 |  | D |  |  | 166742543 |  |  |  | :01204 | 01204:01204 | main_exi_3_route_oh | CIRCUIT_BREAKER |  |  |  |  | 178.13 | 2 |  | 504449 |  | [MDSYS.SDO_GEOMETRY]
60914349 | 165614309 | EXISTING | ZANTAR | 19801 | MAXWELL | 8019 | D | UNKNOWN | SCE | THREE | UNKNOWN | 12KV | LOW 13 | UNKNOWN | MB |  |  |  |  | SYSTEM | 2014-08-05 | simhadk |  |  | VALLEY | SAN JACINTO | 15353500 | 1 | 2218074 |  |  |  |  | -1 | I | 2013-01-21 |  | D |  |  | 165533626;165533627 |  |  |  | :19801 | 19801:19801 | main_exi_3_route_oh | CIRCUIT_BREAKER |  |  |  |  | 178.18 | 2 |  | 504449 |  | [MDSYS.SDO_GEOMETRY]
60914350 | 165627562 | EXISTING | GORGE | 7448 | ARROYO | 5158 | D | UNKNOWN | SCE | THREE | UNKNOWN | 16KV | LOW 9 | UNKNOWN | MB |  |  |  |  | SYSTEM | 2014-11-21 | simhadk |  |  | MESA | METRO EAST | 15538269 |  | 2214452 |  |  |  |  | -1 | I | 2012-12-12 |  | D |  |  | 166055920;166268206 |  | 166527837 |  | :07448 | 07448:07448 | main_exi_3_route_oh | CIRCUIT_BREAKER |  |  |  |  | 174.56 | 2 |  | 504449 |  | [MDSYS.SDO_GEOMETRY]
60914351 | 165641148 | EXISTING | SPACEX | 16717 | SPACEX P.T. | 7803 | A | UNKNOWN | SCE | THREE | UNKNOWN | 4KV | LOW 1 | UNKNOWN | MB |  |  |  |  | SYSTEM | 2015-04-24 | kallurr |  |  | EL NIDO | METRO WEST | 19639344 |  | 19461924 |  |  |  |  | -1 | I | 2012-06-18 |  | D |  |  | 164879698 |  |  |  | :16717 | 16717:16717 | main_exi_3_route_oh | CIRCUIT_BREAKER |  |  |  |  | -90.29 | 2 |  | 504449 |  | [MDSYS.SDO_GEOMETRY]
60914352 | 165725560 | EXISTING | CATERPILLAR | 3165 | ROADWAY | 8000 | D | UNKNOWN | SCE | THREE | UNKNOWN | 12KV | LOW 5 | UNKNOWN | MB |  |  |  |  | SYSTEM | 2014-02-19 | simhadk |  |  | LUGO | DESERT | 16262023 |  | 2218024 |  |  |  |  | -1 | I | 2013-05-23 |  | D |  |  | 166860277;174701581 |  |  |  | :03165 | 03165:03165 | main_exi_3_route_oh | CIRCUIT_BREAKER |  |  |  |  | -91.82 | 2 |  | 504449 |  | [MDSYS.SDO_GEOMETRY]
60914353 | 165725568 | EXISTING | INTERNATIONAL | 8939 | ROADWAY | 8000 | D | UNKNOWN | SCE | THREE | UNKNOWN | 12KV | LOW 6 | UNKNOWN | MB |  |  |  |  | SYSTEM | 2014-03-21 | attadas |  |  | LUGO | DESERT | 15759855 |  | 2218024 |  |  |  |  | -1 | I | 2013-05-23 |  | D |  |  | 166860261;167884546 |  |  |  | :08939 | 08939:08939 | main_exi_3_route_oh | CIRCUIT_BREAKER |  |  |  |  | -91.81 | 2 |  | 504449 |  | [MDSYS.SDO_GEOMETRY]
60914354 | 165837960 | EXISTING | SANTORINI | 15874 | PADUA | 5060 | D | UNKNOWN | SCE | THREE | UNKNOWN | 12KV | LOW 23 | UNKNOWN | MB |  |  |  |  | SYSTEM | 2014-07-16 | yallasv |  |  | MIRA LOMA | METRO EAST | 15425371 |  | 2216446 |  |  |  |  | -1 | I | 2013-05-30 |  | D |  |  | 167590726;168839495 |  |  |  | :15874 | 15874:15874 | main_exi_3_route_oh | CIRCUIT_BREAKER |  |  |  |  | 0 | 2 |  | 504449 |  | [MDSYS.SDO_GEOMETRY]
60914355 | 165850891 | EXISTING | FEDERER | 6304 | WIMBLEDON | 5664 | D | UNKNOWN | SCE | THREE | UNKNOWN | 12KV | LOW 13 | UNKNOWN | MB |  |  |  |  | SYSTEM | 2014-05-10 | yallasv |  |  | VISTA | DESERT | 15503184 |  | 2215220 |  |  |  |  | -1 | I | 2013-06-24 |  | D |  |  | 166950136;166950584 |  |  |  | :06304 | 06304:06304 | main_exi_3_route_oh | CIRCUIT_BREAKER |  |  |  |  | 178.19 | 2 |  | 504449 |  | [MDSYS.SDO_GEOMETRY]
60914356 | 165953743 | EXISTING | SHIRAZ | 16358 | PEPPER | 8021 | D | UNKNOWN | SCE | THREE | UNKNOWN | 12KV | LOW 9 | UNKNOWN | MB |  |  |  |  | SYSTEM | 2014-06-05 | aminencn |  |  | VISTA | DESERT | 15425035 |  | 2215752 |  |  |  |  | -1 | I | 2013-10-25 |  | D |  |  | 166241412;171226210 |  |  |  | :16358 | 16358:16358 | main_exi_3_route_oh | CIRCUIT_BREAKER |  |  |  |  | -2.02 | 2 |  | 504449 |  | [MDSYS.SDO_GEOMETRY]
60914363 | 166136488 | EXISTING | DOGBANE | 5147 | CALCITY | 8132 | D | UNKNOWN | SCE | THREE | UNKNOWN | 12KV | LOW 4 | UNKNOWN | MB |  |  |  |  | SYSTEM | 2014-02-28 | simhadk |  |  | LUGO | RURALS | 15205193 |  | 2213674 |  |  |  |  | -1 | I | 2013-04-02 |  | D |  |  | 166577830;166971387 |  |  |  | :05147 | 05147:05147 | main_exi_3_route_oh | CIRCUIT_BREAKER |  |  |  |  | -91.8 | 4.5 |  | 504449 |  | [MDSYS.SDO_GEOMETRY]
60914364 | 166618955 | EXISTING | VALENTE | 18511 | DELANO | 5305 | D | UNKNOWN | SCE | THREE | UNKNOWN | 12KV | LOW 12 | UNKNOWN | MB |  |  |  |  | SYSTEM | 2014-02-14 | kollir |  |  | SAN JOAQUIN | SAN JOAQUIN | 15977872 |  | 2219412 |  |  |  |  | -1 | I | 2013-05-14 |  | D |  |  | 166206082 |  |  |  | :18511 | 18511:18511 | main_exi_3_route_oh | CIRCUIT_BREAKER |  |  |  |  | 73.65 | 2 |  | 504449 |  | [MDSYS.SDO_GEOMETRY]
60914365 | 167127011 | EXISTING | CARMELITA | 2966 | SHANDIN | 8093 | D | UNKNOWN | SCE | THREE | UNKNOWN | 12KV | LOW 11 | UNKNOWN | MB |  |  |  |  | SYSTEM | 2014-03-17 | simhadk |  |  | VISTA | DESERT | 15759935 |  | 2213632 |  |  |  |  | -1 | I | 2013-06-14 |  | D |  |  | 164621444;172809612 |  |  |  | :02966 | 02966:02966 | main_exi_3_route_oh | CIRCUIT_BREAKER |  |  |  |  | 178.3 | 2 |  | 504449 |  | [MDSYS.SDO_GEOMETRY]
60914366 | 167131146 | EXISTING | GREENHOUSE | 7584 | ESTERO | 5563 | D | UNKNOWN | SCE | THREE | UNKNOWN | 16KV | LOW 6 | UNKNOWN | MB |  |  |  |  | SYSTEM | 2013-11-28 | aminencn |  |  | SANTA CLARA | NORTH COAST | 20077782 |  | 2217340 |  |  |  |  | -1 | I | 2013-05-29 |  | D |  |  | 166977057 |  |  |  | :07584 | 07584:07584 | main_exi_3_route_oh | CIRCUIT_BREAKER |  |  |  |  | 0 | 5 |  | 504449 |  | [MDSYS.SDO_GEOMETRY]
60914367 | 167174538 | EXISTING | JERUSALEM | 9227 | TENAJA | 8270 | D | UNKNOWN | SCE | THREE | UNKNOWN | 12KV | LOW 7 | UNKNOWN | MB |  |  |  |  | SYSTEM | 2014-09-01 | manthak |  |  | VALLEY | SAN JACINTO | 15379068 |  | 2273862 |  |  |  |  | -1 | I | 2014-07-01 |  | D |  |  | 165408123;165408124 |  |  |  | :09227 | 09227:09227 | main_exi_3_route_oh | CIRCUIT_BREAKER |  |  |  |  | -127.23 | 2 |  | 504449 |  | [MDSYS.SDO_GEOMETRY]
60914368 | 167200598 | EXISTING | HUCKLEBERRY | 8795 | RITTER RANCH | 8504 | D | UNKNOWN | SCE | THREE | UNKNOWN | 12KV | LOW 2 | UNKNOWN | MB |  |  |  |  | SYSTEM | 2013-11-11 | manthak |  |  | VINCENT | MIRA LOMA | 2160626 |  | 2216182 |  |  |  |  | -1 | I | 2013-06-21 |  | D |  |  | 167338007;167747590 |  |  |  | :08795 | 08795:08795 | main_exi_3_route_oh | CIRCUIT_BREAKER |  |  |  |  | -1.78 | 2 |  | 504449 |  | [MDSYS.SDO_GEOMETRY]
60914369 | 167517542 | EXISTING | SHADE | 16227 | PASSONS | 5893 | D | UNKNOWN | SCE | THREE | UNKNOWN | 12KV | LOW 7 | UNKNOWN | MB |  |  |  |  | SYSTEM | 2017-11-16 | maxwelbw |  |  | LIGHTHIPE | METRO WEST | 15982945 |  | 2217998 |  |  |  |  | -1 | I | 2013-06-17 |  | D |  |  | 165832771 |  |  |  | :16227 | 16227:16227 | main_exi_3_route_oh | CIRCUIT_BREAKER |  |  |  |  | 146.06 | 2 |  | 504449 |  | [MDSYS.SDO_GEOMETRY]
60914370 | 168878821 | EXISTING | DONNER | 5208 | IVYGLEN | 8073 | D | UNKNOWN | SCE | THREE | UNKNOWN | 12KV | LOW 6 | UNKNOWN | MB |  |  |  |  | SYSTEM | 2016-01-07 | thompsma |  |  | VALLEY | SAN JACINTO | 16028634 |  | 2220540 |  |  |  |  | -1 | I | 2013-07-29 |  | D |  |  | 169402809;187489170 |  |  |  | :05208 | 05208:05208 | main_exi_3_route_oh | CIRCUIT_BREAKER |  |  |  |  | -58.64 | 2 |  | 504449 |  | [MDSYS.SDO_GEOMETRY]
60914376 | 169025783 | EXISTING | BOBBER | 1851 | BLOOMINGTON | 5620 | D | UNKNOWN | SCE | THREE | UNKNOWN | 12KV | LOW 14 | UNKNOWN | MB |  |  |  |  | SYSTEM | 2014-07-22 | kallurr |  |  | VISTA | DESERT | 15759858 |  | 2217458 |  |  |  |  | -1 | I | 2013-12-06 |  | D |  |  | 169060442;169060443 |  |  |  | :01851 | 01851:01851 | main_exi_3_route_oh | CIRCUIT_BREAKER |  |  |  |  | 0 | 2 |  | 504449 |  | [MDSYS.SDO_GEOMETRY]
60914377 | 169442268 | EXISTING | RUBY | 15556 | LIMESTONE | 8804 | D | UNKNOWN | SCE | THREE | UNKNOWN | 12KV | LOW 19 | UNKNOWN | MB |  |  |  |  | SYSTEM | 2014-08-13 | yallasv |  |  | ELLIS | ORANGE | 19169835 |  | 2220828 |  |  |  |  | -1 | I | 2014-07-01 |  | D |  |  | 169404000;169404001 |  |  |  | :15556 | 15556:15556 | main_exi_3_route_oh | CIRCUIT_BREAKER |  |  |  |  | 153.6 | 2 |  | 504449 |  | [MDSYS.SDO_GEOMETRY]
60914378 | 169604501 | EXISTING | SPLENDORA | 16793 | CARMENITA | 5814 | D | UNKNOWN | SCE | THREE | UNKNOWN | 12KV | LOW 11 | UNKNOWN | MB |  |  |  |  | SYSTEM | 2014-11-28 | aminencn |  |  | LIGHTHIPE | METRO WEST | 15380814 | 2 | 2217816 |  |  |  |  | -1 | I | 2013-07-24 |  | D |  |  | 168728714 |  |  |  | :16793 | 16793:16793 | main_exi_3_route_oh | CIRCUIT_BREAKER |  |  |  |  | 178.22 | 2 |  | 504449 |  | [MDSYS.SDO_GEOMETRY]
60914379 | 169871802 | EXISTING | HENDERSON | 8315 | PORTERVILLE | 5323 | D | UNKNOWN | SCE | THREE | UNKNOWN | 12KV | LOW 20 | UNKNOWN | MB |  |  |  |  | SYSTEM | 2014-04-14 | merugusn |  |  | SAN JOAQUIN | SAN JOAQUIN | 16340917 |  | 2212530 |  |  |  |  | -1 | I | 2013-11-26 |  | D |  |  | 168954640;170002373 |  |  |  | :08315 | 08315:08315 | main_exi_3_route_oh | CIRCUIT_BREAKER |  |  |  |  | -1.79 | 2 |  | 504449 |  | [MDSYS.SDO_GEOMETRY]
60914380 | 169952574 | EXISTING | ZODIAC | 19838 | ESTRELLA | 5865 | D | UNKNOWN | SCE | THREE | UNKNOWN | 12KV | LOW 15 | UNKNOWN | MB |  |  |  |  | SYSTEM | 2014-08-20 | aminencn |  |  | ELLIS | ORANGE | 2191090 | 2 | 2213342 |  |  |  |  | -1 | I | 2013-10-08 |  | D |  |  | 168975797;168975798 |  |  |  | :19838 | 19838:19838 | main_exi_3_route_oh | CIRCUIT_BREAKER |  |  |  |  | 142.41 | 2 |  | 504449 |  | [MDSYS.SDO_GEOMETRY]
60914381 | 170162984 | EXISTING | RUSS BOYD | 11731 | VICTOR | 8049 | B | UNKNOWN | SCE | THREE | UNKNOWN | 33KV | LOW 32 | UNKNOWN | MB |  |  |  |  | SYSTEM | 2014-06-15 | garciacm |  |  | LUGO | DESERT | 19798303 |  | 2218168 |  |  |  |  | -1 | I | 2013-09-23 |  | D |  |  | 169510926 |  |  |  | :11731 | 11731:11731 | main_exi_3_route_oh | CIRCUIT_BREAKER |  |  |  |  | 88.19 | 2 |  | 504449 |  | [MDSYS.SDO_GEOMETRY]
60914382 | 170338789 | EXISTING | CANCUN | 2848 | BREA | 8802 | D | UNKNOWN | SCE | THREE | UNKNOWN | 12KV | LOW 7 | UNKNOWN | MB |  |  |  |  | SYSTEM | 2014-09-23 | aminencn |  |  | VILLA PARK | ORANGE | 15756663 |  | 2216194 |  |  |  |  | -1 | I | 2013-10-01 |  | D |  |  | 168904606;168904607 |  |  |  | :02848 | 02848:02848 | main_exi_3_route_oh | CIRCUIT_BREAKER |  |  |  |  | -1.79 | 2 |  | 504449 |  | [MDSYS.SDO_GEOMETRY]
60914383 | 170813268 | EXISTING | TURMERIC | 18316 | MORENO | 8193 | D | UNKNOWN | SCE | THREE | UNKNOWN | 12KV | LOW 7 | UNKNOWN | MB |  |  |  |  | SYSTEM | 2014-09-18 | amathis |  |  | VALLEY | SAN JACINTO | 16065136 |  | 2218340 |  |  |  |  | -1 | I | 2014-02-10 |  | D |  |  | 170708926;170708927 |  |  |  | :18316 | 18316:18316 | main_exi_3_route_oh | CIRCUIT_BREAKER |  |  |  |  | -91.8 | 2 |  | 504449 |  | [MDSYS.SDO_GEOMETRY]
60914384 | 170935082 | EXISTING | JAGUAR | 9104 | LAMPSON | 5870 | D | UNKNOWN | SCE | THREE | UNKNOWN | 12KV | LOW 9 | UNKNOWN | MB |  |  |  |  | SYSTEM | 2014-09-24 | bessar |  |  | VILLA PARK | ORANGE | 19230547 |  | 2213356 |  |  |  |  | -1 | I | 2014-06-01 |  | D |  |  | 172344038;172344039 |  |  |  | :09104 | 09104:09104 | main_exi_3_route_oh | CIRCUIT_BREAKER |  |  |  |  | 88.72 | 2 |  | 504449 |  | [MDSYS.SDO_GEOMETRY]
60914385 | 172672234 | EXISTING | GRIDLOCK | 7664 | NOGALES | 5655 | D | UNKNOWN | SCE | THREE | UNKNOWN | 12KV | LOW 10 | UNKNOWN | MB |  |  |  |  | SYSTEM | 2014-10-15 | delriokm |  |  | MIRA LOMA | METRO EAST | 15346641 |  | 2215204 |  |  |  |  | -1 | I | 2014-10-10 |  | D |  |  | 177793472;190695254 |  |  |  | :07664 | 07664:07664 | main_exi_3_route_oh | CIRCUIT_BREAKER |  |  |  |  | -168.28 | 2 |  | 504449 |  | [MDSYS.SDO_GEOMETRY]
60914386 | 172672382 | EXISTING | TIGERCAT | 17862 | KIMBALL | 5176 | D | UNKNOWN | SCE | THREE | UNKNOWN | 12KV | LOW 5 | UNKNOWN | MB |  |  |  |  | MAPPER | 2017-11-07 | murilljl |  |  | MIRA LOMA | METRO EAST | 18873567 |  | 2688 |  |  |  |  | -1 | I | 2014-10-30 |  | D |  |  | 176983587 |  |  |  | :17862 | 17862:17862 | main_exi_3_route_oh | CIRCUIT_BREAKER |  |  |  |  | -91.8 | 2 |  | 504449 |  | [MDSYS.SDO_GEOMETRY]
60914387 | 172672390 | EXISTING | SKYTRAIN | 16497 | KIMBALL | 5176 | D | UNKNOWN | SCE | THREE | UNKNOWN | 12KV | LOW 6 | UNKNOWN | MB |  |  |  |  | SYSTEM | 2014-12-08 | murilljl |  |  | MIRA LOMA | METRO EAST | 19141008 |  | 2688 |  |  |  |  | -1 | I | 2014-11-21 |  | D |  |  | 176653457;177629650 |  |  |  | :16497 | 16497:16497 | main_exi_3_route_oh | CIRCUIT_BREAKER |  |  |  |  | -92.25 | 2 |  | 504449 |  | [MDSYS.SDO_GEOMETRY]
60914388 | 172672481 | EXISTING | STIG | 17024 | CUCAMONGA | 5677 | D | UNKNOWN | SCE | THREE | UNKNOWN | 12KV | LOW 17 | UNKNOWN | MB |  |  |  |  | SYSTEM | 2015-10-01 | lantzmk |  |  | MIRA LOMA | METRO EAST | 19759891 |  | 2219902 |  |  |  |  | -1 | I | 2014-05-21 |  | D |  |  | 174165088 |  |  |  | :17024 | 17024:17024 | main_exi_3_route_oh | CIRCUIT_BREAKER |  |  |  |  | 178.52 | 2 |  | 504449 |  | [MDSYS.SDO_GEOMETRY]
60914393 | 173323175 | EXISTING | SOHO | 16611 | LA PALMA | 5873 | D | UNKNOWN | SCE | THREE | UNKNOWN | 12KV | LOW 10 | UNKNOWN | MB |  |  |  |  | SYSTEM | 2014-08-14 | merugusn |  |  | VILLA PARK | ORANGE | 18497969 |  | 2215636 |  |  |  |  | -1 | I | 2014-07-01 |  | D |  |  | 173898725;173898726 |  |  |  | :16611 | 16611:16611 | main_exi_3_route_oh | CIRCUIT_BREAKER |  |  |  |  | 88.26 | 2 |  | 504449 |  | [MDSYS.SDO_GEOMETRY]
60914395 | 173632862 | EXISTING | MONEY | 12084 | SANTIAGO | 5088 | D | UNKNOWN | SCE | THREE | UNKNOWN | 12KV | LOW 32 | UNKNOWN | MB |  |  |  |  | SYSTEM | 2014-08-30 | attadas |  |  | ELLIS | ORANGE | 15306936 |  | 2211986 |  |  |  |  | -1 | I | 2014-05-28 |  | D |  |  | 174273511;174273512 |  |  |  | :12084 | 12084:12084 | main_exi_3_route_oh | CIRCUIT_BREAKER |  |  |  |  | -129.14 | 2 |  | 504449 |  | [MDSYS.SDO_GEOMETRY]
60914396 | 173632870 | EXISTING | TOLAR | 17945 | SANTIAGO | 5088 | D | UNKNOWN | SCE | THREE | UNKNOWN | 12KV | LOW 33 | UNKNOWN | MB |  |  |  |  | SYSTEM | 2014-10-31 | bessar |  |  | ELLIS | ORANGE | 15205392 |  | 2211986 |  |  |  |  | -1 | I | 2014-05-28 |  | D |  |  | 173101686;173101687 |  |  |  | :17945 | 17945:17945 | main_exi_3_route_oh | CIRCUIT_BREAKER |  |  |  |  | 139.39 | 2 |  | 504449 |  | [MDSYS.SDO_GEOMETRY]
60914397 | 173633014 | EXISTING | GORDO | 7446 | VIEJO | 5083 | D | UNKNOWN | SCE | THREE | UNKNOWN | 12KV | LOW 13 | UNKNOWN | MB |  |  |  |  | SYSTEM | 2014-08-13 | yallasv |  |  | ELLIS | ORANGE | 18900664 |  | 2211936 |  |  |  |  | -1 | I | 2014-05-28 |  | D |  |  | 173663197;173663198 |  |  |  | :07446 | 07446:07446 | main_exi_3_route_oh | CIRCUIT_BREAKER |  |  |  |  | 119.51 | 2 |  | 504449 |  | [MDSYS.SDO_GEOMETRY]
60914398 | 173719804 | EXISTING | HILLGREEN | 8435 | HILLGREEN P.T. | 7385 | A | UNKNOWN | SCE | THREE | UNKNOWN | 2.4KV | LOW 1 | UNKNOWN | MB |  |  |  |  | SYSTEM | 2014-07-31 | lantzmk |  |  | EL NIDO | METRO WEST | 27509550 |  | 27509548 |  |  |  |  | -1 | I | 2014-07-30 |  | D |  |  | 175449320 |  |  |  | :08435 | 08435:08435 | main_exi_3_route_oh | CIRCUIT_BREAKER |  |  |  |  | 89.28 | 2 |  | 504449 |  | [MDSYS.SDO_GEOMETRY]
60914399 | 173723331 | EXISTING | HOURGLASS | 8747 | SHIP | 8832 | C | UNKNOWN | SCE | THREE | UNKNOWN | 12KV | LOW 3 | UNKNOWN | MB |  |  |  |  | SYSTEM | 2015-05-08 | lantzmk |  |  | LIGHTHIPE | METRO WEST | 24335452 |  | 19964997 |  |  |  |  | -1 | I | 2014-12-08 |  | D |  |  | 172696448 |  |  |  | :08747 | 08747:08747 | main_exi_3_route_oh | CIRCUIT_BREAKER |  |  |  |  | -85.28 | 2 |  | 504449 |  | [MDSYS.SDO_GEOMETRY]
60914400 | 173851849 | EXISTING | BRADSHAW | 2125 | DEL AMO | 5075 | D | UNKNOWN | SCE | THREE | UNKNOWN | 12KV | LOW 23 | UNKNOWN | MB |  |  |  |  | SYSTEM | 2017-11-20 | maxwelbw |  |  | LIGHTHIPE | METRO WEST | 19143168 |  | 26954908 |  |  |  |  | -1 | I | 2014-07-01 |  | D |  |  | 175067246 |  |  |  | :02125 | 02125:02125 | main_exi_3_route_oh | CIRCUIT_BREAKER |  |  |  |  | 178.35 | 2 |  | 504449 |  | [MDSYS.SDO_GEOMETRY]
60914401 | 173851857 | EXISTING | NESTLE | 12618 | DEL AMO | 5075 | D | UNKNOWN | SCE | THREE | UNKNOWN | 12KV | LOW 22 | UNKNOWN | MB |  |  |  |  | SYSTEM | 2015-08-24 | maxwelbw |  |  | LIGHTHIPE | METRO WEST | 19143372 |  | 26954908 |  |  |  |  | -1 | I | 2014-07-01 |  | D |  |  | 173624672;181953914 |  |  |  | :12618 | 12618:12618 | main_exi_3_route_oh | CIRCUIT_BREAKER |  |  |  |  | 0 | 2 |  | 504449 |  | [MDSYS.SDO_GEOMETRY]
60914402 | 173851865 | EXISTING | TOBLERONE | 17931 | DEL AMO | 5075 | D | UNKNOWN | SCE | THREE | UNKNOWN | 12KV | LOW 21 | UNKNOWN | MB |  |  |  |  | SYSTEM | 2015-02-13 | bessar |  |  | LIGHTHIPE | METRO WEST | 19157546 |  | 26954908 |  |  |  |  | -1 | I | 2014-07-01 |  | D |  |  | 173106071;175664451 |  |  |  | :17931 | 17931:17931 | main_exi_3_route_oh | CIRCUIT_BREAKER |  |  |  |  | 0 | 2 |  | 504449 |  | [MDSYS.SDO_GEOMETRY]
60914408 | 175046561 | EXISTING | RAVENNA | 14716 | CYPRESS | 5837 | D | UNKNOWN | SCE | THREE | UNKNOWN | 12KV | LOW 12 | UNKNOWN | MB |  |  |  |  | SYSTEM | 2015-03-19 | attadas |  |  | LIGHTHIPE | METRO WEST | 19236922 |  | 2217874 |  |  |  |  | -1 | I | 2014-07-03 |  | D |  |  | 175184303 |  |  |  | :14716 | 14716:14716 | main_exi_3_route_oh | CIRCUIT_BREAKER |  |  |  |  | 0 | 2 |  | 504449 |  | [MDSYS.SDO_GEOMETRY]
60914409 | 175946887 | EXISTING | DRYLANDS | 5344 | COTTONWOOD | 8027 | B | UNKNOWN | SCE | THREE | UNKNOWN | 33KV | LOW 5 | UNKNOWN | MB |  |  |  |  | SYSTEM | 2014-08-14 | lantzmk |  |  | LUGO | DESERT | 24335453 |  | 2218096 |  |  |  |  | -1 | I | 2014-08-01 |  | D |  |  | 175273207 |  |  |  | :05344 | 05344:05344 | main_exi_3_route_oh | CIRCUIT_BREAKER |  |  |  |  | -1.84 | 2 |  | 504449 |  | [MDSYS.SDO_GEOMETRY]
60914415 | 176891503 | EXISTING | AVALON | 872 | PEBBLY BEACH | 3064 | D | UNKNOWN | SCE | THREE | UNKNOWN | 12KV | LOW 4 | UNKNOWN | MB |  |  |  |  | SYSTEM | 2015-10-01 | lantzmk |  |  | LIGHTHIPE | CATALINA | 27685182 |  | 2273810 |  |  |  |  | -1 | I | 2014-08-16 |  | D |  |  | 177540190 |  |  |  | :00872 | 00872:00872 | main_exi_3_route_oh | CIRCUIT_BREAKER |  |  |  |  | -91.75 | 2 |  | 504449 |  | [MDSYS.SDO_GEOMETRY]
60914416 | 177137712 | EXISTING | SUNNYVALE | 17282 | CARODEAN | 8072 | D | UNKNOWN | SCE | THREE | UNKNOWN | 12KV | LOW 3 | UNKNOWN | MB |  |  |  |  | SYSTEM | 2014-11-19 | gallog |  |  | DEVERS | RURALS | 2190936 | 2 | 2215858 |  |  |  |  | -1 | I | 2014-11-15 |  | D |  |  | 178634832;179383248 |  |  |  | :17282 | 17282:17282 | main_exi_3_route_oh | CIRCUIT_BREAKER |  |  |  |  | -91.35 | 2 |  | 504449 |  | [MDSYS.SDO_GEOMETRY]
60914417 | 177501155 | EXISTING | EAGLE CREST | 5487 | EAGLE CREST P.T. | 7224 | A | UNKNOWN | SCE | THREE | UNKNOWN | 12KV | LOW 1 | UNKNOWN | MB |  |  |  |  | SYSTEM | 2014-08-19 | lantzmk |  |  | VALLEY | SAN JACINTO | 26554031 |  | 26553879 |  |  |  |  | -1 | I | 2014-08-20 |  | D |  |  | 177140586;177140587 |  |  |  | :05487 | 05487:05487 | main_exi_3_route_oh | CIRCUIT_BREAKER |  |  |  |  | -92.34 | 2 |  | 504449 |  | [MDSYS.SDO_GEOMETRY]
60914418 | 177962200 | EXISTING | WELLHEAD | 21103 | PROCESS | 8834 | C | UNKNOWN | SCE | THREE | UNKNOWN | 12KV | LOW 1 | UNKNOWN | MB |  |  |  |  | SYSTEM | 2014-11-13 | lantzmk |  |  | LIGHTHIPE | METRO WEST | 24335451 |  | 28040712 |  |  |  |  | -1 | I | 2014-11-07 |  | D |  |  | 177559078 |  |  |  | :21103 | 21103:21103 | main_exi_3_route_oh | CIRCUIT_BREAKER |  |  |  |  | 0 | 2 |  | 504449 |  | [MDSYS.SDO_GEOMETRY]
60914419 | 179366091 | EXISTING | RAPTOR | 14707 | HARPER LAKE | 8160 | D | UNKNOWN | SCE | THREE | UNKNOWN | 12KV | LOW 4 | UNKNOWN | MB |  |  |  |  | SYSTEM | 2015-03-09 | lantzmk |  |  | BARSTOW | RURALS | 25903425 |  | 29470623 |  |  |  |  | -1 | I | 2015-03-05 |  | D |  |  | 180106951 |  |  |  | :14707 | 14707:14707 | main_exi_3_route_oh | CIRCUIT_BREAKER |  |  |  |  | -42.93 | 2 |  | 504449 |  | [MDSYS.SDO_GEOMETRY]
60914420 | 180706429 | EXISTING | SPADES | 16719 | JOHANNA | 5085 | D | UNKNOWN | SCE | THREE | UNKNOWN | 12KV | LOW 21 | UNKNOWN | MB |  |  |  |  | SYSTEM | 2017-09-20 | thompsma |  |  | ELLIS | ORANGE | 15426289 |  | 2216608 |  |  |  |  | -1 | I | 2015-02-25 |  | D |  |  | 179786185 |  |  |  | :16719 | 16719:16719 | main_exi_3_route_oh | CIRCUIT_BREAKER |  |  |  |  | -1.66 | 2 |  | 504449 |  | [MDSYS.SDO_GEOMETRY]
60914421 | 180706520 | EXISTING | COUNTERFEIT | 4175 | SANTIAGO | 5088 | D | UNKNOWN | SCE | THREE | UNKNOWN | 12KV | LOW 34 | UNKNOWN | MB |  |  |  |  | SYSTEM | 2015-02-25 | lantzmk |  |  | ELLIS | ORANGE | 23485301 |  | 2211986 |  |  |  |  | -1 | I | 2015-02-25 |  | D |  |  | 179559949;179559950 |  |  |  | :04175 | 04175:04175 | main_exi_3_route_oh | CIRCUIT_BREAKER |  |  |  |  | -38.02 | 2 |  | 504449 |  | [MDSYS.SDO_GEOMETRY]
60914422 | 180791650 | EXISTING | ASTON | 812 | NARROWS | 5838 | D | UNKNOWN | SCE | THREE | UNKNOWN | 12KV | LOW 11 | UNKNOWN | MB |  |  |  |  | SYSTEM | 2015-07-02 | lantzmk |  |  | MESA | METRO EAST | 23485182 |  | 2220218 |  |  |  |  | -1 | I | 2015-01-27 |  | D |  |  | 180311331 |  |  |  | :00812 | 00812:00812 | main_exi_3_route_oh | CIRCUIT_BREAKER |  |  |  |  | -2.4 | 2 |  | 504449 |  | [MDSYS.SDO_GEOMETRY]
60914423 | 181967261 | EXISTING | GOLDMINER | 7412 | GOLDMINER P.T. | 7327 | A | UNKNOWN | SCE | THREE | UNKNOWN | 12KV | LOW 1 | UNKNOWN | MB |  |  |  |  | SYSTEM | 2015-06-15 | lantzmk |  | P5557231 5 MVA 33/12KV | BARSTOW | RURALS | 25903118 |  | 25902923 |  |  |  |  | -1 | I | 2015-06-18 |  | D |  |  | 182415300;188073441 |  |  |  | :07412 | 07412:07412 | main_exi_3_route_oh | CIRCUIT_BREAKER |  |  |  |  | -91.69 | 2 |  | 504449 |  | [MDSYS.SDO_GEOMETRY]
60914424 | 181967266 | EXISTING | TREATMENT | 18117 | TREATMENT P.T. | 7827 | A | UNKNOWN | SCE | THREE | UNKNOWN | 12KV | LOW 1 | UNKNOWN | MB |  |  |  |  | SYSTEM | 2015-06-15 | lantzmk |  | 5MW 33/12KV P5557230 | BARSTOW | RURALS | 30035065 |  | 30116552 |  |  |  |  | -1 | I | 2015-06-18 |  | D |  |  | 181984859 |  |  |  | :18117 | 18117:18117 | main_exi_3_route_oh | CIRCUIT_BREAKER |  |  |  |  | -91.84 | 2 |  | 504449 |  | [MDSYS.SDO_GEOMETRY]
60914425 | 182075414 | EXISTING | OMICRON | 13165 | TELEGRAPH | 5892 | D | UNKNOWN | SCE | THREE | UNKNOWN | 12KV | LOW 13 | UNKNOWN | MB |  |  |  |  | SYSTEM | 2017-09-28 | bradlem |  |  | VILLA PARK | ORANGE | 23512694 |  | 2213396 |  |  |  |  | -1 | I | 2015-07-01 |  | D |  |  | 182778649 |  |  |  | :13165 | 13165:13165 | main_exi_3_route_oh | CIRCUIT_BREAKER |  |  |  |  | 89.74 | 2 |  | 504449 |  | [MDSYS.SDO_GEOMETRY]
60914426 | 182391988 | EXISTING | CULVERDALE | 4502 | CABRILLO | 5879 | D | UNKNOWN | SCE | THREE | UNKNOWN | 12KV | LOW 21 | UNKNOWN | MB |  |  |  |  | SYSTEM | 2015-04-16 | lantzmk |  |  | ELLIS | ORANGE | 23829734 |  | 2220290 |  |  |  |  | -1 | I | 2015-04-17 |  | D |  |  | 181928323;181928324 |  |  |  | :04502 | 04502:04502 | main_exi_3_route_oh | CIRCUIT_BREAKER |  |  |  |  | 48.89 | 2 |  | 504449 |  | [MDSYS.SDO_GEOMETRY]
60914427 | 182779021 | EXISTING | OSLO | 13301 | LAS LOMAS | 5902 | D | UNKNOWN | SCE | THREE | UNKNOWN | 12KV | LOW 6 | UNKNOWN | MB |  |  |  |  | SYSTEM | 2015-05-26 | evasicj |  |  | ELLIS | ORANGE | 14689580 |  | 14537023 |  |  |  |  | -1 | I | 2015-05-21 |  | D |  |  | 181788011;183000707 |  |  |  | :13301 | 13301:13301 | main_exi_3_route_oh | CIRCUIT_BREAKER |  |  |  |  | -91.79 | 2 |  | 504449 |  | [MDSYS.SDO_GEOMETRY]
60914428 | 183038050 | EXISTING | GRHARTMAN | 19384 | BRADBURY | 5171 | D | UNKNOWN | SCE | THREE | UNKNOWN | 16KV | LOW 9 | UNKNOWN | MB |  |  |  |  | SYSTEM | 2015-06-02 | lantzmk |  |  | MESA | METRO EAST | 19000228 |  | 2219128 |  |  |  |  | -1 | I | 2015-07-01 |  | D |  |  | 181842793 |  |  |  | :19384 | 19384:19384 | main_exi_3_route_oh | CIRCUIT_BREAKER |  |  |  |  | -1.78 | 2 |  | 504449 |  | [MDSYS.SDO_GEOMETRY]
60914434 | 183222244 | EXISTING | POSTON | 14368 | POSTON (BIA) | 4203 | F | UNKNOWN | SCE | THREE | UNKNOWN | 12KV | LOW 1 | UNKNOWN | MB |  |  |  |  | SYSTEM | 2015-06-09 | lantzmk |  | POSTON 12KV | DEVERS | RURALS | 30096238 |  | 2274131 |  |  |  |  | -1 | I | 1984-08-01 |  | D |  |  | 183610814 |  |  |  | :14368 | 14368:14368 | main_exi_3_route_oh | CIRCUIT_BREAKER |  |  |  |  | 50.54 | 20 |  | 504449 |  | [MDSYS.SDO_GEOMETRY]
60914435 | 184938404 | EXISTING | LB NETWORK | 10682 | LB NETWORK | 4442 | D | UNKNOWN | SCE | THREE | UNKNOWN | 12KV | LOW 1 | UNKNOWN | MB |  |  |  |  | SYSTEM | 2017-10-02 | lantzmk |  |  | LIGHTHIPE | METRO WEST | 2176592 |  | 30668547 |  |  |  |  | -1 | I | 1950-01-01 |  | D |  |  | 184973140 |  |  |  | :10682 | 10682:10682 | main_exi_3_route_oh | CIRCUIT_BREAKER |  |  |  |  | -93.7 | 1 |  | 504449 |  | [MDSYS.SDO_GEOMETRY]
60914436 | 185091406 | EXISTING | ESCONDIDO | 6044 | ESCONDIDO P.T. | 7215 | A | UNKNOWN | SCE | THREE | UNKNOWN | 12KV | LOW 1 | UNKNOWN | MB |  |  |  |  | SYSTEM | 2015-12-08 | lantzmk |  |  | SAUGUS | NORTH COAST | 2150952 |  | 2123674 |  |  |  |  | -1 | I | 1969-07-01 |  | D |  |  | 185857978 |  |  |  | :06044 | 06044:06044 | main_exi_3_route_oh | CIRCUIT_BREAKER |  |  |  |  | -91.79 | 2 |  | 504449 |  | [MDSYS.SDO_GEOMETRY]
60914437 | 185231247 | EXISTING | MENDOCINO | 11639 | FAIRVIEW | 5821 | D | UNKNOWN | SCE | THREE | UNKNOWN | 12KV | LOW 14 | UNKNOWN | MB |  |  |  |  | SYSTEM | 2015-11-12 | lantzmk |  |  | ELLIS | ORANGE | 23536643 |  | 2220170 |  |  |  |  | -1 | I | 2015-11-13 |  | D |  |  | 185870825;185870826 |  |  |  | :11639 | 11639:11639 | main_exi_3_route_oh | CIRCUIT_BREAKER |  |  |  |  | -35.05 | 2 |  | 504449 |  | [MDSYS.SDO_GEOMETRY]
60914438 | 185256513 | EXISTING | BONNEVILLE | 1915 | LAKEVIEW | 8056 | D | UNKNOWN | SCE | THREE | UNKNOWN | 12KV | LOW 1 | UNKNOWN | MB |  |  |  |  | SYSTEM | 2016-07-22 | thompsma |  |  | VALLEY | SAN JACINTO | 15237635 | 1 | 31132986 |  |  |  |  | -1 | I | 2015-09-01 |  | D |  |  | 185677187;185677188 |  |  |  | :01915 | 01915:01915 | main_exi_3_route_oh | CIRCUIT_BREAKER |  |  |  |  | 59.34 | 2 |  | 504449 |  | [MDSYS.SDO_GEOMETRY]
60914439 | 185256518 | EXISTING | GREAT SALT | 7569 | LAKEVIEW | 8056 | D | UNKNOWN | SCE | THREE | UNKNOWN | 12KV | LOW 2 | UNKNOWN | MB |  |  |  |  | SYSTEM | 2016-03-07 | bradlem |  |  | VALLEY | SAN JACINTO | 15237638 |  | 31132986 |  |  |  |  | -1 | I | 2015-09-01 |  | D |  |  | 185114531;185114532 |  |  |  | :07569 | 07569:07569 | main_exi_3_route_oh | CIRCUIT_BREAKER |  |  |  |  | 56.69 | 2 |  | 504449 |  | [MDSYS.SDO_GEOMETRY]
60914440 | 185256523 | EXISTING | SOGGY | 9047 | LAKEVIEW | 8056 | D | UNKNOWN | SCE | THREE | UNKNOWN | 12KV | LOW 3 | UNKNOWN | MB |  |  |  |  | SYSTEM | 2015-09-29 | lantzmk |  |  | VALLEY | SAN JACINTO | 15287806 | 1 | 31132986 |  |  |  |  | -1 | I | 2015-09-01 |  | D |  |  | 185256539;185256540 |  |  |  | :09047 | 09047:09047 | main_exi_3_route_oh | CIRCUIT_BREAKER |  |  |  |  | 90.41 | 2 |  | 504449 |  | [MDSYS.SDO_GEOMETRY]
60914441 | 185256528 | EXISTING | WOBEGONE | 19586 | LAKEVIEW | 8056 | D | UNKNOWN | SCE | THREE | UNKNOWN | 12KV | LOW 4 | UNKNOWN | MB |  |  |  |  | SYSTEM | 2015-09-29 | lantzmk |  |  | VALLEY | SAN JACINTO | 15278568 | 1 | 31132986 |  |  |  |  | -1 | I | 2015-09-01 |  | D |  |  | 186458907;186458908 |  |  |  | :19586 | 19586:19586 | main_exi_3_route_oh | CIRCUIT_BREAKER |  |  |  |  | 55.65 | 2 |  | 504449 |  | [MDSYS.SDO_GEOMETRY]
60914442 | 185460156 | EXISTING | PARAGON | 13663 | IRVINE | 5829 | D | UNKNOWN | SCE | THREE | UNKNOWN | 12KV | LOW 11 | UNKNOWN | MB |  |  |  |  | SYSTEM | 2016-04-07 | lantzmk |  |  | ELLIS | ORANGE | 26587657 |  | 2217856 |  |  |  |  | -1 | I | 2016-03-23 |  | D |  |  | 185106437;185106438 |  |  |  | :13663 | 13663:13663 | main_exi_3_route_oh | CIRCUIT_BREAKER |  |  |  |  | -39.3 | 2 |  | 504449 |  | [MDSYS.SDO_GEOMETRY]
60914443 | 186295855 | EXISTING | DOG PATCH | 5148 | SAN ONOFRE | 8055 | D | UNKNOWN | SCE | THREE | UNKNOWN | 12KV | LOW 6 | UNKNOWN | MB |  |  |  |  | SYSTEM | 2015-10-13 | lantzmk |  |  | ELLIS | ORANGE | 29735285 |  | 31234037 |  |  |  |  | -1 | I | 2015-12-15 |  | D |  |  | 185553003 |  |  |  | :05148 | 05148:05148 | main_exi_3_route_oh | CIRCUIT_BREAKER |  |  |  |  | 146.42 | 2 |  | 504449 |  | [MDSYS.SDO_GEOMETRY]
60914444 | 186295860 | EXISTING | OLD MANS | 13084 | SAN ONOFRE | 8055 | D | UNKNOWN | SCE | THREE | UNKNOWN | 12KV | LOW 7 | UNKNOWN | MB |  |  |  |  | SYSTEM | 2015-10-15 | evasicj |  |  | ELLIS | ORANGE | 29735329 |  | 31234037 |  |  |  |  | -1 | I | 2015-12-15 |  | D |  |  | 187111436 |  |  |  | :13084 | 13084:13084 | main_exi_3_route_oh | CIRCUIT_BREAKER |  |  |  |  | 177.99 | 2 |  | 504449 |  | [MDSYS.SDO_GEOMETRY]
60914445 | 186351725 | EXISTING | SEABOARD | 16034 | TAPIA | 5277 | D | UNKNOWN | SCE | THREE | UNKNOWN | 16KV | LOW 3 | UNKNOWN | MB |  |  |  |  | SYSTEM | 2015-10-13 | lantzmk |  |  | MOORPARK | NORTH COAST | 15530337 |  | 2212436 |  |  |  |  | -1 | F | 2014-07-01 |  | D |  |  | 186115434;186281565 |  |  |  | :16034 | 16034:16034 | main_exi_3_route_oh | CIRCUIT_BREAKER |  |  |  |  | -92.39 | 2 |  | 504449 |  | [MDSYS.SDO_GEOMETRY]
60914446 | 186364886 | EXISTING | YACHT | 19701 | YACHT P.T. | 7928 | A | UNKNOWN | SCE | THREE | UNKNOWN | 4KV | LOW 1 | UNKNOWN | MB |  |  |  |  | SYSTEM | 2015-10-22 | lantzmk |  |  | ELLIS | ORANGE | 29525476 |  | 29525475 |  |  |  |  | -1 | I | 2015-10-15 |  | D |  |  | 185991422;186199263 |  |  |  | :19701 | 19701:19701 | main_exi_3_route_oh | CIRCUIT_BREAKER |  |  |  |  | -53.91 | 2 |  | 504449 |  | [MDSYS.SDO_GEOMETRY]
60914447 | 186986613 | EXISTING | BRAVES | 2155 | SHAWNEE | 5869 | D | UNKNOWN | SCE | THREE | UNKNOWN | 12KV | LOW 10 | UNKNOWN | MB |  |  |  |  | SYSTEM | 2016-02-19 | lantzmk |  |  | VILLA PARK | ORANGE | 27985913 |  | 2213352 |  |  |  |  | -1 | I | 2016-01-29 |  | D |  |  | 186618491 |  |  |  | :02155 | 02155:02155 | main_exi_3_route_oh | CIRCUIT_BREAKER |  |  |  |  | 89.06 | 2 |  | 504449 |  | [MDSYS.SDO_GEOMETRY]
60914448 | 186986706 | EXISTING | BLACKGOLD | 1752 | RUSH | 5116 | D | UNKNOWN | SCE | THREE | UNKNOWN | 16KV | LOW 11 | UNKNOWN | MB |  |  |  |  | SYSTEM | 2016-02-08 | maxwelbw |  |  | MESA | METRO EAST | 23622055 |  | 2212060 |  |  |  |  | -1 | F | 2015-12-31 |  | D |  |  | 186216853 |  |  |  | :01752 | 01752:01752 | main_exi_3_route_oh | CIRCUIT_BREAKER |  |  |  |  | 0 | 2 |  | 504449 |  | [MDSYS.SDO_GEOMETRY]
60914449 | 187635961 | EXISTING | MCFADDEN | 11484 | FAIRVIEW | 5821 | D | UNKNOWN | SCE | THREE | UNKNOWN | 12KV | LOW 15 | UNKNOWN | MB |  |  |  |  | SYSTEM | 2016-07-26 | bradlem |  |  | ELLIS | ORANGE | 26691871 |  | 2220170 |  |  |  |  | -1 | I | 2016-07-23 |  | D |  |  | 189212419;189212420 |  |  |  | :11484 | 11484:11484 | main_exi_3_route_oh | CIRCUIT_BREAKER |  |  |  |  | -144.46 | 2 |  | 504449 |  | [MDSYS.SDO_GEOMETRY]
60914453 | 187636052 | EXISTING | WAUKENA | 19066 | OCTOL | 5320 | D | UNKNOWN | SCE | THREE | UNKNOWN | 12KV | LOW 6 | UNKNOWN | MB |  |  |  |  | SYSTEM | 2016-06-04 | lantzmk |  |  | SAN JOAQUIN | SAN JOAQUIN | 26493738 |  | 2214766 |  |  |  |  | -1 | I | 2016-06-01 |  | D |  |  | 188536115;190238563 |  |  |  | :19066 | 19066:19066 | main_exi_3_route_oh | CIRCUIT_BREAKER |  |  |  |  | -91.79 | 2 |  | 504449 |  | [MDSYS.SDO_GEOMETRY]
60914456 | 189043649 | EXISTING | WONDERFUL | 19594 | LAUREL | 5315 | D | UNKNOWN | SCE | THREE | UNKNOWN | 12KV | LOW 5 | UNKNOWN | MB |  |  |  |  | SYSTEM | 2016-06-23 | lantzmk |  | LAUREL SUB | SAN JOAQUIN | SAN JOAQUIN | 26554501 |  | 2212502 |  |  |  |  | -1 | I | 2016-05-30 |  | D |  |  | 189095643;190500613 |  |  |  | :19594 | 19594:19594 | main_exi_3_route_oh | CIRCUIT_BREAKER |  |  |  |  | -92.19 | 2 |  | 504449 |  | [MDSYS.SDO_GEOMETRY]
60914457 | 189292485 | EXISTING | CABO | 2583 | BREA | 8802 | D | UNKNOWN | SCE | THREE | UNKNOWN | 12KV | LOW 8 | UNKNOWN | MB |  |  |  |  | SYSTEM | 2016-01-20 | lantzmk |  |  | VILLA PARK | ORANGE | 26554751 |  | 2216194 |  |  |  |  | -1 | I | 2016-01-18 |  | D |  |  | 188699858;188699859 |  |  |  | :02583 | 02583:02583 | main_exi_3_route_oh | CIRCUIT_BREAKER |  |  |  |  | -1.89 | 2 |  | 504449 |  | [MDSYS.SDO_GEOMETRY]
60914458 | 189292641 | EXISTING | CALGARY | 2672 | LAS LOMAS | 5902 | D | UNKNOWN | SCE | THREE | UNKNOWN | 12KV | LOW 7 | UNKNOWN | MB |  |  |  |  | SYSTEM | 2017-12-11 | thompsma |  |  | ELLIS | ORANGE | 14689357 |  | 14537023 |  |  |  |  | -1 | I | 2016-01-18 |  | D |  |  | 189309581 |  |  |  | :02672 | 02672:02672 | main_exi_3_route_oh | CIRCUIT_BREAKER |  |  |  |  | -92.23 | 2 |  | 504449 |  | [MDSYS.SDO_GEOMETRY]
60914459 | 189292646 | EXISTING | MUNICH | 12356 | LAS LOMAS | 5902 | D | UNKNOWN | SCE | THREE | UNKNOWN | 12KV | LOW 8 | UNKNOWN | MB |  |  |  |  | SYSTEM | 2016-01-20 | lantzmk |  |  | ELLIS | ORANGE | 14689582 |  | 14537023 |  |  |  |  | -1 | I | 2016-01-18 |  | D |  |  | 188506608;188506609 |  |  |  | :12356 | 12356:12356 | main_exi_3_route_oh | CIRCUIT_BREAKER |  |  |  |  | -91.79 | 2 |  | 504449 |  | [MDSYS.SDO_GEOMETRY]
60913195 | 61273657 | EXISTING | HINES | 8276 | IRVINE | 5829 | D | NO | SCE | THREE | UNKNOWN | 12KV | LOW 6 | UNKNOWN | MB | UNKNOWN | UNKNOWN |  |  | SYSTEM | 2016-03-25 | lantzmk |  | CONSOLIDATED | ELLIS | ORANGE | 2160250 |  | 2217856 | S | N | N |  | -1 | I | 1987-05-01 |  | D |  | 61273664 | 61317981;61317982 |  |  |  | :08276 | 08276:08276 | main_exi_3_route_oh | CIRCUIT_BREAKER |  |  |  |  | -1.79 | 2 |  | 504449 |  | [MDSYS.SDO_GEOMETRY]
60913196 | 61279437 | EXISTING | THELMA | 17754 | LA VETA | 5835 | D | NO | SCE | THREE | UNKNOWN | 12KV | LOW 3 | UNKNOWN | MB | UNKNOWN | UNKNOWN |  |  | SYSTEM | 2018-01-11 | thompsma |  | CONSOLIDATED | VILLA PARK | ORANGE | 2190354 | 2 | 2215558 | A | N | N |  | -1 | I | 1962-11-01 |  | D |  | 61279447 | 61391407 |  |  |  | :17754 | 17754:17754 | main_exi_3_route_oh | CIRCUIT_BREAKER |  |  |  |  | -1.78 | 2 |  | 504449 |  | [MDSYS.SDO_GEOMETRY]
60913197 | 61279761 | EXISTING | MCMANUS | 11515 | THORNHILL | 8004 | D | NO | SCE | THREE | UNKNOWN | 12KV | LOW 6 | UNKNOWN | MB | UNKNOWN | UNKNOWN |  |  | SYSTEM | 2014-04-18 | kallurr |  | CONSOLIDATED | DEVERS | DESERT | 2172460 |  | 2220356 | A | N | Y | 238 | -1 | I | 1966-08-01 |  | D |  | 61279768 | 61324297 |  |  |  | :11515 | 11515:11515 | main_exi_3_route_oh | CIRCUIT_BREAKER |  |  |  |  | -1.85 | 3 |  | 504449 |  | [MDSYS.SDO_GEOMETRY]
60913198 | 61326582 | EXISTING | MEADOWBROOK | 11550 | CARDIFF | 5608 | D | NO | SCE | THREE | UNKNOWN | 12KV | LOW 7 | UNKNOWN | MB | UNKNOWN | UNKNOWN |  |  | SYSTEM | 2017-09-26 | krumwimg |  | CONSOLIDATED | VISTA | DESERT | 2177150 | 4 | 2217428 | S | N | Y | 132 | -1 | I | 1950-01-01 |  | D |  | 61326589 | 61345576 |  |  |  | :11550 | 11550:11550 | main_exi_3_route_oh | CIRCUIT_BREAKER |  |  |  |  | -1.81 | 3 |  | 504449 |  | [MDSYS.SDO_GEOMETRY]
60913199 | 61346709 | EXISTING | MEAGAN | 11554 | UPLAND | 5635 | D | NO | SCE | THREE | UNKNOWN | 12KV | LOW 3 | UNKNOWN | MB | UNKNOWN | UNKNOWN |  |  | SYSTEM | 2014-07-16 | merugusn |  | CONSOLIDATED | MIRA LOMA | METRO EAST | 2177152 | 4 | 2217504 | S | N | N |  | -1 | I | 1992-08-13 |  | D |  | 61346716 | 61399909 |  |  |  | :11554 | 11554:11554 | main_exi_3_route_oh | CIRCUIT_BREAKER |  |  |  |  | -1.79 | 3 |  | 504449 |  | [MDSYS.SDO_GEOMETRY]
60913200 | 61350960 | EXISTING | HEMACINTO | 8305 | MAYBERRY | 8089 | D | NO | SCE | THREE | UNKNOWN | 12KV | LOW 6 | UNKNOWN | MB | UNKNOWN | UNKNOWN |  |  | SYSTEM | 2014-07-11 | simhadk |  | CONSOLIDATED | VALLEY | SAN JACINTO | 2155522 | 1 | 2215898 | A | N | Y | 202 | -1 | I | 1973-06-01 |  | D |  | 61350970 | 61415401;61415402 |  |  |  | :08305 | 08305:08305 | main_exi_3_route_oh | CIRCUIT_BREAKER |  |  |  |  | -1.83 | 3 |  | 504449 |  | [MDSYS.SDO_GEOMETRY]
60913201 | 61377111 | EXISTING | TRIBAL | 18131 | INDIAN WELLS | 8345 | D | NO | SCE | THREE | UNKNOWN | 12KV | LOW 8 | UNKNOWN | MB | UNKNOWN | UNKNOWN |  |  | SYSTEM | 2014-05-08 | bodduvh |  | CONSOLIDATED | DEVERS | DESERT | 2187289 |  | 2218478 | A | N | N |  | -1 | I | 1999-07-09 |  | D |  | 61377118 | 61495132;61495133 |  |  |  | :18131 | 18131:18131 | main_exi_3_route_oh | CIRCUIT_BREAKER |  |  |  |  | -1.86 | 2 |  | 504449 |  | [MDSYS.SDO_GEOMETRY]
60913202 | 61392420 | EXISTING | THORNTON | 17795 | MAYBERRY | 8089 | D | NO | SCE | THREE | UNKNOWN | 12KV | LOW 9 | UNKNOWN | MB | UNKNOWN | UNKNOWN |  |  | SYSTEM | 2014-07-31 | simhadk |  | CONSOLIDATED | VALLEY | SAN JACINTO | 2188359 | 1 | 2215898 | A | N | Y | 248 | -1 | I | 1982-06-01 |  | D |  | 61392430 | 61492330;61492331 |  |  |  | :17795 | 17795:17795 | main_exi_3_route_oh | CIRCUIT_BREAKER |  |  |  |  | -1.83 | 3 |  | 504449 |  | [MDSYS.SDO_GEOMETRY]
60913203 | 61402476 | EXISTING | MEARS | 11557 | CUCAMONGA | 5677 | D | NO | SCE | THREE | UNKNOWN | 12KV | LOW 4 | UNKNOWN | MB | UNKNOWN | UNKNOWN |  |  | SYSTEM | 2017-09-19 | murilljl |  | CONSOLIDATED | MIRA LOMA | METRO EAST | 2185570 | 3 | 2219902 |  |  |  |  | -1 | I | 1991-06-27 |  | D |  | 61402483 | 61406614 |  |  |  | :11557 | 11557:11557 | main_exi_3_route_oh | CIRCUIT_BREAKER |  |  |  |  | -1.8 | 3 |  | 504449 |  | [MDSYS.SDO_GEOMETRY]
60913204 | 61407761 | EXISTING | MEDFORD | 11570 | TERRACE | 5146 | D | NO | SCE | THREE | UNKNOWN | 4KV | LOW 1 | UNKNOWN | MB | UNKNOWN | UNKNOWN |  |  | SYSTEM | 2014-10-30 | aminencn |  | CONSOLIDATED | MESA | METRO EAST | 2179937 |  | 2214438 | A | N | Y |  | -1 | I | 2026-08-01 |  | D |  | 61407771 | 61431833;61431834 |  |  |  | :11570 | 11570:11570 | main_exi_3_route_oh | CIRCUIT_BREAKER |  |  |  |  | -1.77 | 3 |  | 504449 |  | [MDSYS.SDO_GEOMETRY]
60913205 | 61417026 | EXISTING | HERO | 8341 | BUNKER | 8014 | D | NO | SCE | THREE | UNKNOWN | 12KV | LOW 6 | UNKNOWN | MB | UNKNOWN | UNKNOWN |  |  | SYSTEM | 2016-05-24 | lanninsj |  | 720A / 180A | VALLEY | SAN JACINTO | 2166115 |  | 2213458 | A | N | N |  | -1 | I | 1992-06-03 |  | D |  | 61417036 | 61528216;61528217 |  |  |  | :08341 | 08341:08341 | main_exi_3_route_oh | CIRCUIT_BREAKER |  |  |  |  | -1.81 | 3 |  | 504449 |  | [MDSYS.SDO_GEOMETRY]
60913211 | 61433260 | EXISTING | MEDNICK | 11600 | BICKNELL | 5109 | D | NO | SCE | THREE | UNKNOWN | 4KV | LOW 3 | UNKNOWN | MB | UNKNOWN | UNKNOWN |  |  | SYSTEM | 2014-11-22 | merugusn |  | CONSOLIDATED | MESA | METRO EAST | 2180020 |  | 2216692 | A | N | Y |  | -1 | I | 2024-02-01 |  | D |  | 61433270 | 61434207 |  |  |  | :11600 | 11600:11600 | main_exi_3_route_oh | CIRCUIT_BREAKER |  |  |  |  | -1.77 | 3 |  | 504449 |  | [MDSYS.SDO_GEOMETRY]
60913212 | 61443162 | EXISTING | MELON | 11621 | BLYTHE CITY | 8113 | D | NO | SCE | THREE | UNKNOWN | 12KV | LOW 6 | UNKNOWN | MB | UNKNOWN | UNKNOWN |  |  | SYSTEM | 2014-05-03 | rajendrs |  | CONSOLIDATED | DEVERS | RURALS | 2185571 |  | 2220602 | A | N | N |  | -1 | I | 1972-06-01 |  | D |  | 61443172 | 61502926 |  |  |  | :11621 | 11621:11621 | main_exi_3_route_oh | CIRCUIT_BREAKER |  |  |  |  | -1.95 | 2.5 |  | 504449 |  | [MDSYS.SDO_GEOMETRY]
60913213 | 61494267 | EXISTING | TIN | 17892 | LIMESTONE | 8804 | D | NO | SCE | THREE | UNKNOWN | 12KV | LOW 3 | UNKNOWN | MB | UNKNOWN | UNKNOWN |  |  | SYSTEM | 2014-09-15 | bessar |  | CONSOLIDATED | ELLIS | ORANGE | 2188363 | 2 | 2220828 | A | N | N |  | -1 | I | 1980-06-01 |  | D |  | 61494277 | 61610716;61610717 |  |  |  | :17892 | 17892:17892 | main_exi_3_route_oh | CIRCUIT_BREAKER |  |  |  |  | 87.26 | 3 |  | 504449 |  | [MDSYS.SDO_GEOMETRY]
60914167 | 148819749 | EXISTING | JERRY | 15063 | VALLEY | 5070 | D | UNKNOWN | SCE | THREE | UNKNOWN | 12KV | LOW 23 | UNKNOWN | MB |  |  |  |  | SYSTEM | 2014-07-10 | punukos |  |  | VALLEY | SAN JACINTO | 2186225 |  | 2211862 |  |  |  |  | -1 | I | 2011-06-20 |  | D |  |  | 148612669;148612670 |  |  |  | :15063 | 15063:15063 | main_exi_3_route_oh | CIRCUIT_BREAKER |  |  |  |  | -1.94 | 2 |  | 504449 |  | [MDSYS.SDO_GEOMETRY]
60914168 | 149051261 | EXISTING | ARNOLD | 771 | MACARTHUR | 5874 | D | UNKNOWN | SCE | THREE | UNKNOWN | 12KV | LOW 11 | UNKNOWN | MB |  |  |  |  | SYSTEM | 2015-02-02 | bondigc |  |  | ELLIS | ORANGE | 2130210 |  | 2215638 |  |  |  |  | -1 | I | 2011-06-03 |  | D |  |  | 148846034;148846035 |  |  |  | :00771 | 00771:00771 | main_exi_3_route_oh | CIRCUIT_BREAKER |  |  |  |  | -92.09 | 2 |  | 504449 |  | [MDSYS.SDO_GEOMETRY]
60914169 | 149088735 | EXISTING | CONSEJO | 3943 | VIEJO | 5083 | D | UNKNOWN | SCE | THREE | UNKNOWN | 12KV | LOW 12 | UNKNOWN | MB |  |  |  |  | SYSTEM | 2014-10-01 | kallurr |  |  | ELLIS | ORANGE | 2159319 |  | 2211936 |  |  |  |  | -1 | I | 2010-09-10 |  | D |  |  | 148699765;148699766 |  |  |  | :03943 | 03943:03943 | main_exi_3_route_oh | CIRCUIT_BREAKER |  |  |  |  | 123.33 | 2 |  | 504449 |  | [MDSYS.SDO_GEOMETRY]
60914170 | 149153382 | EXISTING | SIMS | 16451 | PALMDALE | 5564 | D | UNKNOWN | SCE | THREE | UNKNOWN | 12KV | LOW 14 | UNKNOWN | MB |  |  |  |  | SYSTEM | 2013-11-22 | simhadk |  |  | VINCENT | NORTH COAST | 2184154 | 1 | 2212778 |  |  |  |  | -1 | I | 2010-11-29 |  | D |  |  | 148928312;149552733 |  |  |  | :16451 | 16451:16451 | main_exi_3_route_oh | CIRCUIT_BREAKER |  |  |  |  | -1.79 | 2 |  | 504449 |  | [MDSYS.SDO_GEOMETRY]
60914171 | 149153390 | EXISTING | LEDFORD | 10281 | PALMDALE | 5564 | D | UNKNOWN | SCE | THREE | UNKNOWN | 12KV | LOW 13 | UNKNOWN | MB |  |  |  |  | SYSTEM | 2013-11-15 | aminencn |  |  | VINCENT | NORTH COAST | 2168510 | 1 | 2212778 |  |  |  |  | -1 | I | 2010-11-22 |  | D |  |  | 148335359;149026392 |  |  |  | :10281 | 10281:10281 | main_exi_3_route_oh | CIRCUIT_BREAKER |  |  |  |  | 178.21 | 2 |  | 504449 |  | [MDSYS.SDO_GEOMETRY]
60914172 | 149153627 | EXISTING | CHEWBACCA | 3445 | SHUTTLE | 5522 | D | UNKNOWN | SCE | THREE | UNKNOWN | 12KV | LOW 14 | UNKNOWN | MB |  |  |  |  | SYSTEM | 2013-11-07 | aminencn |  |  | VINCENT | NORTH COAST | 2137579 | 2 | 2212678 |  |  |  |  | -1 | I | 2010-12-01 |  | D |  |  | 149112289;149990670 |  |  |  | :03445 | 03445:03445 | main_exi_3_route_oh | CIRCUIT_BREAKER |  |  |  |  | 88.22 | 2 |  | 504449 |  | [MDSYS.SDO_GEOMETRY]
60914173 | 149198508 | EXISTING | MATADOR | 11334 | CONCHO | 8017 | D | UNKNOWN | SCE | THREE | UNKNOWN | 12KV | LOW 9 | UNKNOWN | MB |  |  |  |  | SYSTEM | 2014-04-26 | aminencn |  |  | DEVERS | DESERT | 2176972 |  | 2215730 |  |  |  |  | -1 | I | 2010-09-29 |  | D |  |  | 151763289 |  |  |  | :11334 | 11334:11334 | main_exi_3_route_oh | CIRCUIT_BREAKER |  |  |  |  | 0 | 2 |  | 504449 |  | [MDSYS.SDO_GEOMETRY]
60914174 | 149332899 | EXISTING | TEST CIRCUIT 99999 | 99999 | TEST SUB 9999 | 9999 | D | UNKNOWN | SCE | THREE | UNKNOWN | 12KV | Needs a po | UNKNOWN | MB |  |  |  |  | SYSTEM | 2015-10-01 | lantzmk |  |  | SAMPLE DATA | SAMPLE DATA | 99999 |  | 9999 |  |  |  |  | 1 | I | [5 empty] | 154081603 |  |  |  | :99999 | 99999:99999 | main_exi_3_route_oh | CIRCUIT_BREAKER |  |  |  |  | 0 | 2 |  | 504449 |  | [MDSYS.SDO_GEOMETRY]
60914175 | 149360167 | EXISTING | CHINO TRAINING | 3477 | CHINO TRAINING P.T. | 7953 | A | UNKNOWN | SCE | THREE | UNKNOWN | 12KV | LOW 1 | UNKNOWN | MB |  |  |  |  | SYSTEM | 2016-02-09 | lantzmk |  | << SOURCE CIRCUIT | MIRA LOMA | METRO EAST | 14432744 |  | 14433699 |  |  |  |  | -1 | I | 1998-01-01 |  | D |  |  | 149995219 |  |  |  | :03477 | 03477:03477 | main_exi_3_route_oh | CIRCUIT_BREAKER |  |  |  |  | 178.44 | 2 |  | 504449 |  | [MDSYS.SDO_GEOMETRY]
60914176 | 149397435 | EXISTING | AMBRUS | 5275 | BRADBURY | 5171 | D | UNKNOWN | SCE | THREE | UNKNOWN | 16KV | LOW 8 | UNKNOWN | MB |  |  |  |  | SYSTEM | 2014-12-17 | kallurr |  |  | MESA | METRO EAST | 2154627 | 1 | 2219128 |  |  |  |  | -1 | I | 2010-09-01 |  | D |  |  | 148166729;148226239 |  |  |  | :05275 | 05275:05275 | main_exi_3_route_oh | CIRCUIT_BREAKER |  |  |  |  | 178.51 | 2 |  | 504449 |  | [MDSYS.SDO_GEOMETRY]
60914177 | 149726094 | EXISTING | THUNDERBOLT | 17815 | OASIS | 5548 | D | UNKNOWN | SCE | THREE | UNKNOWN | 12KV | LOW 8 | UNKNOWN | MB |  |  |  |  | SYSTEM | 2013-11-23 | attadas |  |  | VINCENT | NORTH COAST | 2190963 |  | 2214990 |  |  |  |  | -1 | I | 2011-06-03 |  | D |  |  | 152940727;159111081 |  |  |  | :17815 | 17815:17815 | main_exi_3_route_oh | CIRCUIT_BREAKER |  |  |  |  | -1.79 | 2 |  | 504449 |  | [MDSYS.SDO_GEOMETRY]
60914178 | 149726102 | EXISTING | TOMCAT | 17963 | OASIS | 5548 | D | UNKNOWN | SCE | THREE | UNKNOWN | 12KV | LOW 9 | UNKNOWN | MB |  |  |  |  | SYSTEM | 2013-11-24 | punukos |  |  | VINCENT | NORTH COAST | 2190586 |  | 2214990 |  |  |  |  | -1 | I | 2011-11-28 |  | D |  |  | 151127602;151128125 |  |  |  | :17963 | 17963:17963 | main_exi_3_route_oh | CIRCUIT_BREAKER |  |  |  |  | -1.79 | 2 |  | 504449 |  | [MDSYS.SDO_GEOMETRY]
60914179 | 149822636 | EXISTING | FORTRESS | 6666 | KIMBALL | 5176 | D | UNKNOWN | SCE | THREE | UNKNOWN | 12KV | LOW 1 | UNKNOWN | MB |  |  |  |  | SYSTEM | 2014-08-27 | rajendrs |  |  | MIRA LOMA | METRO EAST | 2152040 |  | 2688 |  |  |  |  | -1 | I | 2010-09-12 |  | D |  |  | 149118982;150446412 |  |  |  | :06666 | 06666:06666 | main_exi_3_route_oh | CIRCUIT_BREAKER |  |  |  |  | 0.65 | 2 |  | 504449 |  | [MDSYS.SDO_GEOMETRY]
60914180 | 149822644 | EXISTING | KINGCOBRA | 9721 | KIMBALL | 5176 | D | UNKNOWN | SCE | THREE | UNKNOWN | 12KV | LOW 2 | UNKNOWN | MB |  |  |  |  | SYSTEM | 2017-12-21 | murilljl |  |  | MIRA LOMA | METRO EAST | 2181463 |  | 2688 |  |  |  |  | -1 | I | 2010-09-11 |  | D |  |  | 147801951 |  |  |  | :09721 | 09721:09721 | main_exi_3_route_oh | CIRCUIT_BREAKER |  |  |  |  | 87.96 | 2 |  | 504449 |  | [MDSYS.SDO_GEOMETRY]
60914181 | 149822652 | EXISTING | MOSQUITO | 12226 | KIMBALL | 5176 | D | UNKNOWN | SCE | THREE | UNKNOWN | 12KV | LOW 3 | UNKNOWN | MB |  |  |  |  | SYSTEM | 2014-07-18 | simhadk |  |  | MIRA LOMA | METRO EAST | 2173089 |  | 2688 |  |  |  |  | -1 | I | 2010-09-12 |  | D |  |  | 148906138;149976544 |  |  |  | :12226 | 12226:12226 | main_exi_3_route_oh | CIRCUIT_BREAKER |  |  |  |  | -88.8 | 2 |  | 504449 |  | [MDSYS.SDO_GEOMETRY]
60913509 | 64293426 | EXISTING | WINERY | 19528 | PAUBA | 8003 | D | NO | SCE | THREE | UNKNOWN | 12KV | LOW 2 | UNKNOWN | MB | UNKNOWN | UNKNOWN |  |  | SYSTEM | 2014-09-05 | bessar |  | CONSOLIDATED | VALLEY | SAN JACINTO | 2190378 |  | 2220348 | A | N | N |  | -1 | I | 1989-05-01 |  | D |  | 64293433 | 64421296;64421297 |  |  |  | :19528 | 19528:19528 | main_exi_3_route_oh | CIRCUIT_BREAKER |  |  |  |  | -1.82 | 3 |  | 504449 |  | [MDSYS.SDO_GEOMETRY]
60913510 | 64295211 | EXISTING | WEESHA | 19132 | WEESHA P.T. | 8261 | A | NO | SCE | THREE | UNKNOWN | 2.4KV | LOW 1 | UNKNOWN | MB | UNKNOWN | UNKNOWN |  |  | SYSTEM | 2014-03-26 | merugusn |  | CONSOLIDATED | VISTA | DESERT | 2188704 |  | 2127259 | A | N | N |  | -1 | I | 1950-01-01 |  | D |  | 64295218 | 64296512;64296513 |  |  |  | :19132 | 19132:19132 | main_exi_3_route_oh | CIRCUIT_BREAKER |  |  |  |  | -1.83 | 3 |  | 504449 |  | [MDSYS.SDO_GEOMETRY]
60913514 | 64297246 | EXISTING | WEEKS | 19133 | NAROD | 5648 | D | NO | SCE | THREE | UNKNOWN | 12KV | LOW 2 | UNKNOWN | MB | UNKNOWN | UNKNOWN |  |  | SYSTEM | 2017-12-05 | murilljl |  | CONSOLIDATED | MIRA LOMA | METRO EAST | 2190683 | 1 | 2212960 | S | N | Y | 131 | -1 | I | 1978-06-01 |  | D |  | 64297256 | 64341462 |  |  |  | :19133 | 19133:19133 | main_exi_3_route_oh | CIRCUIT_BREAKER |  |  |  |  | -1.79 | 3 |  | 504449 |  | [MDSYS.SDO_GEOMETRY]
60913517 | 64343230 | EXISTING | WEIRICK | 19139 | CHASE | 5679 | D | NO | SCE | THREE | UNKNOWN | 12KV | LOW 12 | UNKNOWN | MB | UNKNOWN | UNKNOWN |  |  | SYSTEM | 2014-06-13 | bodduvh |  | CONSOLIDATED | MIRA LOMA | METRO EAST | 2191031 | 2 | 2213010 | A | N | N |  | -1 | I | 1999-04-01 |  | D |  | 64343237 | 64378276;164338403 |  |  |  | :19139 | 19139:19139 | main_exi_3_route_oh | CIRCUIT_BREAKER |  |  |  |  | -1.8 | 2 |  | 504449 |  | [MDSYS.SDO_GEOMETRY]
60913518 | 64385811 | EXISTING | WELCOME | 19143 | PALM VILLAGE | 8215 | D | NO | SCE | THREE | UNKNOWN | 4.8KV | LOW 4 | UNKNOWN | MB | UNKNOWN | UNKNOWN |  |  | SYSTEM | 2014-05-07 | yallasv |  | CONSOLIDATED | DEVERS | DESERT | 2188706 |  | 2218360 | N | N | N |  | -1 | I | 1950-01-01 |  | D |  | 64385818 | 64388045;64388046 |  |  |  | :19143 | 19143:19143 | main_exi_3_route_oh | CIRCUIT_BREAKER |  |  |  |  | -1.86 | 3 |  | 504449 |  | [MDSYS.SDO_GEOMETRY]
60913519 | 64401406 | EXISTING | WHITEHORN | 19263 | JOSHUA TREE | 8172 | D | NO | SCE | THREE | UNKNOWN | 12KV | LOW 2 | UNKNOWN | MB | UNKNOWN | UNKNOWN |  |  | SYSTEM | 2014-04-25 | bodduvh |  | CONSOLIDATED | DEVERS | RURALS | 2190693 |  | 2218330 | A | N | Y |  | -1 | I | 1950-01-01 |  | D |  | 64405707 | 64458252;64458253 |  |  |  | :19263 | 19263:19263 | main_exi_3_route_oh | CIRCUIT_BREAKER |  |  |  |  | -1.85 | 3 |  | 504449 |  | [MDSYS.SDO_GEOMETRY]
60913520 | 64429708 | EXISTING | WINGNUT | 19539 | CHESTNUT | 5861 | D | NO | SCE | THREE | UNKNOWN | 12KV | LOW 10 | UNKNOWN | MB | UNKNOWN | UNKNOWN |  |  | SYSTEM | 2017-12-14 | thompsma |  | CONSOLIDATED | ELLIS | ORANGE | 2191054 | 2 | 2215608 | A | N | Y | 236 | -1 | I | 1986-06-01 |  | D |  | 64429715 | 64455300 |  |  |  | :19539 | 19539:19539 | main_exi_3_route_oh | CIRCUIT_BREAKER |  |  |  |  | -3.95 | 2 |  | 504449 |  | [MDSYS.SDO_GEOMETRY]
60913521 | 64455707 | EXISTING | WINTERSBURG | 19570 | OCEANVIEW | 5842 | D | NO | SCE | THREE | UNKNOWN | 12KV | LOW 4 | UNKNOWN | MB | UNKNOWN | UNKNOWN |  |  | SYSTEM | 2017-09-22 | thompsma |  | CONSOLIDATED | ELLIS | ORANGE | 2191056 | 1 | 2215576 | S | N | Y | 118 | -1 | I | 1950-01-01 |  | D |  | 64455714 | 64498493 |  |  |  | :19570 | 19570:19570 | main_exi_3_route_oh | CIRCUIT_BREAKER |  |  |  |  | -1.77 | 3 |  | 504449 |  | [MDSYS.SDO_GEOMETRY]
60913522 | 64460012 | EXISTING | WHITEHORSE | 19264 | MILLIKEN | 5663 | D | NO | SCE | THREE | UNKNOWN | 12KV | LOW 7 | UNKNOWN | MB | UNKNOWN | UNKNOWN |  |  | SYSTEM | 2014-06-23 | bodduvh |  | CONSOLIDATED | MIRA LOMA | METRO EAST | 2190371 |  | 2215218 | A | N | N |  | -1 | I | 1996-05-20 |  | D |  | 64460019 | 64470269 |  |  |  | :19264 | 19264:19264 | main_exi_3_route_oh | CIRCUIT_BREAKER |  |  |  |  | -1.8 | 2.5 |  | 504449 |  | [MDSYS.SDO_GEOMETRY]
60913523 | 64471012 | EXISTING | WHITESIDE | 19265 | WABASH | 5110 | D | NO | SCE | THREE | UNKNOWN | 16KV | LOW 3 | UNKNOWN | MB | UNKNOWN | UNKNOWN |  |  | SYSTEM | 2017-09-29 | lantzmk |  | CONSOLIDATED | MESA | METRO EAST | 2188783 |  | 2216694 | S | N | Y | 140 | -1 | I | 1964-06-01 |  | D |  | 64471022 | 64484858 |  |  |  | :19265 | 19265:19265 | main_exi_3_route_oh | CIRCUIT_BREAKER |  |  |  |  | -1.77 | 3 |  | 504449 |  | [MDSYS.SDO_GEOMETRY]
60913524 | 64486506 | EXISTING | WHITLOCK | 19290 | TIPPECANOE | 5637 | D | NO | SCE | THREE | UNKNOWN | 4KV | LOW 2 | UNKNOWN | MB | UNKNOWN | UNKNOWN |  |  | SYSTEM | 2014-03-17 | attadas |  | CONSOLIDATED | VISTA | DESERT | 2188786 |  | 2215174 | A | N | Y |  | -1 | I | 1950-01-01 |  | D |  | 64486513 | 64492383 |  |  |  | :19290 | 19290:19290 | main_exi_3_route_oh | CIRCUIT_BREAKER |  |  |  |  | -1.81 | 3 |  | 504449 |  | [MDSYS.SDO_GEOMETRY]
60913525 | 64492585 | EXISTING | WHITMORE | 19300 | ROSEMEAD | 5141 | D | NO | SCE | THREE | UNKNOWN | 16KV | LOW 8 | UNKNOWN | MB | UNKNOWN | UNKNOWN |  |  | SYSTEM | 2014-12-15 | simhadk |  | CONSOLIDATED | MESA | METRO EAST | 2188787 | 3 | 2214424 | S | N | Y | 247 | -1 | I | 1950-01-01 |  | D |  | 64492595 | 64502656;64502657 |  |  |  | :19300 | 19300:19300 | main_exi_3_route_oh | CIRCUIT_BREAKER |  |  |  |  | -1.77 | 3 |  | 504449 |  | [MDSYS.SDO_GEOMETRY]
60913526 | 64499530 | EXISTING | WISCONSIN | 19576 | CAROLINA | 5813 | D | NO | SCE | THREE | UNKNOWN | 12KV | LOW 5 | UNKNOWN | MB | UNKNOWN | UNKNOWN |  |  | SYSTEM | 2014-08-26 | aminencn |  | CONSOLIDATED | VILLA PARK | ORANGE | 2191057 | 2 | 2217814 | A | Y | N |  | -1 | I | 1979-08-01 |  | D |  | 64499540 | 64523429;64523430 |  |  |  | :19576 | 19576:19576 | main_exi_3_route_oh | CIRCUIT_BREAKER |  |  |  |  | 90.4 | 2 |  | 504449 |  | [MDSYS.SDO_GEOMETRY]
60912878 | 58868812 | EXISTING | THOMAS | 17770 | POMONA | 5627 | D | NO | SCE | THREE | UNKNOWN | 4KV | LOW 5 | UNKNOWN | MB | UNKNOWN | UNKNOWN |  |  | SYSTEM | 2014-07-28 | simhadk |  | CONSOLIDATED | MIRA LOMA | METRO EAST | 2190355 |  | 2217476 | A | N | Y | 236 | -1 | I | 1950-01-01 |  | D |  | 58868819 | 58897774;149277873 |  |  |  | :17770 | 17770:17770 | main_exi_3_route_oh | CIRCUIT_BREAKER |  |  |  |  | -1.79 | 3 |  | 504449 |  | [MDSYS.SDO_GEOMETRY]
60912881 | 58873952 | EXISTING | LENA | 10365 | CARDIFF | 5608 | D | NO | SCE | THREE | UNKNOWN | 12KV | LOW 8 | UNKNOWN | MB | UNKNOWN | UNKNOWN |  |  | SYSTEM | 2014-04-09 | bondigc |  | CONSOLIDATED | VISTA | DESERT | 2182359 | 4 | 2217428 | S | N | Y | 110 | -1 | I | 1987-11-01 |  | D |  | 58873962 | 58955125;58955126 |  |  |  | :10365 | 10365:10365 | main_exi_3_route_oh | CIRCUIT_BREAKER |  |  |  |  | -1.81 | 3 |  | 504449 |  | [MDSYS.SDO_GEOMETRY]
60912882 | 58885073 | EXISTING | STINGER | 17001 | CHIQUITA | 5811 | D | NO | SCE | THREE | UNKNOWN | 12KV | LOW 14 | UNKNOWN | MB | UNKNOWN | UNKNOWN |  |  | SYSTEM | 2014-09-08 | rajendrs |  | CONSOLIDATED | ELLIS | ORANGE | 2184716 | 3 | 2215488 | A | N | Y | 231 | -1 | I | 1981-05-01 |  | D |  | 58885080 | 58959628;58959629 |  |  |  | :17001 | 17001:17001 | main_exi_3_route_oh | CIRCUIT_BREAKER |  |  |  |  | -1.79 | 3 |  | 504449 |  | [MDSYS.SDO_GEOMETRY]
60912883 | 58891529 | EXISTING | GUAM | 7690 | TRASK | 5899 | D | NO | SCE | THREE | UNKNOWN | 12KV | LOW 5 | UNKNOWN | MB | UNKNOWN | UNKNOWN |  |  | SYSTEM | 2014-12-30 | merugusn |  | CONSOLIDATED | VILLA PARK | ORANGE | 2158612 | 1 | 2213412 | S | N | Y | 127 | -1 | I | 1955-12-01 |  | D |  | 58891536 | 59029804;59029805 |  |  |  | :07690 | 07690:07690 | main_exi_3_route_oh | CIRCUIT_BREAKER |  |  |  |  | -1.77 | 2 |  | 504449 |  | [MDSYS.SDO_GEOMETRY]
60912884 | 58897961 | EXISTING | THOMPSEN | 17778 | HIGHLAND | 5619 | D | NO | SCE | THREE | UNKNOWN | 12KV | LOW 8 | UNKNOWN | MB | UNKNOWN | UNKNOWN |  |  | SYSTEM | 2014-05-07 | aminencn |  | CONSOLIDATED | VISTA | DESERT | 2188277 |  | 2219808 | S | N | N |  | -1 | I | 2003-07-24 |  | D |  | 58897968 | 58997685 |  |  |  | :17778 | 17778:17778 | main_exi_3_route_oh | CIRCUIT_BREAKER |  |  |  |  | -1.81 | 2 |  | 504449 |  | [MDSYS.SDO_GEOMETRY]
60912885 | 58915691 | EXISTING | WINLOCK | 19540 | ROLLING HILLS | 5252 | D | NO | SCE | THREE | UNKNOWN | 16KV | LOW 7 | UNKNOWN | MB | UNKNOWN | UNKNOWN |  |  | SYSTEM | 2017-10-27 | maxwelbw |  | CONSOLIDATED | EL NIDO | METRO WEST | 2191055 |  | 2216994 | S | N | Y | 107 | -1 | I | 1950-01-01 |  | D |  | 58915701 | 58942740 |  |  |  | :19540 | 19540:19540 | main_exi_3_route_oh | CIRCUIT_BREAKER |  |  |  |  | -1.76 | 3 |  | 504449 |  | [MDSYS.SDO_GEOMETRY]
60912886 | 58960347 | EXISTING | STONEMAN | 17063 | SKYLARK | 8088 | D | NO | SCE | THREE | UNKNOWN | 12KV | LOW 6 | UNKNOWN | MB | UNKNOWN | UNKNOWN |  |  | SYSTEM | 2014-07-26 | rajendrs |  | CONSOLIDATED | VALLEY | SAN JACINTO | 2186872 |  | 2220574 | A | N | Y | 229 | -1 | I | 1984-07-01 |  | D |  | 58960354 | 59155234;59155235 |  | 59103503 |  | :17063 | 17063:17063 | main_exi_3_route_oh | CIRCUIT_BREAKER |  |  |  |  | -1.81 | 3 |  | 504449 |  | [MDSYS.SDO_GEOMETRY]
60912887 | 58962829 | EXISTING | LEONARD | 10380 | AMALIA | 5104 | D | NO | SCE | THREE | UNKNOWN | 4KV | LOW 3 | UNKNOWN | MB | UNKNOWN | UNKNOWN |  |  | SYSTEM | 2015-01-09 | merugusn |  | CONSOLIDATED | MESA | METRO EAST | 2169819 |  | 2212032 | A | N | N |  | -1 | I | 1950-01-01 |  | D |  | 58962836 | 58969929;58969930 |  |  |  | :10380 | 10380:10380 | main_exi_3_route_oh | CIRCUIT_BREAKER |  |  |  |  | -1.77 | 3 |  | 504449 |  | [MDSYS.SDO_GEOMETRY]
60912888 | 58971230 | EXISTING | LEROY | 10400 | VALENCIA | 5647 | D | NO | SCE | THREE | UNKNOWN | 4KV | LOW 2 | UNKNOWN | MB | UNKNOWN | UNKNOWN |  |  | SYSTEM | 2014-03-17 | simhadk |  | CONSOLIDATED | VISTA | DESERT | 2174777 | 2 | 2215196 | A | N | Y |  | -1 | I | 1950-01-01 |  | D |  | 58971237 | 58984207 |  |  |  | :10400 | 10400:10400 | main_exi_3_route_oh | CIRCUIT_BREAKER |  |  |  |  | -1.81 | 3 |  | 504449 |  | [MDSYS.SDO_GEOMETRY]
60912889 | 58975043 | EXISTING | WINONA | 19550 | BULLIS | 5756 | D | NO | SCE | THREE | UNKNOWN | 16KV | LOW 5 | UNKNOWN | MB | UNKNOWN | UNKNOWN |  |  | SYSTEM | 2015-03-10 | merugusn |  | CONSOLIDATED | LIGHTHIPE | METRO WEST | 2190382 | 2 | 2213136 | S | N | Y | 116 | -1 | I | 1950-01-01 |  | D |  | 58975053 | 59036836 |  |  |  | :19550 | 19550:19550 | main_exi_3_route_oh | CIRCUIT_BREAKER |  |  |  |  | -1.77 | 3 |  | 504449 |  | [MDSYS.SDO_GEOMETRY]
60912890 | 58984472 | EXISTING | LESTER | 10406 | JEFFERSON | 8275 | D | NO | SCE | THREE | UNKNOWN | 12KV | LOW 8 | UNKNOWN | MB | UNKNOWN | UNKNOWN |  |  | SYSTEM | 2014-08-04 | kallurr |  | CONSOLIDATED | MIRA LOMA | METRO EAST | 2174960 | 1 | 2220744 | A | N | N |  | -1 | I | 1986-08-01 |  | D |  | 58984479 | 59022897 |  |  |  | :10406 | 10406:10406 | main_exi_3_route_oh | CIRCUIT_BREAKER |  |  |  |  | -1.79 | 3 |  | 504449 |  | [MDSYS.SDO_GEOMETRY]
60912891 | 59012971 | EXISTING | THOR | 17785 | FRANCIS | 5639 | D | NO | SCE | THREE | UNKNOWN | 12KV | LOW 4 | UNKNOWN | MB | UNKNOWN | UNKNOWN |  |  | SYSTEM | 2017-09-19 | krumwimg |  | CONSOLIDATED | MIRA LOMA | METRO EAST | 2190356 | 1 | 2217516 | A | N | Y | 248 | -1 | I | 1973-05-01 |  | D |  | 59012981 | 59045496 |  |  |  | :17785 | 17785:17785 | main_exi_3_route_oh | CIRCUIT_BREAKER |  |  |  |  | -1.79 | 3 |  | 504449 |  | [MDSYS.SDO_GEOMETRY]
60912892 | 59025364 | EXISTING | LETTUCE | 10408 | BLYTHE CITY | 8113 | D | NO | SCE | THREE | UNKNOWN | 12KV | LOW 5 | UNKNOWN | MB | UNKNOWN | UNKNOWN |  |  | SYSTEM | 2017-10-06 | murilljl |  | CONSOLIDATED | DEVERS | RURALS | 2182360 |  | 2220602 | A | N | N |  | -1 | I | 1972-06-01 |  | D |  | 59025368 | 59071748 |  |  |  | :10408 | 10408:10408 | main_exi_3_route_oh | CIRCUIT_BREAKER |  |  |  |  | -1.95 | 3 |  | 504449 |  | [MDSYS.SDO_GEOMETRY]
60912893 | 59031019 | EXISTING | GUFFY | 7725 | SKYLARK | 8088 | D | NO | SCE | THREE | UNKNOWN | 12KV | LOW 7 | UNKNOWN | MB | UNKNOWN | UNKNOWN |  |  | SYSTEM | 2014-09-05 | kallurr |  | CONSOLIDATED | VALLEY | SAN JACINTO | 2158618 |  | 2220574 | A | N | Y | 229 | -1 | I | 1984-06-01 |  | D |  | 59031029 | 59148819;59148820 |  | 59125633 |  | :07725 | 07725:07725 | main_exi_3_route_oh | CIRCUIT_BREAKER |  |  |  |  | -1.81 | 3 |  | 504449 |  | [MDSYS.SDO_GEOMETRY]
60913214 | 61496961 | EXISTING | TRI CITY | 18140 | ALHAMBRA | 5101 | D | NO | SCE | THREE | UNKNOWN | 16KV | LOW 2 | UNKNOWN | MB | UNKNOWN | UNKNOWN |  |  | SYSTEM | 2014-11-06 | attadas |  | CONSOLIDATED | MESA | METRO EAST | 2190601 | 2 | 2218972 | M | N | N |  | -1 | I | 1950-01-01 |  | D |  | 61496971 | 61641003 |  |  |  | :18140 | 18140:18140 | main_exi_3_route_oh | CIRCUIT_BREAKER |  |  |  |  | -1.77 | 3 |  | 504449 |  | [MDSYS.SDO_GEOMETRY]
60913837 | 100676110 | EXISTING | TIVO | 17911 | MT. WILSON P.T. | 7548 | A | UNKNOWN | SCE | THREE | UNKNOWN | 16KV | LOW 1 | UNKNOWN | MB |  |  |  |  | SYSTEM | 2014-10-31 | merugusn |  |  | MESA | METRO EAST | 2190581 |  | 2125723 | A | N | N |  | -1 | I | 2005-09-10 |  | D |  |  | 100676264 |  |  |  | :17911 | 17911:17911 | main_exi_3_route_oh | CIRCUIT_BREAKER |  |  |  |  | -1.78 | 2 |  | 504449 |  | [MDSYS.SDO_GEOMETRY]
60913838 | 101538641 | EXISTING | COURT HOUSE | 4215 | COURT HOUSE P.T. | 7190 | A | UNKNOWN | SCE | THREE | UNKNOWN | 4KV | LOW 1 | UNKNOWN | MB |  |  |  |  | SYSTEM | 2013-10-29 | kotakr |  |  | GOLETA | NORTH COAST | 2141761 |  | 2123620 | N | N | N |  | -1 | I | 2005-06-28 |  | D |  |  | 101539264 |  |  |  | :04215 | 04215:04215 | main_exi_3_route_oh | CIRCUIT_BREAKER |  |  |  |  | -1.71 | 2 |  | 504449 |  | [MDSYS.SDO_GEOMETRY]
60913839 | 101817381 | EXISTING | ABRAMS | 25 | TIEFORT | 8047 | D | UNKNOWN | SCE | THREE | UNKNOWN | 33KV | LOW 3 | UNKNOWN | MB |  |  |  |  | SYSTEM | 2014-03-21 | merugusn |  |  | LUGO | RURALS | 2140853 |  | 2215834 | A | N | N |  | -1 | I | 2007-01-06 |  | D |  |  | 101817496;106224061 |  |  |  | :00025 | 00025:00025 | main_exi_3_route_oh | CIRCUIT_BREAKER |  |  |  |  | -1.84 | 6 |  | 504449 |  | [MDSYS.SDO_GEOMETRY]
60913840 | 101878282 | EXISTING | PRAYER | 14391 | SAVAGE | 8020 | D | UNKNOWN | SCE | THREE | UNKNOWN | 12KV | LOW 13 | UNKNOWN | MB |  |  |  |  | SYSTEM | 2014-05-27 | attiliv |  |  | LUGO | DESERT | 2181370 | 2 | 2220412 | A | N | N |  | -1 | I | 2007-03-29 |  | D |  |  | 101878311;102812623 |  |  |  | :14391 | 14391:14391 | main_exi_3_route_oh | CIRCUIT_BREAKER |  |  |  |  | -1.82 | 2 |  | 504449 |  | [MDSYS.SDO_GEOMETRY]
60913841 | 101910031 | EXISTING | ESPRESSO | 6053 | COFFEE | 8171 | D | UNKNOWN | SCE | THREE | UNKNOWN | 12KV | LOW 9 | UNKNOWN | MB |  |  |  |  | SYSTEM | 2014-07-14 | attadas |  |  | DEVERS | DESERT | 2157667 |  | 2220662 | A | N | N |  | -1 | I | 2006-09-26 |  | D |  |  | 101910130;103078917 |  |  |  | :06053 | 06053:06053 | main_exi_3_route_oh | CIRCUIT_BREAKER |  |  |  |  | -1.86 | 2 |  | 504449 |  | [MDSYS.SDO_GEOMETRY]
60913842 | 101944383 | EXISTING | WING | 19534 | SAVAGE | 8020 | D | UNKNOWN | SCE | THREE | UNKNOWN | 12KV | LOW 12 | UNKNOWN | MB |  |  |  |  | SYSTEM | 2014-02-25 | simhadk |  |  | LUGO | DESERT | 2188909 | 2 | 2220412 | A | N | N |  | -1 | I | 2006-10-30 |  | D |  |  | 101944700;102542349 |  |  |  | :19534 | 19534:19534 | main_exi_3_route_oh | CIRCUIT_BREAKER |  |  |  |  | -1.82 | 2 |  | 504449 |  | [MDSYS.SDO_GEOMETRY]
60913848 | 102007176 | EXISTING | CLAMPETT | 3583 | PORTERVILLE | 5323 | D | UNKNOWN | SCE | THREE | UNKNOWN | 12KV | LOW 13 | UNKNOWN | MB |  |  |  |  | SYSTEM | 2014-04-23 | manthak |  |  | SAN JOAQUIN | SAN JOAQUIN | 2138931 | 1 | 2212530 | A | N | N |  | -1 | I | 2007-04-12 |  | D |  |  | 102007478;102008031 |  |  |  | :03583 | 03583:03583 | main_exi_3_route_oh | CIRCUIT_BREAKER |  |  |  |  | -1.79 | 3 |  | 504449 |  | [MDSYS.SDO_GEOMETRY]
60913849 | 102030521 | EXISTING | COVE | 4221 | COVE | 7179 | A | UNKNOWN | SCE | THREE | UNKNOWN | 12KV | LOW 1 | UNKNOWN | MB |  |  |  |  | SYSTEM | 2014-05-29 | punukos |  | 5MVA | DEVERS | DESERT | 2149021 |  | 2123075 | N | N | N |  | -1 | I | 2006-10-31 |  | D |  |  | 102030638;105045052 |  |  |  | :04221 | 04221:04221 | main_exi_3_route_oh | CIRCUIT_BREAKER |  |  |  |  | -1.85 | 2 |  | 504449 |  | [MDSYS.SDO_GEOMETRY]
60913850 | 102356633 | EXISTING | SDGE 520 | 30520 | SDGE AVOCADO | 4089 | F | UNKNOWN | SCE | THREE | UNKNOWN | 12KV | LOW 4 | UNKNOWN | MB |  |  |  |  | SYSTEM | 2015-07-15 | lantzmk |  |  | VALLEY | SAN JACINTO | 2191133 |  | 2274156 | A | N | N |  | -1 | I | 1970-01-01 |  | D |  |  | 102356850 |  |  |  | :30520 | 30520:30520 | main_exi_3_route_oh | CIRCUIT_BREAKER |  |  |  |  | -1.82 | 2 |  | 504449 |  | [MDSYS.SDO_GEOMETRY]
60913851 | 102577098 | EXISTING | SKYBORNE | 16473 | SKYBORNE P.T. | 7744 | A | UNKNOWN | SCE | THREE | UNKNOWN | 12KV | LOW 1 | UNKNOWN | MB |  |  |  |  | SYSTEM | 2014-04-26 | merugusn |  | 5MVA | DEVERS | DESERT | 2189181 |  | 2126922 | A | N | N |  | -1 | I | 2007-03-22 |  | D |  |  | 102577103 |  |  |  | :16473 | 16473:16473 | main_exi_3_route_oh | CIRCUIT_BREAKER |  |  |  |  | -1.85 | 2.5 |  | 504449 |  | [MDSYS.SDO_GEOMETRY]
60913852 | 102709000 | EXISTING | DESAL | 21095 | DESAL | 5366 | C | YES | CUST | THREE | UNKNOWN | 12KV | LOW 1 | UNKNOWN | MB |  |  |  |  | SYSTEM | 2013-10-28 | lantzmk |  |  | GOLETA | NORTH COAST | 2190507 |  | 2214846 | A | N | N |  | -1 | I | 1992-01-17 |  | D |  |  | 102709184 |  |  |  | :21095 | 21095:21095 | main_exi_3_route_oh | CIRCUIT_BREAKER |  |  |  |  | -1.72 | 2 |  | 504449 |  | [MDSYS.SDO_GEOMETRY]
60913853 | 102745572 | EXISTING | NAPOLEON | 12485 | MARASCHINO | 8096 | D | UNKNOWN | SCE | THREE | UNKNOWN | 12KV | LOW 7 | UNKNOWN | MB |  |  |  |  | SYSTEM | 2014-04-18 | manthak |  |  | VISTA | DESERT | 2181737 |  | 2220594 | A | N | N |  | -1 | I | 2007-04-30 |  | D |  |  | 102745760;102745761 |  |  |  | :12485 | 12485:12485 | main_exi_3_route_oh | CIRCUIT_BREAKER |  |  |  |  | -1.83 | 2 |  | 504449 |  | [MDSYS.SDO_GEOMETRY]
60913854 | 102861159 | EXISTING | ZIGGY | 19829 | ZIGGY P.T. | 7975 | A | UNKNOWN | SCE | THREE | UNKNOWN | 12KV | LOW 1 | UNKNOWN | MB |  |  |  |  | SYSTEM | 2014-02-14 | manthak |  |  | LUGO | RURALS | 2190394 |  | 2125950 | N | N | N |  | -1 | I | 2007-12-27 |  | D |  |  | 102861364 |  |  |  | :19829 | 19829:19829 | main_exi_3_route_oh | CIRCUIT_BREAKER |  |  |  |  | -1.81 | 3.5 |  | 504449 |  | [MDSYS.SDO_GEOMETRY]
60913855 | 102887317 | EXISTING | STARFIGHTER | 16941 | LOCKHEED | 5568 | D | UNKNOWN | SCE | THREE | UNKNOWN | 16KV | LOW 5 | UNKNOWN | MB |  |  |  |  | SYSTEM | 2013-12-19 | aminencn |  |  | SAUGUS | NORTH COAST | 2189630 |  | 2217354 | A | N | N |  | -1 | I | 2007-05-02 |  | D |  |  | 102887341;104852951 |  |  |  | :16941 | 16941:16941 | main_exi_3_route_oh | CIRCUIT_BREAKER |  |  |  |  | -1.76 | 3 |  | 504449 |  | [MDSYS.SDO_GEOMETRY]
60913215 | 61510072 | EXISTING | MELODY | 11625 | HI DESERT | 8029 | D | NO | SCE | THREE | UNKNOWN | 25KV | LOW 6 | UNKNOWN | MB | UNKNOWN | UNKNOWN |  |  | SYSTEM | 2014-04-11 | punukos |  | CONSOLIDATED | DEVERS | RURALS | 2172462 |  | 2218102 | A | N | Y | 129 | -1 | I | 1967-01-01 |  | D |  | 61510079 | 61703128;61703129 |  |  |  | :11625 | 11625:11625 | main_exi_3_route_oh | CIRCUIT_BREAKER |  |  |  |  | -1.86 | 3 |  | 504449 |  | [MDSYS.SDO_GEOMETRY]
60913216 | 61548754 | EXISTING | HIGO | 8424 | BORREGO | 5887 | D | NO | SCE | THREE | UNKNOWN | 12KV | LOW 7 | UNKNOWN | MB | UNKNOWN | UNKNOWN |  |  | SYSTEM | 2014-09-29 | rajendrs |  | CONSOLIDATED | ELLIS | ORANGE | 2160451 |  | 2213386 | A | Y | N |  | -1 | I | 1968-12-01 |  | D |  | 61548761 | 61650669;61650670 |  |  |  | :08424 | 08424:08424 | main_exi_3_route_oh | CIRCUIT_BREAKER |  |  |  |  | 0.38 | 3 |  | 504449 |  | [MDSYS.SDO_GEOMETRY]
60913217 | 61611735 | EXISTING | TINKER | 17900 | HAMILTON | 5825 | D | NO | SCE | THREE | UNKNOWN | 12KV | LOW 6 | UNKNOWN | MB | UNKNOWN | UNKNOWN |  |  | SYSTEM | 2014-09-29 | bodduvh |  | CONSOLIDATED | ELLIS | ORANGE | 2188364 | 1 | 2217848 | S | N | Y | 135 | -1 | I | 1950-01-01 |  | D |  | 61611745 | 61655822;61655823 |  |  |  | :17900 | 17900:17900 | main_exi_3_route_oh | CIRCUIT_BREAKER |  |  |  |  | -1.77 | 3 |  | 504449 |  | [MDSYS.SDO_GEOMETRY]
60913223 | 61643372 | EXISTING | TRIDENT | 18143 | NOGALES | 5655 | D | NO | SCE | THREE | UNKNOWN | 12KV | LOW 6 | UNKNOWN | MB | UNKNOWN | UNKNOWN |  |  | SYSTEM | 2014-08-12 | yallasv |  | CONSOLIDATED | MIRA LOMA | METRO EAST | 2189251 |  | 2215204 | A | Y | N |  | -1 | I | 1961-11-01 |  | D |  | 61643382 | 61704962 |  |  |  | :18143 | 18143:18143 | main_exi_3_route_oh | CIRCUIT_BREAKER |  |  |  |  | -1.78 | 3 |  | 504449 |  | [MDSYS.SDO_GEOMETRY]
60913224 | 61652147 | EXISTING | HI LINE | 8427 | PEBBLY BEACH | 3064 | D | NO | SCE | THREE | UNKNOWN | 12KV | LOW 2 | UNKNOWN | MB | UNKNOWN | UNKNOWN |  |  | SYSTEM | 2014-11-20 | bodduvh |  | CONSOLIDATED | LIGHTHIPE | CATALINA | 2155680 |  | 2273810 | M | N | N |  | -1 | I | 1950-01-01 |  | D |  |  | 61682004;61682005 |  |  |  | :08427 | 08427:08427 | main_exi_3_route_oh | CIRCUIT_BREAKER |  |  |  |  | -1.75 | 2 |  | 504449 |  | [MDSYS.SDO_GEOMETRY]
60913225 | 61656508 | EXISTING | TITTLE | 17914 | BROOKHURST | 5854 | D | NO | SCE | THREE | UNKNOWN | 12KV | LOW 3 | UNKNOWN | MB | UNKNOWN | UNKNOWN |  |  | SYSTEM | 2015-01-14 | merugusn |  | CONSOLIDATED | ELLIS | ORANGE | 2188366 |  | 2213330 | A | N | N |  | -1 | I | 1987-06-01 |  | D |  | 61656515 | 61758259;61758260 |  |  |  | :17914 | 17914:17914 | main_exi_3_route_oh | CIRCUIT_BREAKER |  |  |  |  | -89.71 | 3 |  | 504449 |  | [MDSYS.SDO_GEOMETRY]
60913226 | 61693687 | EXISTING | HIRSCH | 8503 | BROOKHURST | 5854 | D | NO | SCE | THREE | UNKNOWN | 12KV | LOW 2 | UNKNOWN | MB | UNKNOWN | UNKNOWN |  |  | SYSTEM | 2015-01-25 | bodduvh |  | CONSOLIDATED | ELLIS | ORANGE | 2155687 |  | 2213330 | A | N | Y | 234 | -1 | I | 1967-12-01 |  | D |  | 61693697 | 61788557;61788558 |  |  |  | :08503 | 08503:08503 | main_exi_3_route_oh | CIRCUIT_BREAKER |  |  |  |  | -1.78 | 3 |  | 504449 |  | [MDSYS.SDO_GEOMETRY]
60913227 | 61696289 | EXISTING | KEEL | 9506 | PICO | 5722 | D | NO | SCE | THREE | UNKNOWN | 12KV | LOW 12 | UNKNOWN | MB | UNKNOWN | UNKNOWN |  |  | SYSTEM | 2015-02-28 | merugusn |  | CONSOLIDATED | LIGHTHIPE | METRO WEST | 2162966 | 1 | 2219974 | S | N | Y | 130 | -1 | I | 1968-06-01 |  | D |  | 61696299 | 61699433 |  |  |  | :09506 | 09506:09506 | main_exi_3_route_oh | CIRCUIT_BREAKER |  |  |  |  | -1.76 | 3 |  | 504449 |  | [MDSYS.SDO_GEOMETRY]
60913228 | 61706302 | EXISTING | TREVINO | 18166 | EISENHOWER | 8098 | D | NO | SCE | THREE | UNKNOWN | 33KV | LOW 2 | UNKNOWN | MB | UNKNOWN | UNKNOWN |  |  | SYSTEM | 2014-07-12 | attadas |  | CONSOLIDATED | DEVERS | DESERT | 2190604 |  | 2215922 | A | N | N |  | -1 | I | 1983-10-01 |  | D |  | 61706306 | 61707318;61707319 |  |  |  | :18166 | 18166:18166 | main_exi_3_route_oh | CIRCUIT_BREAKER |  |  |  |  | -1.85 | 3 |  | 504449 |  | [MDSYS.SDO_GEOMETRY]
60913229 | 61709103 | EXISTING | KEEVER | 9535 | SUNNYSIDE | 5785 | D | NO | SCE | THREE | UNKNOWN | 4KV | LOW 17 | UNKNOWN | MB | UNKNOWN | UNKNOWN |  |  | SYSTEM | 2014-12-01 | bodduvh |  | CONSOLIDATED | LIGHTHIPE | METRO WEST | 2166314 | 4 | 2215432 | S | N | Y | 123 | -1 | I | 1959-08-01 |  | D |  | 61709110 | 61774085;61774086 |  |  |  | :09535 | 09535:09535 | main_exi_3_route_oh | CIRCUIT_BREAKER |  |  |  |  | -1.77 | 3 |  | 504449 |  | [MDSYS.SDO_GEOMETRY]
60913230 | 61720371 | EXISTING | MERCER | 11680 | NEWMARK | 5136 | D | NO | SCE | THREE | UNKNOWN | 16KV | LOW 1 | UNKNOWN | MB | UNKNOWN | UNKNOWN |  |  | SYSTEM | 2017-10-20 | krumwimg |  | CONSOLIDATED | MESA | METRO EAST | 2185573 |  | 2214416 | S | Y | N |  | -1 | I | 1963-07-01 |  | D |  | 61720381 | 61762567 |  |  |  | :11680 | 11680:11680 | main_exi_3_route_oh | CIRCUIT_BREAKER |  |  |  |  | -1.77 | 3 |  | 504449 |  | [MDSYS.SDO_GEOMETRY]
60913231 | 61745194 | EXISTING | TROTTER | 18190 | RAVENDALE | 5179 | D | NO | SCE | THREE | UNKNOWN | 16KV | LOW 2 | UNKNOWN | MB | UNKNOWN | UNKNOWN |  |  | SYSTEM | 2014-11-21 | bessar |  | CONSOLIDATED | MESA | METRO EAST | 2190606 | 1 | 2216810 | A | Y | N |  | -1 | I | 1950-01-01 |  | D |  | 61745204 | 61747439 |  |  |  | :18190 | 18190:18190 | main_exi_3_route_oh | CIRCUIT_BREAKER |  |  |  |  | -1.77 | 3 |  | 504449 |  | [MDSYS.SDO_GEOMETRY]
60913237 | 61747644 | EXISTING | TROY | 18200 | HOYT | 5151 | D | NO | SCE | THREE | UNKNOWN | 4KV | LOW 4 | UNKNOWN | MB | UNKNOWN | UNKNOWN |  |  | SYSTEM | 2014-11-06 | aminencn |  | CONSOLIDATED | MESA | METRO EAST | 2189329 | 2 | 2216764 | A | N | Y |  | -1 | I | 1950-01-01 |  | D |  | 61747654 | 61772977;61772978 |  |  |  | :18200 | 18200:18200 | main_exi_3_route_oh | CIRCUIT_BREAKER |  |  |  |  | -1.78 | 3 |  | 504449 |  | [MDSYS.SDO_GEOMETRY]
60913238 | 61759593 | EXISTING | TITANIUM | 17916 | CAMDEN | 5826 | D | NO | SCE | THREE | UNKNOWN | 12KV | LOW 5 | UNKNOWN | MB | UNKNOWN | UNKNOWN |  |  | SYSTEM | 2017-12-06 | thompsma |  | CONSOLIDATED | ELLIS | ORANGE | 2190967 |  | 2220184 | A | N | N |  | -1 | I | 1985-06-01 |  | D |  | 61759600 | 61805648 |  |  |  | :17916 | 17916:17916 | main_exi_3_route_oh | CIRCUIT_BREAKER |  |  |  |  | 0.39 | 3 |  | 504449 |  | [MDSYS.SDO_GEOMETRY]
60913528 | 64517234 | EXISTING | WIGWAG | 19354 | BLOOMINGTON | 5620 | D | NO | SCE | THREE | UNKNOWN | 12KV | LOW 11 | UNKNOWN | MB | UNKNOWN | UNKNOWN |  |  | SYSTEM | 2014-05-15 | aminencn |  | CONSOLIDATED | VISTA | DESERT | 2190699 |  | 2217458 | S | N | N |  | -1 | I | 2002-05-20 |  | D |  | 64517241 | 64559959;64559960 |  |  |  | :19354 | 19354:19354 | main_exi_3_route_oh | CIRCUIT_BREAKER |  |  |  |  | -1.8 | 2 |  | 504449 |  | [MDSYS.SDO_GEOMETRY]
60913529 | 64524364 | EXISTING | WRIGLEY | 19692 | PEBBLY BEACH | 3064 | D | NO | SCE | THREE | UNKNOWN | 12KV | LOW 1 | UNKNOWN | MB | UNKNOWN | UNKNOWN |  |  | SYSTEM | 2014-09-18 | bessar |  | CONSOLIDATED | LIGHTHIPE | CATALINA | 2190708 |  | 2273810 | M | N | N |  | -1 | I | 1986-02-01 |  | D |  | 64524374 | 64537860;64537862 |  |  |  | :19692 | 19692:19692 | main_exi_3_route_oh | CIRCUIT_BREAKER |  |  |  |  | -1.75 | 2 |  | 504449 |  | [MDSYS.SDO_GEOMETRY]
60913530 | 64538712 | EXISTING | WYOMING | 19696 | CAROLINA | 5813 | D | NO | SCE | THREE | UNKNOWN | 12KV | LOW 11 | UNKNOWN | MB | UNKNOWN | UNKNOWN |  |  | SYSTEM | 2014-11-04 | bodduvh |  | CONSOLIDATED | VILLA PARK | ORANGE | 2190710 | 1 | 2217814 | A | N | N |  | -1 | I | 1963-09-01 |  | D |  | 64538722 | 64572792;64572793 |  |  |  | :19696 | 19696:19696 | main_exi_3_route_oh | CIRCUIT_BREAKER |  |  |  |  | 0.38 | 2 |  | 504449 |  | [MDSYS.SDO_GEOMETRY]
60913531 | 64566721 | EXISTING | WILDERNESS | 19375 | WILDERNESS P.T. | 7911 | A | NO | SCE | THREE | UNKNOWN | 2.4KV | LOW 1 | UNKNOWN | MB | UNKNOWN | UNKNOWN |  |  | SYSTEM | 2014-03-21 | attadas |  | CONSOLIDATED | VISTA | RURALS | 2191042 |  | 2127036 | N | N | Y | 230 | -1 | I | 1964-12-01 |  | D |  | 64566731 | 64566792 |  | 64566768 |  | :19375 | 19375:19375 | main_exi_3_route_oh | CIRCUIT_BREAKER |  |  |  |  | -1.82 | 3 |  | 504449 |  | [MDSYS.SDO_GEOMETRY]
60913532 | 64566976 | EXISTING | WILLARD | 19400 | RAVENDALE | 5179 | D | NO | SCE | THREE | UNKNOWN | 16KV | LOW 8 | UNKNOWN | MB | UNKNOWN | UNKNOWN |  |  | SYSTEM | 2014-12-31 | aminencn |  | CONSOLIDATED | MESA | METRO EAST | 2188841 | 2 | 2216810 | A | Y | N |  | -1 | I | 1950-01-01 |  | D |  | 64566986 | 64586929 |  |  |  | :19400 | 19400:19400 | main_exi_3_route_oh | CIRCUIT_BREAKER |  |  |  |  | -1.77 | 3 |  | 504449 |  | [MDSYS.SDO_GEOMETRY]
60913533 | 64577820 | EXISTING | XEROX | 19699 | CABRILLO | 5879 | D | NO | SCE | THREE | UNKNOWN | 12KV | LOW 2 | UNKNOWN | MB | UNKNOWN | UNKNOWN |  |  | SYSTEM | 2017-10-04 | bradlem |  | CONSOLIDATED | ELLIS | ORANGE | 2190711 | 2 | 2220290 | A | N | Y | 214 | -1 | I | 1968-11-01 |  | D |  | 64577827 | 64591455 |  |  |  | :19699 | 19699:19699 | main_exi_3_route_oh | CIRCUIT_BREAKER |  |  |  |  | -1.78 | 3 |  | 504449 |  | [MDSYS.SDO_GEOMETRY]
60913534 | 64588281 | EXISTING | WILLIS | 19417 | UPLAND | 5635 | D | NO | SCE | THREE | UNKNOWN | 12KV | LOW 2 | UNKNOWN | MB | UNKNOWN | UNKNOWN |  |  | SYSTEM | 2014-06-24 | attadas |  | CONSOLIDATED | MIRA LOMA | METRO EAST | 2188844 | 4 | 2217504 | S | N | Y | 123 | -1 | I | 1987-07-01 |  | D |  | 64588288 | 64614732 |  |  |  | :19417 | 19417:19417 | main_exi_3_route_oh | CIRCUIT_BREAKER |  |  |  |  | -1.79 | 3 |  | 504449 |  | [MDSYS.SDO_GEOMETRY]
60913535 | 64592201 | EXISTING | YAHTZEE | 19703 | JOHANNA | 5085 | D | NO | SCE | THREE | UNKNOWN | 12KV | LOW 19 | UNKNOWN | MB | UNKNOWN | UNKNOWN |  |  | SYSTEM | 2017-12-21 | thompsma |  | CONSOLIDATED | ELLIS | ORANGE | 2190383 |  | 2216608 | A | N | N |  | -1 | I | 2000-06-01 |  | D |  | 64592211 | 64606953 |  |  |  | :19703 | 19703:19703 | main_exi_3_route_oh | CIRCUIT_BREAKER |  |  |  |  | -1.78 | 2 |  | 504449 |  | [MDSYS.SDO_GEOMETRY]
60913536 | 64607321 | EXISTING | YELLOW | 19723 | ORANGE | 5843 | D | NO | SCE | THREE | UNKNOWN | 12KV | LOW 7 | UNKNOWN | MB | UNKNOWN | UNKNOWN |  |  | SYSTEM | 2015-01-08 | rajendrs |  | CONSOLIDATED | VILLA PARK | ORANGE | 2191067 | 2 | 2220224 | A | Y | N |  | -1 | I | 1966-11-01 |  | D |  | 64607328 | 64633552;105102061 |  |  |  | :19723 | 19723:19723 | main_exi_3_route_oh | CIRCUIT_BREAKER |  |  |  |  | -3.95 | 2 |  | 504449 |  | [MDSYS.SDO_GEOMETRY]
60913537 | 64620548 | EXISTING | WILMAR | 19440 | RAMONA | 5138 | D | NO | SCE | THREE | UNKNOWN | 4KV | LOW 9 | UNKNOWN | MB | UNKNOWN | UNKNOWN |  |  | SYSTEM | 2014-11-06 | aminencn |  | CONSOLIDATED | MESA | METRO EAST | 2191045 | 1 | 2219070 | A | N | Y | 216 | -1 | I | 1950-01-01 |  | D |  | 64620558 | 64623610 |  |  |  | :19440 | 19440:19440 | main_exi_3_route_oh | CIRCUIT_BREAKER |  |  |  |  | -1.77 | 3 |  | 504449 |  | [MDSYS.SDO_GEOMETRY]
60913538 | 64623965 | EXISTING | WINARK | 19500 | DALTON | 5188 | D | NO | SCE | THREE | UNKNOWN | 12KV | LOW 2 | UNKNOWN | MB | UNKNOWN | UNKNOWN |  |  | SYSTEM | 2014-12-10 | simhadk |  | CONSOLIDATED | MESA | METRO EAST | 2191050 |  | 2216828 | M | N | Y | 108 | -1 | I | 1950-01-01 |  | D |  | 64623975 | 64639689;64639690 |  |  |  | :19500 | 19500:19500 | main_exi_3_route_oh | CIRCUIT_BREAKER |  |  |  |  | -1.78 | 3 |  | 504449 |  | [MDSYS.SDO_GEOMETRY]
60913539 | 64633808 | EXISTING | YELLOWTAIL | 19725 | BAYSIDE | 5805 | D | NO | SCE | THREE | UNKNOWN | 12KV | LOW 8 | UNKNOWN | MB | UNKNOWN | UNKNOWN |  |  | SYSTEM | 2014-09-25 | rajendrs |  | CONSOLIDATED | ELLIS | ORANGE | 2188972 | 1 | 2220126 | A | Y | N | 229 | -1 | I | 1962-10-01 |  | D |  | 64633818 | 64694658;64694659 |  |  |  | :19725 | 19725:19725 | main_exi_3_route_oh | CIRCUIT_BREAKER |  |  |  |  | -1.78 | 3 |  | 504449 |  | [MDSYS.SDO_GEOMETRY]
60913540 | 64640687 | EXISTING | WINEVILLE | 19530 | PEDLEY | 5626 | D | NO | SCE | THREE | UNKNOWN | 12KV | LOW 1 | UNKNOWN | MB | UNKNOWN | UNKNOWN |  |  | SYSTEM | 2014-07-01 | merugusn |  | CONSOLIDATED | MIRA LOMA | METRO EAST | 2190379 |  | 2212914 | S | N | Y | 118 | -1 | I | 1950-01-01 |  | D |  | 64640697 | 64647356 |  |  |  | :19530 | 19530:19530 | main_exi_3_route_oh | CIRCUIT_BREAKER |  |  |  |  | -1.8 | 3 |  | 504449 |  | [MDSYS.SDO_GEOMETRY]
60913546 | 64648432 | EXISTING | WINNER | 19545 | TROPHY | 5603 | D | NO | SCE | THREE | UNKNOWN | 12KV | LOW 4 | UNKNOWN | MB | UNKNOWN | UNKNOWN |  |  | SYSTEM | 2014-07-21 | bodduvh |  | CONSOLIDATED | MIRA LOMA | METRO EAST | 2190704 |  | 2217418 | A | Y | N |  | -1 | I | 1980-06-01 |  | D |  | 64648439 | 64690769 |  | 64683115 |  | :19545 | 19545:19545 | main_exi_3_route_oh | CIRCUIT_BREAKER |  |  |  |  | -1.79 | 3 |  | 504449 |  | [MDSYS.SDO_GEOMETRY]
60912894 | 59038046 | EXISTING | WISE | 19580 | DAVIDSON CITY | 5779 | D | NO | SCE | THREE | UNKNOWN | 4KV | LOW 1 | UNKNOWN | MB | UNKNOWN | UNKNOWN |  |  | SYSTEM | 2014-12-31 | simhadk |  | CONSOLIDATED | LIGHTHIPE | METRO WEST | 2188911 |  | 2217738 | A | N | Y |  | -1 | I | 1949-03-01 |  | D |  | 59038056 | 59099841 |  |  |  | :19580 | 19580:19580 | main_exi_3_route_oh | CIRCUIT_BREAKER |  |  |  |  | -1.76 | 3 |  | 504449 |  | [MDSYS.SDO_GEOMETRY]
60912900 | 59060407 | EXISTING | TIENDA | 17840 | CORTEZ | 5186 | D | NO | SCE | THREE | UNKNOWN | 12KV | LOW 3 | UNKNOWN | MB | UNKNOWN | UNKNOWN |  |  | SYSTEM | 2014-08-13 | punukos |  | CONSOLIDATED | MIRA LOMA | METRO EAST | 2187112 | 1 | 2214504 | S | Y | N |  | -1 | I | 1973-08-01 |  | D |  | 59060414 | 59119217;59119218 |  |  |  | :17840 | 17840:17840 | main_exi_3_route_oh | CIRCUIT_BREAKER |  |  |  |  | -1.78 | 3 |  | 504449 |  | [MDSYS.SDO_GEOMETRY]
60912901 | 59081723 | EXISTING | LEVEL | 10417 | INDUSTRY | 5191 | D | NO | SCE | THREE | UNKNOWN | 12KV | LOW 9 | UNKNOWN | MB | UNKNOWN | UNKNOWN |  |  | SYSTEM | 2014-06-25 | punukos |  | CONSOLIDATED | MIRA LOMA | METRO EAST | 2182362 | 2 | 2216832 | A | N | Y | 219 | -1 | I | 1970-05-01 |  | D |  | 59081730 | 59139903;59139904 |  |  |  | :10417 | 10417:10417 | main_exi_3_route_oh | CIRCUIT_BREAKER |  |  |  |  | -1.78 | 3 |  | 504449 |  | [MDSYS.SDO_GEOMETRY]
60912902 | 59100950 | EXISTING | WOLF | 19590 | LUCAS | 5771 | D | NO | SCE | THREE | UNKNOWN | 12KV | LOW 3 | UNKNOWN | MB | UNKNOWN | UNKNOWN |  |  | SYSTEM | 2015-01-09 | merugusn |  |  | LIGHTHIPE | METRO WEST | 2191059 |  | 2220062 | S | N | Y | 108 | -1 | I | 1950-01-01 |  | D |  | 59100960 | 59171036 |  |  |  | :19590 | 19590:19590 | main_exi_3_route_oh | CIRCUIT_BREAKER |  |  |  |  | -1.77 | 3 |  | 504449 |  | [MDSYS.SDO_GEOMETRY]
60912903 | 59134351 | EXISTING | TILDEN | 17865 | WIMBLEDON | 5664 | D | NO | SCE | THREE | UNKNOWN | 12KV | LOW 9 | UNKNOWN | MB | UNKNOWN | UNKNOWN |  |  | SYSTEM | 2014-05-09 | attiliv |  | CONSOLIDATED | VISTA | DESERT | 2190964 |  | 2215220 | A | N | N |  | -1 | I | 1984-07-01 |  | D |  | 59134361 | 59158715 |  |  |  | :17865 | 17865:17865 | main_exi_3_route_oh | CIRCUIT_BREAKER |  |  |  |  | -1.8 | 3 |  | 504449 |  | [MDSYS.SDO_GEOMETRY]
60912904 | 59150077 | EXISTING | LIBRA | 10439 | REPETTO | 5164 | D | NO | SCE | THREE | UNKNOWN | 16KV | LOW 7 | UNKNOWN | MB | UNKNOWN | UNKNOWN |  |  | SYSTEM | 2015-03-02 | bodduvh |  | CONSOLIDATED | MESA | METRO EAST | 2182365 | 2 | 2219114 | S | Y | N |  | -1 | I | 1972-03-01 |  | D |  | 59150087 | 59198486 |  |  |  | :10439 | 10439:10439 | main_exi_3_route_oh | CIRCUIT_BREAKER |  |  |  |  | -1.77 | 3 |  | 504449 |  | [MDSYS.SDO_GEOMETRY]
60912905 | 59158872 | EXISTING | TILE | 17870 | NAROD | 5648 | D | NO | SCE | THREE | UNKNOWN | 12KV | LOW 9 | UNKNOWN | MB | UNKNOWN | UNKNOWN |  |  | SYSTEM | 2014-08-14 | attiliv |  | CONSOLIDATED | MIRA LOMA | METRO EAST | 2188361 | 2 | 2212960 | S | N | Y | 131 | -1 | I | 1950-01-01 |  | D |  | 59158882 | 59283025 |  |  |  | :17870 | 17870:17870 | main_exi_3_route_oh | CIRCUIT_BREAKER |  |  |  |  | -1.79 | 3 |  | 504449 |  | [MDSYS.SDO_GEOMETRY]
60912912 | 59164984 | EXISTING | STOUT | 17072 | CHIQUITA | 5811 | D | NO | SCE | THREE | UNKNOWN | 12KV | LOW 5 | UNKNOWN | MB | UNKNOWN | UNKNOWN |  |  | SYSTEM | 2014-11-21 | bessar |  | CONSOLIDATED | ELLIS | ORANGE | 2189635 | 2 | 2215488 | A | N | N |  | -1 | I | 1989-06-01 |  | D |  | 59164994 | 59234301;59234302 |  |  |  | :17072 | 17072:17072 | main_exi_3_route_oh | CIRCUIT_BREAKER |  |  |  |  | -1.79 | 3 |  | 504449 |  | [MDSYS.SDO_GEOMETRY]
60912913 | 59177006 | EXISTING | GUM | 7756 | PARKWOOD | 5816 | D | NO | SCE | THREE | UNKNOWN | 12KV | LOW 3 | UNKNOWN | MB | UNKNOWN | UNKNOWN |  |  | SYSTEM | 2014-11-17 | bessar |  | CONSOLIDATED | VILLA PARK | ORANGE | 2158781 |  | 2215504 | A | N | N |  | -1 | I | 1975-03-01 |  | D |  | 59177013 | 59273841;59273842 |  |  |  | :07756 | 07756:07756 | main_exi_3_route_oh | CIRCUIT_BREAKER |  |  |  |  | 0.39 | 2 |  | 504449 |  | [MDSYS.SDO_GEOMETRY]
60912914 | 59199928 | EXISTING | LIFT | 10455 | NORTH INTAKE | 8205 | D | NO | SCE | THREE | UNKNOWN | 12KV | LOW 2 | UNKNOWN | MB | UNKNOWN | UNKNOWN |  |  | SYSTEM | 2014-02-28 | bessar |  | CONSOLIDATED | DEVERS | RURALS | 2182689 |  | 2220672 | A | N | N |  | -1 | I | 1950-01-01 |  | D |  | 59199935 | 59200212 |  |  |  | :10455 | 10455:10455 | main_exi_3_route_oh | CIRCUIT_BREAKER |  |  |  |  | -1.95 | 2.5 |  | 504449 |  | [MDSYS.SDO_GEOMETRY]
60912915 | 59200243 | EXISTING | LIMA | 10470 | SIERRA MADRE | 5144 | D | NO | SCE | THREE | UNKNOWN | 4KV | LOW 4 | UNKNOWN | MB | UNKNOWN | UNKNOWN |  |  | SYSTEM | 2017-10-23 | krumwimg |  | CONSOLIDATED | MESA | METRO EAST | 2164453 |  | 2216752 | A | N | Y | 212 | -1 | I | 1950-01-01 |  | D |  | 59200253 | 59214120 |  | 59212269 |  | :10470 | 10470:10470 | main_exi_3_route_oh | CIRCUIT_BREAKER |  |  |  |  | -1.78 | 3 |  | 504449 |  | [MDSYS.SDO_GEOMETRY]
60912916 | 59237269 | EXISTING | WOODROW | 19610 | BELMONT | 5706 | D | NO | SCE | THREE | UNKNOWN | 4KV | LOW 4 | UNKNOWN | MB | UNKNOWN | UNKNOWN |  |  | SYSTEM | 2015-02-11 | bessar |  | CONSOLIDATED | LIGHTHIPE | METRO WEST | 2188916 |  | 2219932 | A | N | Y |  | -1 | I | 1946-08-01 |  | D |  | 59237276 | 59266935 |  |  |  | :19610 | 19610:19610 | main_exi_3_route_oh | CIRCUIT_BREAKER |  |  |  |  | -1.77 | 3 |  | 504449 |  | [MDSYS.SDO_GEOMETRY]
60912924 | 59240814 | EXISTING | LINDA VISTA | 10495 | GARNET | 8044 | D | NO | SCE | THREE | UNKNOWN | 12KV | LOW 6 | UNKNOWN | MB | UNKNOWN | UNKNOWN |  |  | SYSTEM | 2014-05-07 | manthak |  | CONSOLIDATED | DEVERS | DESERT | 2169827 |  | 2213558 | S | N | Y | 126 | -1 | I | 1966-04-01 |  | D |  | 59240824 | 11277396;11277397 |  |  |  | :10495 | 10495:10495 | main_exi_3_route_oh | CIRCUIT_BREAKER |  |  |  |  | -1.85 | 3 |  | 504449 |  | [MDSYS.SDO_GEOMETRY]
60912925 | 59257243 | EXISTING | STUDENT | 17125 | PLACENTIA | 5889 | D | NO | SCE | THREE | UNKNOWN | 12KV | LOW 5 | UNKNOWN | MB | UNKNOWN | UNKNOWN |  |  | SYSTEM | 2017-12-07 | thompsma |  | CONSOLIDATED | VILLA PARK | ORANGE | 2189923 | 1 | 2220310 | A | Y | N |  | -1 | I | 1964-09-01 |  | D |  | 59257253 | 59300026 |  |  |  | :17125 | 17125:17125 | main_exi_3_route_oh | CIRCUIT_BREAKER |  |  |  |  | 0.38 | 3 |  | 504449 |  | [MDSYS.SDO_GEOMETRY]
60913856 | 102964432 | EXISTING | ABACUS | 5 | HIGHLAND | 5619 | D | UNKNOWN | SCE | THREE | UNKNOWN | 12KV | LOW 2 | UNKNOWN | MB |  |  |  |  | SYSTEM | 2014-04-26 | attadas |  |  | VISTA | DESERT | 2131371 | 3 | 2219808 | A | N | N |  | -1 | I | 2007-04-19 |  | D |  |  | 102964454;165723008 |  |  |  | :00005 | 00005:00005 | main_exi_3_route_oh | CIRCUIT_BREAKER |  |  |  |  | -1.82 | 2 |  | 504449 |  | [MDSYS.SDO_GEOMETRY]
60913862 | 103019218 | EXISTING | PENCIL | 13902 | HIGHLAND | 5619 | D | UNKNOWN | SCE | THREE | UNKNOWN | 12KV | LOW 3 | UNKNOWN | MB |  |  |  |  | SYSTEM | 2014-04-22 | kallurr |  |  | VISTA | DESERT | 2184558 | 3 | 2219808 | A | N | N |  | -1 | I | 2007-04-17 |  | D |  |  | 103019223;104824021 |  |  |  | :13902 | 13902:13902 | main_exi_3_route_oh | CIRCUIT_BREAKER |  |  |  |  | -1.82 | 2 |  | 504449 |  | [MDSYS.SDO_GEOMETRY]
60913863 | 104764947 | EXISTING | PREDATOR | 14395 | STETSON | 8095 | D | UNKNOWN | SCE | THREE | UNKNOWN | 12KV | LOW 1 | UNKNOWN | MB |  |  |  |  | SYSTEM | 2014-08-11 | bessar |  |  | VALLEY | SAN JACINTO | 2180111 | 4 | 2218248 | A | N | N |  | -1 | I | 2007-06-21 |  | D |  |  | 104764963;104764964 |  |  |  | :14395 | 14395:14395 | main_exi_3_route_oh | CIRCUIT_BREAKER |  |  |  |  | -1.83 | 2.5 |  | 504449 |  | [MDSYS.SDO_GEOMETRY]
60913864 | 104876562 | EXISTING | KLISS | 9809 | KLISS P.T. | 7432 | A | UNKNOWN | SCE | THREE | UNKNOWN | 4KV | LOW 1 | UNKNOWN | MB |  |  |  |  | SYSTEM | 2015-01-13 | rajendrs |  |  | LIGHTHIPE | METRO WEST | 2166654 |  | 2124737 | N | N | N |  | -1 | I | 2007-07-06 |  | D |  |  | 105704618 |  |  |  | :09809 | 09809:09809 | main_exi_3_route_oh | CIRCUIT_BREAKER |  |  |  |  | -1.77 | 2 |  | 504449 |  | [MDSYS.SDO_GEOMETRY]
60913865 | 104916793 | EXISTING | STEELMAN | 16974 | LIBERTY | 5312 | D | UNKNOWN | SCE | THREE | UNKNOWN | 12KV | LOW 12 | UNKNOWN | MB |  |  |  |  | SYSTEM | 2014-04-24 | attadas |  |  | SAN JOAQUIN | SAN JOAQUIN | 2186870 |  | 2212500 | A | N | N |  | -1 | I | 2007-07-12 |  | D |  |  | 104916956;104917040 |  |  |  | :16974 | 16974:16974 | main_exi_3_route_oh | CIRCUIT_BREAKER |  |  |  |  | -1.79 | 2.5 |  | 504449 |  | [MDSYS.SDO_GEOMETRY]
60913866 | 105086250 | EXISTING | RULER | 15557 | HIGHLAND | 5619 | D | UNKNOWN | SCE | THREE | UNKNOWN | 12KV | LOW 1 | UNKNOWN | MB |  |  |  |  | SYSTEM | 2018-01-03 | murilljl |  |  | VISTA | DESERT | 2186707 | 3 | 2219808 | A | N | N |  | -1 | I | 2007-04-26 |  | D |  |  | 105086262 |  | 138032163 |  | :15557 | 15557:15557 | main_exi_3_route_oh | CIRCUIT_BREAKER |  |  |  |  | -1.82 | 2 |  | 504449 |  | [MDSYS.SDO_GEOMETRY]
60913867 | 105232079 | EXISTING | BAZOOKA | 1275 | BUNKER | 8014 | D | UNKNOWN | SCE | THREE | UNKNOWN | 12KV | LOW 3 | UNKNOWN | MB |  |  |  |  | SYSTEM | 2014-08-18 | yallasv |  |  | VALLEY | SAN JACINTO | 2143438 |  | 2213458 | A | N | N |  | -1 | I | 2007-07-27 |  | D |  |  | 105232084;105232085 |  |  |  | :01275 | 01275:01275 | main_exi_3_route_oh | CIRCUIT_BREAKER |  |  |  |  | -1.82 | 3 |  | 504449 |  | [MDSYS.SDO_GEOMETRY]
60913868 | 105266370 | EXISTING | CITY RANCH | 3564 | ANAVERDE | 5539 | D | UNKNOWN | SCE | THREE | UNKNOWN | 12KV | LOW 9 | UNKNOWN | MB |  |  |  |  | SYSTEM | 2013-11-07 | simhadk |  |  | VINCENT | NORTH COAST | 2138768 |  | 2219658 | A | N | N |  | -1 | I | 2007-07-03 |  | D |  |  | 105266720;106819558 |  |  |  | :03564 | 03564:03564 | main_exi_3_route_oh | CIRCUIT_BREAKER |  |  |  |  | -1.78 | 3 |  | 504449 |  | [MDSYS.SDO_GEOMETRY]
60913869 | 105343196 | EXISTING | MORA | 12167 | RANDALL | 5601 | D | N/A | SCE | THREE | 600 | 12KV | LOW 13 | UNKNOWN | MB |  |  |  |  | SYSTEM | 2014-07-16 | bodduvh |  |  | VISTA | DESERT | 2180761 |  | 2215076 | A | N | N |  | -1 | I | 2007-07-03 |  | D |  |  | 105343201;108362464 |  |  |  | :12167 | 12167:12167 | main_exi_3_route_oh | CIRCUIT_BREAKER |  |  |  |  | -1.81 | 2 |  | 504449 |  | [MDSYS.SDO_GEOMETRY]
60913870 | 105381831 | EXISTING | SOPER | 16672 | SOPER P.T. | 7800 | A | UNKNOWN | SCE | THREE | UNKNOWN | 4KV | LOW 1 | UNKNOWN | MB |  |  |  |  | SYSTEM | 2014-12-01 | rajendrs |  |  | LIGHTHIPE | METRO WEST | 2185897 |  | 2126975 | N | N | N |  | -1 | I | 2007-06-06 |  | D |  |  | 105382546 |  |  |  | :16672 | 16672:16672 | main_exi_3_route_oh | CIRCUIT_BREAKER |  |  |  |  | -91.94 | 2 |  | 504449 |  | [MDSYS.SDO_GEOMETRY]
60913871 | 105416456 | EXISTING | MESA GRANDE | 11732 | YUCAIPA | 5636 | D | UNKNOWN | SCE | THREE | UNKNOWN | 12KV | LOW 1 | UNKNOWN | MB |  |  |  |  | SYSTEM | 2014-03-27 | merugusn |  |  | VISTA | DESERT | 2185578 |  | 2219838 | A | N | N |  | -1 | I | 2007-07-09 |  | D |  |  | 105416475;109259002 |  |  |  | :11732 | 11732:11732 | main_exi_3_route_oh | CIRCUIT_BREAKER |  |  |  |  | -1.83 | 2 |  | 504449 |  | [MDSYS.SDO_GEOMETRY]
60913877 | 105432710 | EXISTING | SKYWALKER | 16484 | SHUTTLE | 5522 | D | UNKNOWN | SCE | THREE | UNKNOWN | 12KV | LOW 13 | UNKNOWN | MB |  |  |  |  | SYSTEM | 2013-11-21 | simhadk |  |  | VINCENT | NORTH COAST | 2185728 | 2 | 2212678 | A | N | N |  | -1 | I | 2007-08-02 |  | D |  |  | 105433245;110898546 |  |  |  | :16484 | 16484:16484 | main_exi_3_route_oh | CIRCUIT_BREAKER |  |  |  |  | -1.78 | 2 |  | 504449 |  | [MDSYS.SDO_GEOMETRY]
60913878 | 105524562 | EXISTING | CEREAL | 3297 | SKYLARK | 8088 | D | UNKNOWN | SCE | THREE | UNKNOWN | 12KV | LOW 1 | UNKNOWN | MB |  |  |  |  | SYSTEM | 2014-09-11 | merugusn |  |  | VALLEY | SAN JACINTO | 2155330 |  | 2220574 | A | N | N |  | -1 | I | 2007-07-09 |  | D |  |  | 105524567;105524568 |  |  |  | :03297 | 03297:03297 | main_exi_3_route_oh | CIRCUIT_BREAKER |  |  |  |  | -1.82 | 2 |  | 504449 |  | [MDSYS.SDO_GEOMETRY]
60913879 | 105528233 | EXISTING | CLYDESDALE | 3711 | AULD | 8018 | D | UNKNOWN | SCE | THREE | UNKNOWN | 12KV | LOW 11 | UNKNOWN | MB |  |  |  |  | SYSTEM | 2014-10-10 | rajendrs |  |  | VALLEY | SAN JACINTO | 2139083 |  | 2213470 | A | N | N |  | -1 | I | 2007-08-16 |  | D |  |  | 105528238;105528239 |  |  |  | :03711 | 03711:03711 | main_exi_3_route_oh | CIRCUIT_BREAKER |  |  |  |  | -1.82 | 2 |  | 504449 |  | [MDSYS.SDO_GEOMETRY]
60913880 | 105542224 | EXISTING | S V C | 17388 | RECTOR | 5033 | D | UNKNOWN | SCE | THREE | UNKNOWN | 12KV | LOW 20 | UNKNOWN | MB |  |  |  |  | SYSTEM | 2014-01-10 | yallasv |  |  | SAN JOAQUIN | SAN JOAQUIN | 2184881 |  | 2216322 | N | N | N |  | -1 | I | 2007-06-07 |  | D |  |  | 105553776 |  |  |  | :17388 | 17388:17388 | main_exi_3_route_oh | CIRCUIT_BREAKER |  |  |  |  | -1.79 | 2 |  | 504449 |  | [MDSYS.SDO_GEOMETRY]
60913239 | 61764098 | EXISTING | MEREDITH | 11685 | CALECTRIC | 8042 | D | NO | SCE | THREE | UNKNOWN | 33KV | LOW 3 | UNKNOWN | MB | UNKNOWN | UNKNOWN |  |  | SYSTEM | 2014-03-26 | simhadk |  | CONSOLIDATED | VISTA | DESERT | 2172465 |  | 2218150 | M | N | Y | 101 | -1 | I | 1950-01-01 |  | D |  | 61764108 | 61782323;61782324 |  |  |  | :11685 | 11685:11685 | main_exi_3_route_oh | CIRCUIT_BREAKER |  |  |  |  | -1.81 | 3 |  | 504449 |  | [MDSYS.SDO_GEOMETRY]
60913240 | 61776622 | EXISTING | KELBER | 9546 | LIGHTHIPE | 5073 | D | NO | SCE | THREE | UNKNOWN | 12KV | LOW 19 | UNKNOWN | MB | UNKNOWN | UNKNOWN |  |  | SYSTEM | 2014-11-28 | attadas |  | CONSOLIDATED | LIGHTHIPE | METRO WEST | 2169653 |  | 2211882 | M | Y | N |  | -1 | I | 1972-07-01 |  | D |  | 61776632 | 61824736 |  |  |  | :09546 | 09546:09546 | main_exi_3_route_oh | CIRCUIT_BREAKER |  |  |  |  | -1.77 | 3 |  | 504449 |  | [MDSYS.SDO_GEOMETRY]
60913241 | 61784017 | EXISTING | MERIDIAN | 11690 | ANITA | 5105 | D | NO | SCE | THREE | UNKNOWN | 16KV | LOW 7 | UNKNOWN | MB | UNKNOWN | UNKNOWN |  |  | SYSTEM | 2015-01-11 | merugusn |  | CONSOLIDATED | MESA | METRO EAST | 2185574 | 2 | 2216680 | S | N | Y | 140 | -1 | I | 1950-01-01 |  | D |  | 61784027 | 61808925 |  |  |  | :11690 | 11690:11690 | main_exi_3_route_oh | CIRCUIT_BREAKER |  |  |  |  | -1.78 | 3 |  | 504449 |  | [MDSYS.SDO_GEOMETRY]
60913242 | 61789717 | EXISTING | HOGAN | 8524 | LAFAYETTE | 5872 | D | NO | SCE | THREE | UNKNOWN | 12KV | LOW 7 | UNKNOWN | MB | UNKNOWN | UNKNOWN |  |  | SYSTEM | 2017-10-30 | thompsma |  | CONSOLIDATED | ELLIS | ORANGE | 2177673 |  | 2220276 | A | N | N |  | -1 | I | 1967-12-01 |  | D |  | 61789727 | 61911317 |  |  |  | :08524 | 08524:08524 | main_exi_3_route_oh | CIRCUIT_BREAKER |  |  |  |  | -1.77 | 3 |  | 504449 |  | [MDSYS.SDO_GEOMETRY]
60913243 | 61800984 | EXISTING | TRUCK | 18222 | FIREHOUSE | 5618 | D | NO | SCE | THREE | UNKNOWN | 12KV | LOW 7 | UNKNOWN | MB | UNKNOWN | UNKNOWN |  |  | SYSTEM | 2014-06-02 | yallasv |  | CONSOLIDATED | MIRA LOMA | METRO EAST | 2188024 |  | 2215118 | A | N | N |  | -1 | I | 1987-06-09 |  | D |  | 61800994 | 61855299 |  |  |  | :18222 | 18222:18222 | main_exi_3_route_oh | CIRCUIT_BREAKER |  |  |  |  | -1.79 | 3 |  | 504449 |  | [MDSYS.SDO_GEOMETRY]
60913244 | 61806372 | EXISTING | TONNER | 17970 | LA HABRA | 5832 | D | NO | SCE | THREE | UNKNOWN | 12KV | LOW 8 | UNKNOWN | MB | UNKNOWN | UNKNOWN |  |  | SYSTEM | 2014-12-18 | bessar |  | CONSOLIDATED | VILLA PARK | ORANGE | 2190974 | 2 | 2215550 | S | N | Y | 120 | -1 | I | 1950-01-01 |  | D |  | 61806376 | 61930525;61930526 |  |  |  | :17970 | 17970:17970 | main_exi_3_route_oh | CIRCUIT_BREAKER |  |  |  |  | 0.39 | 2 |  | 504449 |  | [MDSYS.SDO_GEOMETRY]
60913245 | 61810205 | EXISTING | MERRIL | 11700 | FLANCO | 5616 | D | NO | SCE | THREE | UNKNOWN | 4KV | LOW 1 | UNKNOWN | MB | UNKNOWN | UNKNOWN |  |  | SYSTEM | 2014-05-09 | manthak |  | CONSOLIDATED | VISTA | DESERT | 2172466 |  | 2217446 | A | N | Y |  | -1 | I | 1950-01-01 |  | D |  | 61810215 | 61827914 |  |  |  | :11700 | 11700:11700 | main_exi_3_route_oh | CIRCUIT_BREAKER |  |  |  |  | -1.8 | 3 |  | 504449 |  | [MDSYS.SDO_GEOMETRY]
60913246 | 61834264 | EXISTING | MESCAL | 11734 | MILLIKEN | 5663 | D | NO | SCE | THREE | UNKNOWN | 12KV | LOW 10 | UNKNOWN | MB | UNKNOWN | UNKNOWN |  |  | SYSTEM | 2014-06-19 | punukos |  | CONSOLIDATED | MIRA LOMA | METRO EAST | 2177158 |  | 2215218 | A | N | N |  | -1 | I | 1996-05-17 |  | D |  | 61834271 | 61848232 |  |  |  | :11734 | 11734:11734 | main_exi_3_route_oh | CIRCUIT_BREAKER |  |  |  |  | -1.8 | 2 |  | 504449 |  | [MDSYS.SDO_GEOMETRY]
60913247 | 61850120 | EXISTING | MERVIN | 11750 | AMADOR | 5161 | D | NO | SCE | THREE | UNKNOWN | 4KV | LOW 12 | UNKNOWN | MB | UNKNOWN | UNKNOWN |  |  | SYSTEM | 2014-10-30 | merugusn |  | CONSOLIDATED | MESA | METRO EAST | 2177309 | 1 | 2214462 | A | N | Y | 240 | -1 | I | 1950-01-01 |  | D |  | 61850130 | 61884967 |  |  |  | :11750 | 11750:11750 | main_exi_3_route_oh | CIRCUIT_BREAKER |  |  |  |  | -1.78 | 3 |  | 504449 |  | [MDSYS.SDO_GEOMETRY]
60913248 | 61853375 | EXISTING | KELSEY | 9558 | LA MIRADA | 5834 | D | NO | SCE | THREE | UNKNOWN | 12KV | LOW 3 | UNKNOWN | MB | UNKNOWN | UNKNOWN |  |  | SYSTEM | 2018-01-03 | maxwelbw |  | CONSOLIDATED | LIGHTHIPE | METRO WEST | 2181375 |  | 2220206 | A | N | Y | 240 | -1 | I | 1961-10-01 |  | D |  | 61853385 | 61887913 |  |  |  | :09558 | 09558:09558 | main_exi_3_route_oh | CIRCUIT_BREAKER |  |  |  |  | -1.77 | 3 |  | 504449 |  | [MDSYS.SDO_GEOMETRY]
60913249 | 61856269 | EXISTING | TULLY | 18271 | PADUA | 5060 | D | NO | SCE | THREE | UNKNOWN | 12KV | LOW 14 | UNKNOWN | MB | UNKNOWN | UNKNOWN |  |  | SYSTEM | 2014-06-26 | bodduvh |  | CONSOLIDATED | MIRA LOMA | METRO EAST | 2188116 | 7 | 2216446 | M | N | Y |  | -1 | I | 2000-06-09 |  | D |  | 61856276 | 61975035;166053464 |  |  |  | :18271 | 18271:18271 | main_exi_3_route_oh | CIRCUIT_BREAKER |  |  |  |  | -1.79 | 2 |  | 504449 |  | [MDSYS.SDO_GEOMETRY]
60913250 | 61899530 | EXISTING | METRO | 11780 | UPLAND | 5635 | D | NO | SCE | THREE | UNKNOWN | 12KV | LOW 8 | UNKNOWN | MB | UNKNOWN | UNKNOWN |  |  | SYSTEM | 2014-07-24 | attadas |  | CONSOLIDATED | MIRA LOMA | METRO EAST | 2185640 | 2 | 2217504 | S | N | Y | 140 | -1 | I | 1950-01-01 |  | D |  | 61899537 | 61955275 |  |  |  | :11780 | 11780:11780 | main_exi_3_route_oh | CIRCUIT_BREAKER |  |  |  |  | -1.79 | 3 |  | 504449 |  | [MDSYS.SDO_GEOMETRY]
60913251 | 61908177 | EXISTING | KELVINATOR | 9580 | SEPULVEDA | 5207 | D | NO | SCE | THREE | UNKNOWN | 16KV | LOW 3 | UNKNOWN | MB | UNKNOWN | UNKNOWN |  |  | SYSTEM | 2015-04-27 | bessar |  |  | EL NIDO | METRO WEST | 2166481 | 1 | 2212248 | A | Y | N |  | -1 | I | 1950-01-01 |  | D |  | 61908187 | 61943976 |  |  |  | :09580 | 09580:09580 | main_exi_3_route_oh | CIRCUIT_BREAKER |  |  |  |  | -1.76 | 3 |  | 504449 |  | [MDSYS.SDO_GEOMETRY]
60913252 | 61931487 | EXISTING | TORNADO | 17995 | YORBA LINDA | 5880 | D | NO | SCE | THREE | UNKNOWN | 12KV | LOW 5 | UNKNOWN | MB | UNKNOWN | UNKNOWN |  |  | SYSTEM | 2014-12-04 | bodduvh |  | CONSOLIDATED | VILLA PARK | ORANGE | 2188440 |  | 2213376 | A | N | N |  | -1 | I | 1968-05-01 |  | D |  | 61931494 | 62005286;62005287 |  |  |  | :17995 | 17995:17995 | main_exi_3_route_oh | CIRCUIT_BREAKER |  |  |  |  | -1.79 | 2 |  | 504449 |  | [MDSYS.SDO_GEOMETRY]
60913547 | 64692306 | EXISTING | WINTERHAVEN | 19568 | BELDING | 8204 | D | NO | SCE | THREE | UNKNOWN | 4KV | LOW 1 | UNKNOWN | MB | UNKNOWN | UNKNOWN |  |  | SYSTEM | 2017-11-16 | krumwimg |  | CONSOLIDATED | DEVERS | DESERT | 2190705 |  | 2218346 | A | N | N |  | -1 | I | 1966-08-01 |  | D |  | 64692313 | 64700424 |  |  |  | :19568 | 19568:19568 | main_exi_3_route_oh | CIRCUIT_BREAKER |  |  |  |  | -1.85 | 3 |  | 504449 |  | [MDSYS.SDO_GEOMETRY]
60913548 | 64696409 | EXISTING | YEN | 19727 | SANTIAGO | 5088 | D | NO | SCE | THREE | UNKNOWN | 12KV | LOW 21 | UNKNOWN | MB | UNKNOWN | UNKNOWN |  |  | SYSTEM | 2014-08-14 | attadas |  | CONSOLIDATED | ELLIS | ORANGE | 2188974 | 8 | 2211986 | M | N | N |  | -1 | I | 1991-06-03 |  | D |  | 64696419 | 64750137;64750138 |  |  |  | :19727 | 19727:19727 | main_exi_3_route_oh | CIRCUIT_BREAKER |  |  |  |  | -1.78 | 3 |  | 504449 |  | [MDSYS.SDO_GEOMETRY]
60913549 | 64701613 | EXISTING | WINTERS | 19569 | DUNES | 8139 | D | NO | SCE | THREE | UNKNOWN | 12KV | LOW 1 | UNKNOWN | MB | UNKNOWN | UNKNOWN |  |  | SYSTEM | 2014-03-13 | kallurr |  | CONSOLIDATED | DEVERS | RURALS | 2190706 |  | 2213680 | A | N | N |  | -1 | I | 1950-01-01 |  | D |  | 64701623 | 64713829;64713830 |  |  |  | :19569 | 19569:19569 | main_exi_3_route_oh | CIRCUIT_BREAKER |  |  |  |  | -1.94 | 10 |  | 504449 |  | [MDSYS.SDO_GEOMETRY]
60913550 | 64728186 | EXISTING | WINTHROP | 19573 | LIVE OAK | 5611 | D | NO | SCE | THREE | UNKNOWN | 12KV | LOW 4 | UNKNOWN | MB | UNKNOWN | UNKNOWN |  |  | SYSTEM | 2017-11-16 | krumwimg |  | CONSOLIDATED | MIRA LOMA | METRO EAST | 2188910 |  | 2217432 | A | N | Y | 203 | -1 | I | 1983-06-01 |  | D |  | 64728193 | 64737713 |  | 64736515 |  | :19573 | 19573:19573 | main_exi_3_route_oh | CIRCUIT_BREAKER |  |  |  |  | -1.79 | 3 |  | 504449 |  | [MDSYS.SDO_GEOMETRY]
60913551 | 64740273 | EXISTING | WISTARIA | 19585 | ANITA | 5105 | D | NO | SCE | THREE | UNKNOWN | 4KV | LOW 10 | UNKNOWN | MB | UNKNOWN | UNKNOWN |  |  | SYSTEM | 2014-11-06 | manthak |  | CONSOLIDATED | MESA | METRO EAST | 2191058 |  | 2218988 | S | N | Y | 135 | -1 | I | 1950-01-01 |  | D |  | 64740283 | 64753991 |  |  |  | :19585 | 19585:19585 | main_exi_3_route_oh | CIRCUIT_BREAKER |  |  |  |  | -1.78 | 3 |  | 504449 |  | [MDSYS.SDO_GEOMETRY]
60913552 | 64751795 | EXISTING | YOGI | 19747 | HAMILTON | 5825 | D | NO | SCE | THREE | UNKNOWN | 12KV | LOW 3 | UNKNOWN | MB | UNKNOWN | UNKNOWN |  |  | SYSTEM | 2014-11-05 | merugusn |  | CONSOLIDATED | ELLIS | ORANGE | 2188975 | 2 | 2217848 | S | N | Y | 135 | -1 | I | 1950-01-01 |  | D |  | 64751802 | 64797503;64797504 |  |  |  | :19747 | 19747:19747 | main_exi_3_route_oh | CIRCUIT_BREAKER |  |  |  |  | -1.77 | 3 |  | 504449 |  | [MDSYS.SDO_GEOMETRY]
60913553 | 64755075 | EXISTING | WONDER PALMS | 19593 | CATHEDRAL CITY | 8123 | D | NO | SCE | THREE | UNKNOWN | 4.8KV | LOW 3 | UNKNOWN | MB | UNKNOWN | UNKNOWN |  |  | SYSTEM | 2014-06-03 | gallog |  | CONSOLIDATED | DEVERS | DESERT | 2191060 |  | 2220614 | A | N | N |  | -1 | I | 1950-01-01 |  | D |  | 64755085 | 64765092 |  |  |  | :19593 | 19593:19593 | main_exi_3_route_oh | CIRCUIT_BREAKER |  |  |  |  | -1.85 | 3 |  | 504449 |  | [MDSYS.SDO_GEOMETRY]
60913555 | 64785987 | EXISTING | WOODWARD | 19650 | ALHAMBRA | 5101 | D | NO | SCE | THREE | UNKNOWN | 4KV | LOW 15 | UNKNOWN | MB | UNKNOWN | UNKNOWN |  |  | SYSTEM | 2014-11-18 | bodduvh |  | CONSOLIDATED | MESA | METRO EAST | 2191063 | 3 | 2216666 | M | N | Y | 206 | -1 | I | 1950-01-01 |  | D |  | 64785997 | 64787743 |  |  |  | :19650 | 19650:19650 | main_exi_3_route_oh | CIRCUIT_BREAKER |  |  |  |  | -1.77 | 3 |  | 504449 |  | [MDSYS.SDO_GEOMETRY]
60913556 | 64792272 | EXISTING | WOODVIEW | 19655 | PEYTON | 5614 | D | NO | SCE | THREE | UNKNOWN | 12KV | LOW 8 | UNKNOWN | MB | UNKNOWN | UNKNOWN |  |  | SYSTEM | 2014-07-23 | bodduvh |  | CONSOLIDATED | MIRA LOMA | METRO EAST | 2191064 | 2 | 2215106 | A | N | N |  | -1 | I | 1987-06-01 |  | D |  | 64792282 | 64831792 |  |  |  | :19655 | 19655:19655 | main_exi_3_route_oh | CIRCUIT_BREAKER |  |  |  |  | -1.79 | 3 |  | 504449 |  | [MDSYS.SDO_GEOMETRY]
60913557 | 64800043 | EXISTING | YOUNGER | 19781 | BROOKHURST | 5854 | D | NO | SCE | THREE | UNKNOWN | 12KV | LOW 4 | UNKNOWN | MB | UNKNOWN | UNKNOWN |  |  | SYSTEM | 2017-12-22 | thompsma |  | CONSOLIDATED | ELLIS | ORANGE | 2191068 |  | 2213330 | A | N | Y | 234 | -1 | I | 1967-12-01 |  | D |  | 64800047 | 64863733 |  |  |  | :19781 | 19781:19781 | main_exi_3_route_oh | CIRCUIT_BREAKER |  |  |  |  | -2.51 | 3 |  | 504449 |  | [MDSYS.SDO_GEOMETRY]
60913558 | 64834937 | EXISTING | WOOLLEY | 19660 | MICHILLINDA | 5133 | D | NO | SCE | THREE | UNKNOWN | 4KV | LOW 1 | UNKNOWN | MB | UNKNOWN | UNKNOWN |  |  | SYSTEM | 2017-11-16 | krumwimg |  | CONSOLIDATED | MESA | METRO EAST | 2191065 | 1 | 2216732 | A | N | Y | 234 | -1 | I | 1950-01-01 |  | D |  | 64834944 | 64842491 |  |  |  | :19660 | 19660:19660 | main_exi_3_route_oh | CIRCUIT_BREAKER |  |  |  |  | -1.78 | 3 |  | 504449 |  | [MDSYS.SDO_GEOMETRY]
60913559 | 64848064 | EXISTING | ANGELES | 19694 | GOULD | 5015 | D | NO | SCE | THREE | UNKNOWN | 16KV | LOW 4 | UNKNOWN | MB | UNKNOWN | UNKNOWN |  |  | SYSTEM | 2014-10-22 | rajendrs |  | STATION LIGHT & POWER POTS FED FROM ANGELES 16KV DO NOT ENERGIZE WITH SINGLE PHASE DEVICE | MESA | METRO EAST | 2190709 |  | 2218572 | A | N | N |  | -1 | I | 1978-09-01 |  | D |  | 64848074 | 64889451 |  |  |  | :19694 | 19694:19694 | main_exi_3_route_oh | CIRCUIT_BREAKER |  |  |  |  | -1.77 | 3 |  | 504449 |  | [MDSYS.SDO_GEOMETRY]
60913560 | 64870390 | EXISTING | YUCATAN | 19788 | BREA | 8802 | D | NO | SCE | THREE | UNKNOWN | 12KV | LOW 6 | UNKNOWN | MB | UNKNOWN | UNKNOWN |  |  | SYSTEM | 2014-09-16 | lantzmk |  | CONSOLIDATED | VILLA PARK | ORANGE | 2191071 |  | 2216194 | A | Y | N |  | -1 | I | 1982-06-01 |  | D |  | 64870397 | 64891452;64891453 |  |  |  | :19788 | 19788:19788 | main_exi_3_route_oh | CIRCUIT_BREAKER |  |  |  |  | 0.38 | 2 |  | 504449 |  | [MDSYS.SDO_GEOMETRY]
60912926 | 59269189 | EXISTING | XIMENO | 19700 | HATHAWAY | 5726 | D | NO | SCE | THREE | UNKNOWN | 12KV | LOW 4 | UNKNOWN | MB | UNKNOWN | UNKNOWN |  |  | SYSTEM | 2015-01-21 | manthak |  | CONSOLIDATED | LIGHTHIPE | METRO WEST | 2190712 |  | 2217626 | S | Y | N |  | -1 | I | 1950-01-01 |  | D |  | 59269199 | 59309914 |  |  |  | :19700 | 19700:19700 | main_exi_3_route_oh | CIRCUIT_BREAKER |  |  |  |  | -1.77 | 3 |  | 504449 |  | [MDSYS.SDO_GEOMETRY]
60912927 | 59286098 | EXISTING | TIMES | 17890 | SIERRA MADRE | 5144 | D | NO | SCE | THREE | UNKNOWN | 4KV | LOW 3 | UNKNOWN | MB | UNKNOWN | UNKNOWN |  |  | SYSTEM | 2017-09-27 | krumwimg |  | CONSOLIDATED | MESA | METRO EAST | 2190363 |  | 2216752 | A | N | Y | 212 | -1 | I | 1950-01-01 |  | D |  | 59286105 | 59302927 |  | 59301844 |  | :17890 | 17890:17890 | main_exi_3_route_oh | CIRCUIT_BREAKER |  |  |  |  | -1.78 | 3 |  | 504449 |  | [MDSYS.SDO_GEOMETRY]
60912928 | 59292942 | EXISTING | GUNTHER | 7790 | CROWN | 5818 | D | NO | SCE | THREE | UNKNOWN | 12KV | LOW 10 | UNKNOWN | MB | UNKNOWN | UNKNOWN |  |  | SYSTEM | 2018-01-02 | thompsma |  | CONSOLIDATED | ELLIS | ORANGE | 2158785 | 2 | 2217826 | S | Y | N |  | -1 | I | 1950-01-01 |  | D |  | 59292952 | 59369361 |  |  |  | :07790 | 07790:07790 | main_exi_3_route_oh | CIRCUIT_BREAKER |  |  |  |  | -19.61 | 3 |  | 504449 |  | [MDSYS.SDO_GEOMETRY]
60912929 | 59310320 | EXISTING | YATES | 19710 | VAIL | 5175 | D | NO | SCE | THREE | UNKNOWN | 16KV | LOW 3 | UNKNOWN | MB | UNKNOWN | UNKNOWN |  |  | SYSTEM | 2016-03-28 | beealdb |  |  | LIGHTHIPE | METRO WEST | 2190385 | 1 | 2216804 | S | N | Y | 111 | -1 | I | 1957-06-01 |  | D |  | 59310330 | 59411230 |  |  |  | :19710 | 19710:19710 | main_exi_3_route_oh | CIRCUIT_BREAKER |  |  |  |  | -1.77 | 3 |  | 504449 |  | [MDSYS.SDO_GEOMETRY]
60912930 | 59317966 | EXISTING | SUDAN | 17167 | MODENA | 5802 | D | NO | SCE | THREE | UNKNOWN | 12KV | LOW 12 | UNKNOWN | MB | UNKNOWN | UNKNOWN |  |  | SYSTEM | 2014-09-26 | kallurr |  | CONSOLIDATED | VILLA PARK | ORANGE | 2184805 | 2 | 2220120 | A | N | Y | 232 | -1 | I | 1973-08-01 |  | D |  | 59317976 | 59433569;59433570;59433571 |  |  |  | :17167 | 17167:17167 | main_exi_3_route_oh | CIRCUIT_BREAKER |  |  |  |  | 0.38 | 3 |  | 504449 |  | [MDSYS.SDO_GEOMETRY]
60912931 | 59338559 | EXISTING | LITTLE MOUNTAIN | 10536 | CALECTRIC | 8042 | D | NO | SCE | THREE | UNKNOWN | 33KV | LOW 5 | UNKNOWN | MB | UNKNOWN | UNKNOWN |  |  | SYSTEM | 2014-04-03 | bessar |  | CONSOLIDATED | VISTA | DESERT | 2176400 |  | 2218150 | S | N | Y | 141 | -1 | I | 1950-01-01 |  | D |  | 59338566 | 59347974;59347975 |  |  |  | :10536 | 10536:10536 | main_exi_3_route_oh | CIRCUIT_BREAKER |  |  |  |  | -1.81 | 2 |  | 504449 |  | [MDSYS.SDO_GEOMETRY]
60912932 | 59356785 | EXISTING | LIZARD | 10555 | LIZARD P.T. | 7464 | A | NO | SCE | THREE | UNKNOWN | 4.8KV | LOW 1 | UNKNOWN | MB | UNKNOWN | UNKNOWN |  |  | SYSTEM | 2014-07-10 | manthak |  | P5483168 500KVA FED FROM PME4938 QUART 12KV | DEVERS | DESERT | 2176401 |  | 2124761 | N | N | Y | 141 | -1 | I | 1974-10-01 |  | D |  | 59356795 | 59357281;107704545 |  |  |  | :10555 | 10555:10555 | main_exi_3_route_oh | CIRCUIT_BREAKER |  |  |  |  | -1.85 | 3 |  | 504449 |  | [MDSYS.SDO_GEOMETRY]
60912933 | 59357411 | EXISTING | LODESTAR | 10572 | RUSH | 5116 | D | NO | SCE | THREE | UNKNOWN | 16KV | LOW 2 | UNKNOWN | MB | UNKNOWN | UNKNOWN |  |  | SYSTEM | 2015-08-10 | beealdb |  | CONSOLIDATED | MESA | METRO EAST | 2176404 | 2 | 2212060 | A | Y | N |  | -1 | I | 1971-05-01 |  | D |  | 59357421 | 59359524 |  |  |  | :10572 | 10572:10572 | main_exi_3_route_oh | CIRCUIT_BREAKER |  |  |  |  | -1.77 | 3 |  | 504449 |  | [MDSYS.SDO_GEOMETRY]
60912934 | 59370620 | EXISTING | GUSHER | 7797 | OLINDA | 5087 | D | NO | SCE | THREE | UNKNOWN | 12KV | LOW 11 | UNKNOWN | MB | UNKNOWN | UNKNOWN |  |  | SYSTEM | 2014-09-09 | punukos |  | CONSOLIDATED | VILLA PARK | ORANGE | 2158786 |  | 2214308 | M | N | Y | 250 | -1 | I | 1970-11-01 |  | D |  | 59370627 | 59447702;59447703 |  |  |  | :07797 | 07797:07797 | main_exi_3_route_oh | CIRCUIT_BREAKER |  |  |  |  | 0.38 | 2 |  | 504449 |  | [MDSYS.SDO_GEOMETRY]
60912935 | 59377670 | EXISTING | LOBET | 10580 | CHINO | 5062 | D | NO | SCE | THREE | UNKNOWN | 12KV | LOW 23 | UNKNOWN | MB | UNKNOWN | UNKNOWN |  |  | SYSTEM | 2014-06-13 | bodduvh |  | CONSOLIDATED | MIRA LOMA | METRO EAST | 2176406 | 5 | 2214174 | M | N | Y | 116 | -1 | I | 1950-01-01 |  | D |  | 59377680 | 59421039 |  |  |  | :10580 | 10580:10580 | main_exi_3_route_oh | CIRCUIT_BREAKER |  |  |  |  | -1.79 | 3 |  | 504449 |  | [MDSYS.SDO_GEOMETRY]
60912941 | 59394296 | EXISTING | TOLA | 17920 | ARROYO | 5158 | D | NO | SCE | THREE | UNKNOWN | 16KV | LOW 2 | UNKNOWN | MB | UNKNOWN | UNKNOWN |  |  | SYSTEM | 2015-01-13 | aminencn |  | CONSOLIDATED | MESA | METRO EAST | 2190971 |  | 2214452 | S | Y | N |  | -1 | I | 1950-01-01 |  | D |  | 59394306 | 59431830;59431831 |  |  |  | :17920 | 17920:17920 | main_exi_3_route_oh | CIRCUIT_BREAKER |  |  |  |  | -1.77 | 3 |  | 504449 |  | [MDSYS.SDO_GEOMETRY]
60912942 | 59422843 | EXISTING | LOCKSLEY | 10610 | RAVENDALE | 5179 | D | NO | SCE | THREE | UNKNOWN | 16KV | LOW 6 | UNKNOWN | MB | UNKNOWN | UNKNOWN |  |  | SYSTEM | 2017-09-25 | krumwimg |  |  | MESA | METRO EAST | 2170032 | 1 | 2216810 | A | Y | N |  | -1 | I | 1950-01-01 |  | D |  | 59422850 | 59506219 |  |  |  | :10610 | 10610:10610 | main_exi_3_route_oh | CIRCUIT_BREAKER |  |  |  |  | -1.77 | 3 |  | 504449 |  | [MDSYS.SDO_GEOMETRY]
60912943 | 59425683 | EXISTING | YALE | 19720 | COLORADO | 5242 | D | NO | SCE | THREE | UNKNOWN | 4KV | LOW 8 | UNKNOWN | MB | UNKNOWN | UNKNOWN |  |  | SYSTEM | 2015-04-06 | simhadk |  | CONSOLIDATED | EL NIDO | METRO WEST | 2190386 |  | 2212358 | S | N | Y | 115 | -1 | I | 1950-01-01 |  | D |  | 59425693 | 59427105 |  |  |  | :19720 | 19720:19720 | main_exi_3_route_oh | CIRCUIT_BREAKER |  |  |  |  | -1.76 | 3 |  | 504449 |  | [MDSYS.SDO_GEOMETRY]
60912944 | 59427442 | EXISTING | YORK | 19770 | YUKON | 5241 | D | NO | SCE | THREE | UNKNOWN | 4KV | LOW 14 | UNKNOWN | MB | UNKNOWN | UNKNOWN |  |  | SYSTEM | 2018-01-12 | maxwelbw |  | CONSOLIDATED | EL NIDO | METRO WEST | 2188977 | 2 | 2214644 | S | N | Y | 248 | -1 | I | 1950-01-01 |  | D |  | 59427452 | 59476588 |  |  |  | :19770 | 19770:19770 | main_exi_3_route_oh | CIRCUIT_BREAKER |  |  |  |  | -1.76 | 3 |  | 504449 |  | [MDSYS.SDO_GEOMETRY]
60913881 | 105576351 | EXISTING | HOSS | 8707 | ROYAL | 5580 | D | UNKNOWN | SCE | THREE | UNKNOWN | 16KV | LOW 10 | UNKNOWN | MB |  |  |  |  | SYSTEM | 2014-01-02 | kallurr |  |  | MOORPARK | NORTH COAST | 2160458 | 1 | 2212820 | A | N | N |  | -1 | I | 2007-06-01 |  | D |  |  | 106129729;106308837 |  |  |  | :08707 | 08707:08707 | main_exi_3_route_oh | CIRCUIT_BREAKER |  |  |  |  | -1.75 | 3.5 |  | 504449 |  | [MDSYS.SDO_GEOMETRY]
60913882 | 105683232 | EXISTING | CLUBHOUSE | 3707 | SANTA ROSA | 8036 | D | UNKNOWN | SCE | THREE | UNKNOWN | 12KV | LOW 19 | UNKNOWN | MB |  |  |  |  | SYSTEM | 2014-05-01 | gallog |  |  | DEVERS | DESERT | 2140506 | 5 | 2218128 | S | N | N |  | -1 | I | 2007-08-08 |  | D |  |  | 105683245;107808818 |  |  |  | :03707 | 03707:03707 | main_exi_3_route_oh | CIRCUIT_BREAKER |  |  |  |  | -1.86 | 2 |  | 504449 |  | [MDSYS.SDO_GEOMETRY]
60913888 | 105684019 | EXISTING | MORELLO | 12177 | MARASCHINO | 8096 | D | UNKNOWN | SCE | THREE | UNKNOWN | 12KV | LOW 8 | UNKNOWN | MB |  |  |  |  | SYSTEM | 2014-04-18 | yallasv |  |  | VISTA | DESERT | 2180763 |  | 2220594 | A | N | N |  | -1 | I | 2007-03-28 |  | D |  |  | 105684192;114861481 |  | 136218297 |  | :12177 | 12177:12177 | main_exi_3_route_oh | CIRCUIT_BREAKER |  |  |  |  | -1.83 | 2 |  | 504449 |  | [MDSYS.SDO_GEOMETRY]
60913889 | 105780487 | EXISTING | SOBOBA | 16598 | INDIAN WELLS | 8345 | D | UNKNOWN | SCE | THREE | UNKNOWN | 12KV | LOW 2 | UNKNOWN | MB |  |  |  |  | SYSTEM | 2014-05-10 | merugusn |  |  | DEVERS | DESERT | 2189483 |  | 2218478 | A | N | N |  | -1 | I | 2007-08-15 |  | D |  |  | 105780506;108359867 |  |  |  | :16598 | 16598:16598 | main_exi_3_route_oh | CIRCUIT_BREAKER |  |  |  |  | -1.87 | 2 |  | 504449 |  | [MDSYS.SDO_GEOMETRY]
60913890 | 105894128 | EXISTING | AVANTI | 888 | SHANDIN | 8093 | D | UNKNOWN | SCE | THREE | UNKNOWN | 12KV | LOW 10 | UNKNOWN | MB |  |  |  |  | SYSTEM | 2014-04-18 | simhadk |  |  | VISTA | DESERT | 2135854 |  | 2213632 | A | N | N |  | -1 | I | 2007-07-01 |  | D |  |  | 105894149;107744746 |  |  |  | :00888 | 00888:00888 | main_exi_3_route_oh | CIRCUIT_BREAKER |  |  |  |  | -1.82 | 2 |  | 504449 |  | [MDSYS.SDO_GEOMETRY]
60913891 | 105894136 | EXISTING | VARGAS | 1754 | SHANDIN | 8093 | D | UNKNOWN | SCE | THREE | UNKNOWN | 12KV | LOW 1 | UNKNOWN | MB |  |  |  |  | SYSTEM | 2014-05-23 | aminencn |  |  | VISTA | DESERT | 2144739 |  | 2213632 | A | N | N |  | -1 | I | 2007-08-21 |  | D |  |  | 105894184 |  |  |  | :01754 | 01754:01754 | main_exi_3_route_oh | CIRCUIT_BREAKER |  |  |  |  | -1.82 | 2 |  | 504449 |  | [MDSYS.SDO_GEOMETRY]
60913892 | 105899754 | EXISTING | BRAVON | 2161 | ARCHIBALD | 5659 | D | UNKNOWN | SCE | THREE | UNKNOWN | 12KV | LOW 1 | UNKNOWN | MB |  |  |  |  | SYSTEM | 2014-09-09 | aminencn |  | ALT.MT. 720A 180A | MIRA LOMA | METRO EAST | 2134911 |  | 2215212 | A | N | N |  | -1 | I | 2007-07-31 |  | D |  |  | 105899772;107511336 |  |  |  | :02161 | 02161:02161 | main_exi_3_route_oh | CIRCUIT_BREAKER |  |  |  |  | -1.8 | 2 |  | 504449 |  | [MDSYS.SDO_GEOMETRY]
60913893 | 105899759 | EXISTING | DANISH | 4651 | ARCHIBALD | 5659 | D | UNKNOWN | SCE | THREE | UNKNOWN | 12KV | LOW 2 | UNKNOWN | MB |  |  |  |  | SYSTEM | 2014-05-27 | aminencn |  |  | MIRA LOMA | METRO EAST | 2144747 |  | 2215212 | A | N | N |  | -1 | I | 2007-08-09 |  | D |  |  | 105899933 |  |  |  | :04651 | 04651:04651 | main_exi_3_route_oh | CIRCUIT_BREAKER |  |  |  |  | -1.8 | 2 |  | 504449 |  | [MDSYS.SDO_GEOMETRY]
60913899 | 105899764 | EXISTING | SWISS | 17422 | ARCHIBALD | 5659 | D | UNKNOWN | SCE | THREE | UNKNOWN | 12KV | LOW 10 | UNKNOWN | MB |  |  |  |  | SYSTEM | 2014-06-23 | kallurr |  |  | MIRA LOMA | METRO EAST | 2190950 |  | 2215212 | A | N | N |  | -1 | I | 2007-07-01 |  | D |  |  | 105900147;107904999 |  |  |  | :17422 | 17422:17422 | main_exi_3_route_oh | CIRCUIT_BREAKER |  |  |  |  | -1.8 | 2 |  | 504449 |  | [MDSYS.SDO_GEOMETRY]
60913900 | 105938595 | EXISTING | MORRIE | 12197 | SAUGUS | 5051 | D | UNKNOWN | SCE | THREE | UNKNOWN | 16KV | LOW 25 | UNKNOWN | MB |  |  |  |  | SYSTEM | 2013-12-09 | manthak |  |  | SAUGUS | NORTH COAST | 2180765 | 5 | 2211724 | A | N | N |  | -1 | I | 2007-08-03 |  | D |  |  | 105938755;106038318 |  |  |  | :12197 | 12197:12197 | main_exi_3_route_oh | CIRCUIT_BREAKER |  |  |  |  | -1.76 | 2 |  | 504449 |  | [MDSYS.SDO_GEOMETRY]
60913901 | 105948829 | EXISTING | MEDUSA | 11605 | SAN BERNARDINO | 8076 | D | UNKNOWN | SCE | THREE | UNKNOWN | 12KV | LOW 13 | UNKNOWN | MB |  |  |  |  | SYSTEM | 2017-10-03 | murilljl |  |  | VISTA | DESERT | 2180021 |  | 2215864 | A | N | N |  | -1 | I | 2007-08-14 |  | D |  |  | 105948962 |  |  |  | :11605 | 11605:11605 | main_exi_3_route_oh | CIRCUIT_BREAKER |  |  |  |  | -1.82 | 2 |  | 504449 |  | [MDSYS.SDO_GEOMETRY]
60913902 | 105958893 | EXISTING | APPALOUSA | 635 | AULD | 8018 | D | UNKNOWN | SCE | THREE | UNKNOWN | 12KV | LOW 9 | UNKNOWN | MB |  |  |  |  | SYSTEM | 2014-09-17 | merugusn |  |  | VALLEY | SAN JACINTO | 2130049 |  | 2213470 | A | N | N |  | -1 | I | 2007-03-19 |  | D |  |  | 105958898;105958899 |  |  |  | :00635 | 00635:00635 | main_exi_3_route_oh | CIRCUIT_BREAKER |  |  |  |  | -1.82 | 2 |  | 504449 |  | [MDSYS.SDO_GEOMETRY]
60913903 | 105991076 | EXISTING | GUINNESS | 7738 | JEFFERSON | 8275 | D | UNKNOWN | SCE | THREE | UNKNOWN | 12KV | LOW 1 | UNKNOWN | MB |  |  |  |  | SYSTEM | 2014-06-30 | merugusn |  |  | MIRA LOMA | METRO EAST | 2158780 | 2 | 2220744 | A | N | N |  | -1 | I | 2007-06-05 |  | D |  |  | 105991325;105991326 |  |  |  | :07738 | 07738:07738 | main_exi_3_route_oh | CIRCUIT_BREAKER |  |  |  |  | -1.8 | 2 |  | 504449 |  | [MDSYS.SDO_GEOMETRY]
60913904 | 106005736 | EXISTING | KNEELAND | 9812 | KNEELAND P.T. | 7431 | A | UNKNOWN | SCE | THREE | UNKNOWN | 4KV | LOW 1 | UNKNOWN | MB |  |  |  |  | SYSTEM | 2015-01-13 | rajendrs |  |  | LIGHTHIPE | METRO WEST | 2166657 |  | 2125468 | N | N | N |  | -1 | I | 2007-07-06 |  | D |  |  | 106005900 |  |  |  | :09812 | 09812:09812 | main_exi_3_route_oh | CIRCUIT_BREAKER |  |  |  |  | -1.77 | 2 |  | 504449 |  | [MDSYS.SDO_GEOMETRY]
60913905 | 106084744 | EXISTING | FRONTAGE | 6842 | SAVAGE | 8020 | D | UNKNOWN | SCE | THREE | UNKNOWN | 12KV | LOW 14 | UNKNOWN | MB |  |  |  |  | SYSTEM | 2014-05-22 | bessar |  |  | LUGO | DESERT | 2152566 | 2 | 2220412 | A | N | N |  | -1 | I | 2007-07-05 |  | D |  |  | 104957320;106084975 |  |  |  | :06842 | 06842:06842 | main_exi_3_route_oh | CIRCUIT_BREAKER |  |  |  |  | -1.82 | 2 |  | 504449 |  | [MDSYS.SDO_GEOMETRY]
60913253 | 61962627 | EXISTING | MICHAEL | 11817 | CORONA | 8279 | D | NO | SCE | THREE | UNKNOWN | 12KV | LOW 5 | UNKNOWN | MB | UNKNOWN | UNKNOWN |  |  | SYSTEM | 2014-07-21 | simhadk |  | CONSOLIDATED | MIRA LOMA | METRO EAST | 2177313 | 6 | 2220750 | S | N | Y | 127 | -1 | I | 1970-02-01 |  | D |  | 61962634 | 62013248;62013249 |  |  |  | :11817 | 11817:11817 | main_exi_3_route_oh | CIRCUIT_BREAKER |  |  |  |  | -1.8 | 3 |  | 504449 |  | [MDSYS.SDO_GEOMETRY]
60913254 | 61967403 | EXISTING | KENNEY | 9620 | FLORADAY | 5898 | D | NO | SCE | THREE | UNKNOWN | 4KV | LOW 2 | UNKNOWN | MB | UNKNOWN | UNKNOWN |  |  | SYSTEM | 2015-01-09 | rajendrs |  | CONSOLIDATED | LIGHTHIPE | METRO WEST | 2163153 | 2 | 2218012 | A | N | Y |  | -1 | I | 1950-01-01 |  | D |  | 61967410 | 61997282 |  |  |  | :09620 | 09620:09620 | main_exi_3_route_oh | CIRCUIT_BREAKER |  |  |  |  | -1.77 | 3 |  | 504449 |  | [MDSYS.SDO_GEOMETRY]
60913255 | 61994741 | EXISTING | TUPELO | 18301 | PEYTON | 5614 | D | NO | SCE | THREE | UNKNOWN | 12KV | LOW 7 | UNKNOWN | MB | UNKNOWN | UNKNOWN |  |  | SYSTEM | 2014-07-18 | rajendrs |  | CONSOLIDATED | MIRA LOMA | METRO EAST | 2190988 | 3 | 2215106 | A | N | N |  | -1 | I | 2002-07-01 |  | D |  | 61994748 | 62066053;62066054 |  |  |  | :18301 | 18301:18301 | main_exi_3_route_oh | CIRCUIT_BREAKER |  |  |  |  | -1.79 | 2 |  | 504449 |  | [MDSYS.SDO_GEOMETRY]
60913256 | 61997535 | EXISTING | KENWOOD | 9640 | BULLIS | 5756 | D | NO | SCE | THREE | UNKNOWN | 16KV | LOW 3 | UNKNOWN | MB | UNKNOWN | UNKNOWN |  |  | SYSTEM | 2015-02-09 | bondigc |  | CONSOLIDATED | LIGHTHIPE | METRO WEST | 2181377 | 1 | 2213136 | S | Y | N |  | -1 | I | 1950-01-01 |  | D |  | 61997545 | 62071531;62071532 |  |  |  | :09640 | 09640:09640 | main_exi_3_route_oh | CIRCUIT_BREAKER |  |  |  |  | -1.77 | 3 |  | 504449 |  | [MDSYS.SDO_GEOMETRY]
60913257 | 62006115 | EXISTING | HOLLOWAY | 8580 | BASTA | 5883 | D | NO | SCE | THREE | UNKNOWN | 4KV | LOW 3 | UNKNOWN | MB | UNKNOWN | UNKNOWN |  |  | SYSTEM | 2014-09-23 | yallasv |  | CONSOLIDATED | VILLA PARK | ORANGE | 2178187 |  | 2215650 | A | Y | N |  | -1 | I | 1950-01-01 |  | D |  | 62006122 | 62020122 |  |  |  | :08580 | 08580:08580 | main_exi_3_route_oh | CIRCUIT_BREAKER |  |  |  |  | 0.39 | 3 |  | 504449 |  | [MDSYS.SDO_GEOMETRY]
60913261 | 62020361 | EXISTING | HOOK | 8666 | GILBERT | 5833 | D | NO | SCE | THREE | UNKNOWN | 12KV | LOW 9 | UNKNOWN | MB | UNKNOWN | UNKNOWN |  |  | SYSTEM | 2017-10-11 | thompsma |  | CONSOLIDATED | VILLA PARK | ORANGE | 2160455 | 1 | 2220202 | A | Y | N |  | -1 | I | 1961-06-01 |  | D |  | 62020368 | 62055524 |  |  |  | :08666 | 08666:08666 | main_exi_3_route_oh | CIRCUIT_BREAKER |  |  |  |  | 0.39 | 2 |  | 504449 |  | [MDSYS.SDO_GEOMETRY]
60913265 | 62024523 | EXISTING | MICHELLE | 11818 | CORTEZ | 5186 | D | NO | SCE | THREE | UNKNOWN | 12KV | LOW 7 | UNKNOWN | MB | UNKNOWN | UNKNOWN |  |  | SYSTEM | 2018-01-16 | murilljl |  | CONSOLIDATED | MIRA LOMA | METRO EAST | 2185642 | 1 | 2214504 | S | N | N |  | -1 | I | 2002-06-17 |  | D |  | 62024530 | 62079874 |  |  |  | :11818 | 11818:11818 | main_exi_3_route_oh | CIRCUIT_BREAKER |  |  |  |  | -1.78 | 2 |  | 504449 |  | [MDSYS.SDO_GEOMETRY]
60913266 | 62031931 | EXISTING | TOUCHDOWN | 18013 | WASHINGTON | 5856 | D | NO | SCE | THREE | UNKNOWN | 12KV | LOW 1 | UNKNOWN | MB | UNKNOWN | UNKNOWN |  |  | SYSTEM | 2017-11-20 | bradlem |  | CONSOLIDATED | VILLA PARK | ORANGE | 2188443 |  | 2220244 | A | Y | N |  | -1 | I | 1970-07-01 |  | D |  | 62031935 | 62083341;199938290 |  |  |  | :18013 | 18013:18013 | main_exi_3_route_oh | CIRCUIT_BREAKER |  |  |  |  | 0.38 | 3 |  | 504449 |  | [MDSYS.SDO_GEOMETRY]
60913267 | 62056249 | EXISTING | HOPI | 8691 | SHAWNEE | 5869 | D | NO | SCE | THREE | UNKNOWN | 12KV | LOW 4 | UNKNOWN | MB | UNKNOWN | UNKNOWN |  |  | SYSTEM | 2014-11-11 | aminencn |  | CONSOLIDATED | VILLA PARK | ORANGE | 2155857 |  | 2213352 | A | N | Y | 236 | -1 | I | 1981-01-01 |  | D |  | 62056256 | 62101509 |  |  |  | :08691 | 08691:08691 | main_exi_3_route_oh | CIRCUIT_BREAKER |  |  |  |  | 179.93 | 3 |  | 504449 |  | [MDSYS.SDO_GEOMETRY]
60913268 | 62067729 | EXISTING | TURF | 18310 | ARCADIA | 5106 | D | NO | SCE | THREE | UNKNOWN | 4KV | LOW 12 | UNKNOWN | MB | UNKNOWN | UNKNOWN |  |  | SYSTEM | 2014-11-08 | simhadk |  | CONSOLIDATED | MESA | METRO EAST | 2190612 | 2 | 2216688 | A | N | Y | 248 | -1 | I | 1950-01-01 |  | D |  | 62067739 | 62068631 |  | 62068331 |  | :18310 | 18310:18310 | main_exi_3_route_oh | CIRCUIT_BREAKER |  |  |  |  | -1.78 | 3 |  | 504449 |  | [MDSYS.SDO_GEOMETRY]
60913269 | 62068878 | EXISTING | TURNBULL | 18317 | WALNUT | 5014 | D | NO | SCE | THREE | UNKNOWN | 12KV | LOW 17 | UNKNOWN | MB | UNKNOWN | UNKNOWN |  |  | SYSTEM | 2017-09-28 | krumwimg |  | CONSOLIDATED | MIRA LOMA | METRO EAST | 2190613 | 6 | 2218564 | M | N | Y | 121 | -1 | I | 1966-08-01 |  | D |  | 62068888 | 62114492 |  |  |  | :18317 | 18317:18317 | main_exi_3_route_oh | CIRCUIT_BREAKER |  |  |  |  | -1.78 | 3 |  | 504449 |  | [MDSYS.SDO_GEOMETRY]
60913270 | 62072976 | EXISTING | KERNAN | 9649 | JERSEY | 5776 | D | NO | SCE | THREE | UNKNOWN | 16KV | LOW 1 | UNKNOWN | MB | UNKNOWN | UNKNOWN |  |  | SYSTEM | 2015-03-24 | aminencn |  |  | LIGHTHIPE | METRO WEST | 2166485 | 2 | 2215406 | A | N | N |  | -1 | I | 1988-09-01 |  | D |  | 62072986 | 62149233;62149234 |  |  |  | :09649 | 09649:09649 | main_exi_3_route_oh | CIRCUIT_BREAKER |  |  |  |  | -1.76 | 3 |  | 504449 |  | [MDSYS.SDO_GEOMETRY]
60913271 | 62082192 | EXISTING | MIDORI | 11844 | MILLIKEN | 5663 | D | NO | SCE | THREE | UNKNOWN | 12KV | LOW 8 | UNKNOWN | MB | UNKNOWN | UNKNOWN |  |  | SYSTEM | 2018-01-12 | krumwimg |  | CONSOLIDATED | MIRA LOMA | METRO EAST | 2185643 |  | 2215218 | A | N | N |  | -1 | I | 2002-05-23 |  | D |  | 62082199 | 62105558 |  |  |  | :11844 | 11844:11844 | main_exi_3_route_oh | CIRCUIT_BREAKER |  |  |  |  | -1.8 | 2 |  | 504449 |  | [MDSYS.SDO_GEOMETRY]
60913272 | 62084246 | EXISTING | TOURNEY | 18017 | GILBERT | 5833 | D | NO | SCE | THREE | UNKNOWN | 12KV | LOW 1 | UNKNOWN | MB | UNKNOWN | UNKNOWN |  |  | SYSTEM | 2014-09-01 | attiliv |  |  | VILLA PARK | ORANGE | 2188444 | 1 | 2220202 | A | Y | N |  | -1 | I | 1981-06-01 |  | D |  | 62084253 | 62190280;62190281 |  |  |  | :18017 | 18017:18017 | main_exi_3_route_oh | CIRCUIT_BREAKER |  |  |  |  | 0.39 | 2 |  | 504449 |  | [MDSYS.SDO_GEOMETRY]
60913561 | 64892945 | EXISTING | YUMA | 19791 | SULLIVAN | 5862 | D | NO | SCE | THREE | UNKNOWN | 12KV | LOW 4 | UNKNOWN | MB | UNKNOWN | UNKNOWN |  |  | SYSTEM | 2014-09-24 | rajendrs |  | CONSOLIDATED | ELLIS | ORANGE | 2191073 | 3 | 2213338 | S | N | Y | 136 | -1 | I | 1968-09-01 |  | D |  | 64892952 | 64901195;64901196 |  |  |  | :19791 | 19791:19791 | main_exi_3_route_oh | CIRCUIT_BREAKER |  |  |  |  | 0.39 | 2 |  | 504449 |  | [MDSYS.SDO_GEOMETRY]
60913563 | 64896393 | EXISTING | WYLE | 19697 | CHASE | 5679 | D | NO | SCE | THREE | UNKNOWN | 12KV | LOW 14 | UNKNOWN | MB | UNKNOWN | UNKNOWN |  |  | SYSTEM | 2014-07-31 | aminencn |  | CONSOLIDATED | MIRA LOMA | METRO EAST | 2188971 |  | 2213010 | A | N | N |  | -1 | I | 1996-05-13 |  | D |  | 64896400 | 64924885;64924886 |  | 64921520 |  | :19697 | 19697:19697 | main_exi_3_route_oh | CIRCUIT_BREAKER |  |  |  |  | -1.8 | 2 |  | 504449 |  | [MDSYS.SDO_GEOMETRY]
60913568 | 64902232 | EXISTING | RECTIFIER | 21048 | RECTIFIER | 8357 | C | NO | SCE | THREE | UNKNOWN | 33KV | LOW 1 | UNKNOWN | MB | UNKNOWN | UNKNOWN |  |  | SYSTEM | 2014-07-09 | bessar |  | CONSOLIDATED | VALLEY | SAN JACINTO | 2190456 | 3 | 2220804 | S |  |  |  | -1 | I | 1998-07-03 |  | D |  | 64902239 | 64902443 |  |  |  | :21048 | 21048:21048 | main_exi_3_route_oh | CIRCUIT_BREAKER |  |  |  |  | -1.82 | 3 |  | 504449 |  | [MDSYS.SDO_GEOMETRY]
60913569 | 64903017 | EXISTING | BURPIT 1 | 21069 | BURRIS PIT (BURPIT) | 5884 | C | NO | SCE | THREE | UNKNOWN | 4KV | LOW 1 | UNKNOWN | MB | UNKNOWN | UNKNOWN |  |  | SYSTEM | 2014-10-01 | simhadk |  | CONSOLIDATED | VILLA PARK | ORANGE | 2190643 |  | 2217970 | N | N | N |  | -1 | I | 1989-08-01 |  | D |  | 64903024 | 64903143 |  |  |  | :21069 | 21069:21069 | main_exi_3_route_oh | CIRCUIT_BREAKER |  |  |  |  | -1.78 | 2 |  | 504449 |  | [MDSYS.SDO_GEOMETRY]
60913570 | 64903219 | EXISTING | RECOVERY 1 | 21085 | RECOVERY | 8801 | C | NO | SCE | THREE | UNKNOWN | 12KV | LOW 1 | UNKNOWN | MB | UNKNOWN | UNKNOWN |  |  | SYSTEM | 2014-10-01 | simhadk |  | CONSOLIDATED | ELLIS | ORANGE | 2190644 |  | 2213902 | N | N | N |  | -1 | I | 1972-07-01 |  | D |  | 64903226 | 64903345 |  |  |  | :21085 | 21085:21085 | main_exi_3_route_oh | CIRCUIT_BREAKER |  |  |  |  | -1.77 | 2 |  | 504449 |  | [MDSYS.SDO_GEOMETRY]
60913571 | 64903454 | EXISTING | SOCO 1 | 21086 | SOCO | 5897 | C | NO | SCE | THREE | UNKNOWN | 33KV | LOW 1 | UNKNOWN | MB | UNKNOWN | UNKNOWN |  |  | SYSTEM | 2014-10-01 | aminencn |  | CONSOLIDATED | ELLIS | ORANGE | 2190878 |  | 2218006 | N | N | N |  | -1 | I | 1983-05-01 |  | D |  | 64903461 | 64903580 |  |  |  | :21086 | 21086:21086 | main_exi_3_route_oh | CIRCUIT_BREAKER |  |  |  |  | -1.77 | 2 |  | 504449 |  | [MDSYS.SDO_GEOMETRY]
60913572 | 64903650 | EXISTING | PAPER 1 | 21087 | PAPER | 5815 | C | NO | SCE | THREE | UNKNOWN | 4KV | LOW 1 | UNKNOWN | MB | UNKNOWN | UNKNOWN |  |  | SYSTEM | 2014-08-12 | manthak |  | CONSOLIDATED | VILLA PARK | ORANGE | 2190645 |  | 2220150 | N | N | N |  | -1 | I | 1950-01-01 |  | D |  | 64903657 | 64903776;85661010 |  |  |  | :21087 | 21087:21087 | main_exi_3_route_oh | CIRCUIT_BREAKER |  |  |  |  | -1.78 | 2 |  | 504449 |  | [MDSYS.SDO_GEOMETRY]
60913573 | 64934206 | EXISTING | YARBOROUGH | 19705 | CUCAMONGA | 5677 | D | NO | SCE | THREE | UNKNOWN | 12KV | LOW 12 | UNKNOWN | MB | UNKNOWN | UNKNOWN |  |  | SYSTEM | 2017-10-19 | krumwimg |  | CONSOLIDATED | MIRA LOMA | METRO EAST | 2190384 | 1 | 2219902 | A | N | N |  | -1 | I | 1986-07-01 |  | D |  | 64934213 | 64942204 |  |  |  | :19705 | 19705:19705 | main_exi_3_route_oh | CIRCUIT_BREAKER |  |  |  |  | -1.8 | 3 |  | 504449 |  | [MDSYS.SDO_GEOMETRY]
60913574 | 64942631 | EXISTING | YNEZ | 19740 | NEWMARK | 5136 | D | NO | SCE | THREE | UNKNOWN | 4KV | LOW 8 | UNKNOWN | MB | UNKNOWN | UNKNOWN |  |  | SYSTEM | 2017-11-16 | krumwimg |  | CONSOLIDATED | MESA | METRO EAST | 2190714 | 3 | 2212100 | S | N | Y | 132 | -1 | I | 1950-01-01 |  | D |  | 64942641 | 64945013 |  |  |  | :19740 | 19740:19740 | main_exi_3_route_oh | CIRCUIT_BREAKER |  |  |  |  | -1.77 | 3 |  | 504449 |  | [MDSYS.SDO_GEOMETRY]
60913575 | 64946676 | EXISTING | YORBA | 19751 | PEREZ | 8263 | D | NO | SCE | THREE | UNKNOWN | 4KV | LOW 1 | UNKNOWN | MB | UNKNOWN | UNKNOWN |  |  | SYSTEM | 2017-11-16 | krumwimg |  | CONSOLIDATED | MIRA LOMA | METRO EAST | 2188976 |  | 2216084 | A | N | Y | 230 | -1 | I | 1950-01-01 |  | D |  | 64946683 | 64949968 |  |  |  | :19751 | 19751:19751 | main_exi_3_route_oh | CIRCUIT_BREAKER |  |  |  |  | -1.79 | 3 |  | 504449 |  | [MDSYS.SDO_GEOMETRY]
60913576 | 64955671 | EXISTING | YORKTOWN | 19772 | NARROWS | 5838 | D | NO | SCE | THREE | UNKNOWN | 12KV | LOW 3 | UNKNOWN | MB | UNKNOWN | UNKNOWN |  |  | SYSTEM | 2015-03-17 | bondigc |  | CONSOLIDATED | MESA | METRO EAST | 2190428 | 2 | 2220218 | A | N | Y | 209 | -1 | I | 1986-04-01 |  | D |  | 64955681 | 64974398 |  |  |  | :19772 | 19772:19772 | main_exi_3_route_oh | CIRCUIT_BREAKER |  |  |  |  | -67 | 3 |  | 504449 |  | [MDSYS.SDO_GEOMETRY]
60913577 | 64980202 | EXISTING | YOUNKIN | 19785 | CHINO | 5062 | D | NO | SCE | THREE | UNKNOWN | 12KV | LOW 20 | UNKNOWN | MB | UNKNOWN | UNKNOWN |  |  | SYSTEM | 2017-11-16 | krumwimg |  | CONSOLIDATED | MIRA LOMA | METRO EAST | 2191069 | 4 | 2214174 | M | N | Y | 133 | -1 | I | 1966-05-01 |  | D |  | 64980209 | 64987288 |  |  |  | :19785 | 19785:19785 | main_exi_3_route_oh | CIRCUIT_BREAKER |  |  |  |  | -1.79 | 3 |  | 504449 |  | [MDSYS.SDO_GEOMETRY]
60913578 | 64988498 | EXISTING | YUBAN | 19787 | COFFEE | 8171 | D | NO | SCE | THREE | UNKNOWN | 12KV | LOW 8 | UNKNOWN | MB | UNKNOWN | UNKNOWN |  |  | SYSTEM | 2017-11-16 | krumwimg |  | CONSOLIDATED | DEVERS | DESERT | 2191070 |  | 2220662 | A | N | Y | 234 | -1 | I | 1971-05-01 |  | D |  | 64988505 | 65007106 |  |  |  | :19787 | 19787:19787 | main_exi_3_route_oh | CIRCUIT_BREAKER |  |  |  |  | -1.85 | 2 |  | 504449 |  | [MDSYS.SDO_GEOMETRY]
60913579 | 65009132 | EXISTING | ZAPATA | 19805 | CARDIFF | 5608 | D | NO | SCE | THREE | UNKNOWN | 12KV | LOW 18 | UNKNOWN | MB | UNKNOWN | UNKNOWN |  |  | SYSTEM | 2017-11-16 | krumwimg |  | CONSOLIDATED | VISTA | DESERT | 2191077 | 3 | 2217428 | S | Y | N |  | -1 | I | 1973-07-01 |  | D |  | 65009142 | 65026371 |  |  |  | :19805 | 19805:19805 | main_exi_3_route_oh | CIRCUIT_BREAKER |  |  |  |  | -1.81 | 3 |  | 504449 |  | [MDSYS.SDO_GEOMETRY]
60912945 | 59436086 | EXISTING | SUGAR | 17180 | SULLIVAN | 5862 | D | NO | SCE | THREE | UNKNOWN | 12KV | LOW 5 | UNKNOWN | MB | UNKNOWN | UNKNOWN |  |  | SYSTEM | 2017-12-05 | thompsma |  | CONSOLIDATED | ELLIS | ORANGE | 2190929 | 4 | 2213338 | S | N | Y | 136 | -1 | I | 1950-01-01 |  | D |  | 59436096 | 59565325 |  |  |  | :17180 | 17180:17180 | main_exi_3_route_oh | CIRCUIT_BREAKER |  |  |  |  | 0.39 | 3 |  | 504449 |  | [MDSYS.SDO_GEOMETRY]
60912947 | 59448307 | EXISTING | GYPSUM | 7805 | CANYON | 5890 | D | NO | SCE | THREE | UNKNOWN | 12KV | LOW 5 | UNKNOWN | MB | UNKNOWN | UNKNOWN |  |  | SYSTEM | 2014-08-28 | rajendrs |  | CONSOLIDATED | VILLA PARK | ORANGE | 2165021 |  | 2220314 | A | N | N |  | -1 | I | 1988-07-01 |  | D |  | 59448314 | 59519636;59519638 |  |  |  | :07805 | 07805:07805 | main_exi_3_route_oh | CIRCUIT_BREAKER |  |  |  |  | 0.38 | 2 |  | 504449 |  | [MDSYS.SDO_GEOMETRY]
60912948 | 59450922 | EXISTING | TOKAY | 17940 | DECLEZ | 5615 | D | NO | SCE | THREE | UNKNOWN | 12KV | LOW 11 | UNKNOWN | MB | UNKNOWN | UNKNOWN |  |  | SYSTEM | 2017-10-05 | lantzmk |  | CONSOLIDATED | VISTA | DESERT | 2190584 | 3 | 2219794 | S | N | Y | 113 | -1 | I | 1950-01-01 |  | D |  | 59450929 | 59645062 |  |  |  | :17940 | 17940:17940 | main_exi_3_route_oh | CIRCUIT_BREAKER |  |  |  |  | -1.8 | 3 |  | 504449 |  | [MDSYS.SDO_GEOMETRY]
60912949 | 59478650 | EXISTING | YOUNG | 19780 | BEVERLY | 5201 | D | NO | SCE | THREE | UNKNOWN | 16KV | LOW 7 | UNKNOWN | MB | UNKNOWN | UNKNOWN |  |  | SYSTEM | 2015-03-31 | bessar |  |  | EL NIDO | METRO WEST | 2190429 | 4 | 2216848 | S | N | Y | 104 | -1 | I | 1950-01-01 |  | D |  | 59478660 | 59532960 |  |  |  | :19780 | 19780:19780 | main_exi_3_route_oh | CIRCUIT_BREAKER |  |  |  |  | -1.76 | 3 |  | 504449 |  | [MDSYS.SDO_GEOMETRY]
60912950 | 59480608 | EXISTING | INTERSTATE | 8940 | SEPULVEDA | 5207 | D | NO | SCE | THREE | UNKNOWN | 16KV | LOW 7 | UNKNOWN | MB | UNKNOWN | UNKNOWN |  |  | SYSTEM | 2015-03-23 | simhadk |  | CONSOLIDATED | EL NIDO | METRO WEST | 2161849 | 3 | 2212248 | A | N | Y | 226 | -1 | I | 1950-01-01 |  | D |  | 59480618 | 59511305 |  |  |  | :08940 | 08940:08940 | main_exi_3_route_oh | CIRCUIT_BREAKER |  |  |  |  | -1.76 | 3 |  | 504449 |  | [MDSYS.SDO_GEOMETRY]
60912951 | 59511609 | EXISTING | IOWA | 8950 | SOMERSET | 5754 | D | NO | SCE | THREE | UNKNOWN | 4KV | LOW 10 | UNKNOWN | MB | UNKNOWN | UNKNOWN |  |  | SYSTEM | 2015-02-02 | kallurr |  | CONSOLIDATED | LIGHTHIPE | METRO WEST | 2180375 | 2 | 2217696 | S | N | Y | 138 | -1 | I | 1950-01-01 |  | D |  | 59511619 | 59588167;59588168 |  |  |  | :08950 | 08950:08950 | main_exi_3_route_oh | CIRCUIT_BREAKER |  |  |  |  | -1.77 | 3 |  | 504449 |  | [MDSYS.SDO_GEOMETRY]
60912952 | 59516680 | EXISTING | LOCOMOTIVE | 10626 | RAILROAD | 5196 | D | NO | SCE | THREE | UNKNOWN | 12KV | LOW 4 | UNKNOWN | MB | UNKNOWN | UNKNOWN |  |  | SYSTEM | 2018-01-16 | krumwimg |  | CONSOLIDATED | MIRA LOMA | METRO EAST | 2170451 | 1 | 2216842 | A | N | Y | 244 | -1 | I | 1976-06-01 |  | D |  | 59516690 | 59571040 |  |  |  | :10626 | 10626:10626 | main_exi_3_route_oh | CIRCUIT_BREAKER |  |  |  |  | -1.78 | 3 |  | 504449 |  | [MDSYS.SDO_GEOMETRY]
60912953 | 59521373 | EXISTING | HACKLER | 7821 | MAXWELL | 8019 | D | NO | SCE | THREE | UNKNOWN | 12KV | LOW 3 | UNKNOWN | MB | UNKNOWN | UNKNOWN |  |  | SYSTEM | 2014-08-12 | bessar |  | 720A / 240A GRD. | VALLEY | SAN JACINTO | 2165022 | 2 | 2218074 |  | N | N |  | -1 | I | 1991-05-17 |  | D |  | 59521383 | 59587402;59587403 |  |  |  | :07821 | 07821:07821 | main_exi_3_route_oh | CIRCUIT_BREAKER |  |  |  |  | -1.81 | 3 |  | 504449 |  | [MDSYS.SDO_GEOMETRY]
60912954 | 59566306 | EXISTING | SULLY | 17210 | SULLIVAN | 5862 | D | NO | SCE | THREE | UNKNOWN | 12KV | LOW 6 | UNKNOWN | MB | UNKNOWN | UNKNOWN |  |  | SYSTEM | 2014-10-06 | kallurr |  | CONSOLIDATED | ELLIS | ORANGE | 2189989 | 4 | 2213338 | S | N | Y | 119 | -1 | I | 1950-01-01 |  | D |  | 59566313 | 59620752;70730522 |  |  |  | :17210 | 17210:17210 | main_exi_3_route_oh | CIRCUIT_BREAKER |  |  |  |  | 0.39 | 2 |  | 504449 |  | [MDSYS.SDO_GEOMETRY]
60912955 | 59571837 | EXISTING | LOMAS | 10665 | MESA | 5012 | D | NO | SCE | THREE | UNKNOWN | 16KV | LOW 20 | UNKNOWN | MB | UNKNOWN | UNKNOWN |  |  | SYSTEM | 2014-12-31 | merugusn |  | CONSOLIDATED | MESA | METRO EAST | 2170038 |  | 2218536 | M | Y | N |  | -1 | I | 1973-06-01 |  | D |  | 59571847 | 59624798;59624799 |  |  |  | :10665 | 10665:10665 | main_exi_3_route_oh | CIRCUIT_BREAKER |  |  |  |  | -1.77 | 3 |  | 504449 |  | [MDSYS.SDO_GEOMETRY]
60912956 | 59575699 | EXISTING | ZAMORA | 19796 | FREMONT | 5720 | D | NO | SCE | THREE | UNKNOWN | 16KV | LOW 7 | UNKNOWN | MB | UNKNOWN | UNKNOWN |  |  | SYSTEM | 2015-03-10 | merugusn |  | CONSOLIDATED | LIGHTHIPE | METRO WEST | 2191074 | 1 | 2217612 | A | Y | N |  | -1 | I | 1966-01-01 |  | D |  | 59575709 | 59614096 |  |  |  | :19796 | 19796:19796 | main_exi_3_route_oh | CIRCUIT_BREAKER |  |  |  |  | -1.76 | 3 |  | 504449 |  | [MDSYS.SDO_GEOMETRY]
60912960 | 59590128 | EXISTING | IRA | 8970 | GAGE | 5770 | D | NO | SCE | THREE | UNKNOWN | 4KV | LOW 1 | UNKNOWN | MB | UNKNOWN | UNKNOWN |  |  | SYSTEM | 2015-02-16 | bodduvh |  | CONSOLIDATED | LIGHTHIPE | METRO WEST | 2161017 |  | 2220058 | A | N | N |  | -1 | I | 1950-01-01 |  | D |  | 59590138 | 59638103;59638104 |  |  |  | :08970 | 08970:08970 | main_exi_3_route_oh | CIRCUIT_BREAKER |  |  |  |  | -1.77 | 3 |  | 504449 |  | [MDSYS.SDO_GEOMETRY]
60912964 | 59606833 | EXISTING | HAITI | 7834 | ELY | 5819 | D | NO | SCE | THREE | UNKNOWN | 12KV | LOW 4 | UNKNOWN | MB | UNKNOWN | UNKNOWN |  |  | SYSTEM | 2017-10-09 | bradlem |  | CONSOLIDATED | VILLA PARK | ORANGE | 2175978 | 1 | 2213258 | A | N | Y | 209 | -1 | I | 1969-04-01 |  | D |  | 59606843 | 59628721 |  |  |  | :07834 | 07834:07834 | main_exi_3_route_oh | CIRCUIT_BREAKER |  |  |  |  | 0.39 | 3 |  | 504449 |  | [MDSYS.SDO_GEOMETRY]
60913906 | 106103988 | EXISTING | HEARTWELL | 8269 | HEARTWELL P.T. | 7384 | A | UNKNOWN | SCE | THREE | UNKNOWN | 4KV | LOW 1 | UNKNOWN | MB |  |  |  |  | SYSTEM | 2015-01-13 | simhadk |  |  | LIGHTHIPE | METRO WEST | 2153683 |  | 2125397 | N | N | N |  | -1 | I | 2007-07-06 |  | D |  |  | 106104388 |  |  |  | :08269 | 08269:08269 | main_exi_3_route_oh | CIRCUIT_BREAKER |  |  |  |  | -1.77 | 2 |  | 504449 |  | [MDSYS.SDO_GEOMETRY]
60913907 | 106235240 | EXISTING | DWEEZIL | 5475 | QUARTZ HILL | 5566 | D | UNKNOWN | SCE | THREE | UNKNOWN | 12KV | LOW 8 | UNKNOWN | MB |  |  |  |  | SYSTEM | 2013-11-08 | aminencn |  |  | VINCENT | NORTH COAST | 2150579 |  | 2219714 | A | N | N |  | -1 | I | 2007-08-13 |  | D |  |  | 106235693;144385961 |  |  |  | :05475 | 05475:05475 | main_exi_3_route_oh | CIRCUIT_BREAKER |  |  |  |  | -1.78 | 2 |  | 504449 |  | [MDSYS.SDO_GEOMETRY]
60913908 | 106312059 | EXISTING | WILSON CREEK | 19482 | YUCAIPA | 5636 | D | UNKNOWN | SCE | THREE | UNKNOWN | 12KV | LOW 10 | UNKNOWN | MB |  |  |  |  | SYSTEM | 2014-04-04 | ramuj |  |  | VISTA | DESERT | 2191049 |  | 2219838 | A | N | N |  | -1 | I | 2007-07-05 |  | D |  |  | 106312072;107388691 |  |  |  | :19482 | 19482:19482 | main_exi_3_route_oh | CIRCUIT_BREAKER |  |  |  |  | -1.83 | 2 |  | 504449 |  | [MDSYS.SDO_GEOMETRY]
60913909 | 106328442 | EXISTING | NEEDLE | 12571 | AQUEDUCT | 8079 | D | UNKNOWN | SCE | THREE | UNKNOWN | 12KV | LOW 6 | UNKNOWN | MB |  |  |  |  | SYSTEM | 2014-03-24 | bessar |  |  | LUGO | DESERT | 2174019 |  | 2215878 | A | N | N |  | -1 | I | 2007-06-01 |  | D |  |  | 106001661;106328662 |  |  |  | :12571 | 12571:12571 | main_exi_3_route_oh | CIRCUIT_BREAKER |  |  |  |  | 0 | 5 |  | 504449 |  | [MDSYS.SDO_GEOMETRY]
60913910 | 106339650 | EXISTING | VOGAN | 18833 | VOGAN P.T. | 7895 | A | UNKNOWN | SCE | THREE | UNKNOWN | 4KV | LOW 1 | UNKNOWN | MB |  |  |  |  | SYSTEM | 2015-01-08 | merugusn |  |  | LIGHTHIPE | METRO WEST | 2190213 |  | 2127130 | N | N | N |  | -1 | I | 2007-07-06 |  | D |  |  | 106339915 |  |  |  | :18833 | 18833:18833 | main_exi_3_route_oh | CIRCUIT_BREAKER |  |  |  |  | -1.39 | 2 |  | 504449 |  | [MDSYS.SDO_GEOMETRY]
60913911 | 106446242 | EXISTING | LAPINS | 10078 | MARASCHINO | 8096 | D | UNKNOWN | SCE | THREE | UNKNOWN | 12KV | LOW 9 | UNKNOWN | MB |  |  |  |  | SYSTEM | 2014-04-11 | yallasv |  |  | VISTA | DESERT | 2168127 |  | 2220594 | A | N | N |  | -1 | I | 2007-08-21 |  | D |  |  | 106446261;110500339 |  |  |  | :10078 | 10078:10078 | main_exi_3_route_oh | CIRCUIT_BREAKER |  |  |  |  | -1.83 | 2 |  | 504449 |  | [MDSYS.SDO_GEOMETRY]
60913912 | 106446688 | EXISTING | ROUNDEL | 15468 | MARASCHINO | 8096 | D | UNKNOWN | SCE | THREE | UNKNOWN | 12KV | LOW 10 | UNKNOWN | MB |  |  |  |  | SYSTEM | 2014-04-07 | simhadk |  |  | VISTA | DESERT | 2183444 |  | 2220594 | A | N | N |  | -1 | I | 2007-08-21 |  | D |  |  | 106446707;114860828 |  |  |  | :15468 | 15468:15468 | main_exi_3_route_oh | CIRCUIT_BREAKER |  |  |  |  | -1.83 | 2 |  | 504449 |  | [MDSYS.SDO_GEOMETRY]
60913913 | 106449390 | EXISTING | SLAB | 16499 | RIVERTEX | 8007 | C | UNKNOWN | SCE | THREE | UNKNOWN | 12KV | LOW 1 | UNKNOWN | MB |  |  |  |  | SYSTEM | 2014-01-27 | bodduvh |  |  | LUGO | DESERT | 2189187 |  | 2215706 | A | N | N |  | -1 | I | 2007-05-27 |  | D |  |  | 106449396 |  |  |  | :16499 | 16499:16499 | main_exi_3_route_oh | CIRCUIT_BREAKER |  |  |  |  | -0.19 | 2 |  | 504449 |  | [MDSYS.SDO_GEOMETRY]
60913920 | 106556860 | EXISTING | LONG | 10688 | LONG P.T. | 7485 | A | UNKNOWN | SCE | THREE | UNKNOWN | 4KV | LOW 1 | UNKNOWN | MB |  |  |  |  | SYSTEM | 2015-02-19 | attiliv |  |  | LIGHTHIPE | METRO WEST | 2170239 |  | 2124215 | N | N | N |  | -1 | I | 2007-07-06 |  | D |  |  | 106557129 |  |  |  | :10688 | 10688:10688 | main_exi_3_route_oh | CIRCUIT_BREAKER |  |  |  |  | -1.77 | 2 |  | 504449 |  | [MDSYS.SDO_GEOMETRY]
60913921 | 106568714 | EXISTING | TUNNEL | 18299 | AQUEDUCT | 8079 | D | UNKNOWN | SCE | THREE | UNKNOWN | 12KV | LOW 7 | UNKNOWN | MB |  |  |  |  | SYSTEM | 2014-03-21 | merugusn |  |  | LUGO | DESERT | 2190986 |  | 2215878 | A | N | N |  | -1 | I | 2007-08-13 |  | D |  |  | 106568843;106625668 |  |  |  | :18299 | 18299:18299 | main_exi_3_route_oh | CIRCUIT_BREAKER |  |  |  |  | -1.82 | 4.5 |  | 504449 |  | [MDSYS.SDO_GEOMETRY]
60913927 | 106569760 | EXISTING | ARRINGTON | 774 | ARRINGTON P.T. | 7025 | A | UNKNOWN | SCE | THREE | UNKNOWN | 4KV | LOW 1 | UNKNOWN | MB |  |  |  |  | SYSTEM | 2014-11-24 | merugusn |  |  | LIGHTHIPE | METRO WEST | 2142336 |  | 2121569 | N | N | N |  | -1 | I | 2007-07-06 |  | D |  |  | 106570110 |  |  |  | :00774 | 00774:00774 | main_exi_3_route_oh | CIRCUIT_BREAKER |  |  |  |  | -1.77 | 2 |  | 504449 |  | [MDSYS.SDO_GEOMETRY]
60913928 | 106684946 | EXISTING | RETREAT | 14925 | RETREAT P.T. | 7735 | A | UNKNOWN | SCE | THREE | UNKNOWN | 12KV | LOW 1 | UNKNOWN | MB |  |  |  |  | SYSTEM | 2014-07-02 | simhadk |  |  | MIRA LOMA | METRO EAST | 2180854 |  | 2126896 | N | N | N |  | -1 | I | 2007-08-21 |  | D |  |  | 106684951;149558712 |  |  |  | :14925 | 14925:14925 | main_exi_3_route_oh | CIRCUIT_BREAKER |  |  |  |  | -1.81 | 2 |  | 504449 |  | [MDSYS.SDO_GEOMETRY]
60913929 | 106724014 | EXISTING | SILVA | 16444 | RANDALL | 5601 | D | N/A | SCE | THREE | 600 | 12KV | LOW 14 | SAS | MB |  |  |  |  | SYSTEM | 2014-05-07 | attadas |  |  | VISTA | DESERT | 2190817 |  | 2215076 | A | N | N |  | -1 | I | 2007-07-03 |  | D |  |  | 106724019;107998910 |  |  |  | :16444 | 16444:16444 | main_exi_3_route_oh | CIRCUIT_BREAKER |  |  |  |  | -1.81 | 2 |  | 504449 |  | [MDSYS.SDO_GEOMETRY]
60913930 | 106761773 | EXISTING | SQUADRON | 16833 | HANFORD | 5310 | D | UNKNOWN | SCE | THREE | UNKNOWN | 12KV | LOW 14 | UNKNOWN | MB |  |  |  |  | SYSTEM | 2014-02-24 | simhadk |  |  | SAN JOAQUIN | SAN JOAQUIN | 2189557 |  | 2219430 | A | N | N |  | -1 | I | 2007-08-02 |  | D |  |  | 106077653;106762143 |  |  |  | :16833 | 16833:16833 | main_exi_3_route_oh | CIRCUIT_BREAKER |  |  |  |  | -1.79 | 2 |  | 504449 |  | [MDSYS.SDO_GEOMETRY]
60913931 | 106826635 | EXISTING | AVENTURA | 885 | AVENTURA P.T. | 7024 | A | UNKNOWN | SCE | THREE | UNKNOWN | 12KV | LOW 1 | UNKNOWN | MB |  |  |  |  | SYSTEM | 2014-04-16 | kallurr |  |  | DEVERS | DESERT | 2132713 |  | 2122443 | A | N | N |  | -1 | I | 2007-07-22 |  | D |  |  | 106826651;108275359 |  |  |  | :00885 | 00885:00885 | main_exi_3_route_oh | CIRCUIT_BREAKER |  |  |  |  | -1.86 | 2 |  | 504449 |  | [MDSYS.SDO_GEOMETRY]
60913273 | 62101678 | EXISTING | HOROSCOPE | 8692 | ESTRELLA | 5865 | D | NO | SCE | THREE | UNKNOWN | 12KV | LOW 11 | UNKNOWN | MB | UNKNOWN | UNKNOWN |  |  | SYSTEM | 2017-11-03 | thompsma |  | CONSOLIDATED | ELLIS | ORANGE | 2178256 | 4 | 2213342 | A | N | Y | 202 | -1 | I | 1980-07-01 |  | D |  | 62101688 | 62257254 |  |  |  | :08692 | 08692:08692 | main_exi_3_route_oh | CIRCUIT_BREAKER |  |  |  |  | 0.38 | 3 |  | 504449 |  | [MDSYS.SDO_GEOMETRY]
60913274 | 62107243 | EXISTING | MIDWICK | 11860 | RAMONA | 5138 | D | NO | SCE | THREE | UNKNOWN | 4KV | LOW 4 | UNKNOWN | MB | UNKNOWN | UNKNOWN |  |  | SYSTEM | 2014-11-26 | simhadk |  | CONSOLIDATED | MESA | METRO EAST | 2172601 | 1 | 2219070 | A | N | Y | 216 | -1 | I | 1950-01-01 |  | D |  | 62107253 | 62120222;62120223 |  |  |  | :11860 | 11860:11860 | main_exi_3_route_oh | CIRCUIT_BREAKER |  |  |  |  | -1.77 | 3 |  | 504449 |  | [MDSYS.SDO_GEOMETRY]
60913275 | 62114907 | EXISTING | TURNTABLE | 18333 | BLOOMINGTON | 5620 | D | NO | SCE | THREE | UNKNOWN | 12KV | LOW 8 | UNKNOWN | MB | UNKNOWN | UNKNOWN |  |  | SYSTEM | 2017-10-06 | krumwimg |  | CONSOLIDATED | VISTA | DESERT | 2190616 |  | 2217458 | S | N | N |  | -1 | I | 2002-06-05 |  | D |  | 62114914 | 62200862 |  |  |  | :18333 | 18333:18333 | main_exi_3_route_oh | CIRCUIT_BREAKER |  |  |  |  | -1.8 | 2 |  | 504449 |  | [MDSYS.SDO_GEOMETRY]
60913276 | 62125907 | EXISTING | MILER | 11888 | TROPHY | 5603 | D | NO | SCE | THREE | UNKNOWN | 12KV | LOW 6 | UNKNOWN | MB | UNKNOWN | UNKNOWN |  |  | SYSTEM | 2017-11-02 | krumwimg |  | CONSOLIDATED | MIRA LOMA | METRO EAST | 2172603 |  | 2217418 | A | N | N |  | -1 | I | 1980-06-01 |  | D |  | 62125917 | 62143124 |  |  |  | :11888 | 11888:11888 | main_exi_3_route_oh | CIRCUIT_BREAKER |  |  |  |  | -1.79 | 3 |  | 504449 |  | [MDSYS.SDO_GEOMETRY]
60913277 | 62144517 | EXISTING | MILLENNIUM | 11907 | NOGALES | 5655 | D | NO | SCE | THREE | UNKNOWN | 12KV | LOW 8 | UNKNOWN | MB | UNKNOWN | UNKNOWN |  |  | SYSTEM | 2014-07-04 | attadas |  | CONSOLIDATED | MIRA LOMA | METRO EAST | 2177315 |  | 2215204 | A | N | Y |  | -1 | I | 2000-09-01 |  | D |  | 62144524 | 62214360;165020146 |  |  |  | :11907 | 11907:11907 | main_exi_3_route_oh | CIRCUIT_BREAKER |  |  |  |  | -1.78 | 2 |  | 504449 |  | [MDSYS.SDO_GEOMETRY]
60913278 | 62168676 | EXISTING | KEYSTONE | 9670 | NEPTUNE | 5781 | D | NO | SCE | THREE | UNKNOWN | 4KV | LOW 9 | UNKNOWN | MB | UNKNOWN | UNKNOWN |  |  | SYSTEM | 2015-01-30 | attadas |  | CONSOLIDATED | LIGHTHIPE | METRO WEST | 2173284 | 4 | 2213180 | A | N | Y | 227 | -1 | I | 1962-09-01 |  | D |  | 62168686 | 62211416 |  |  |  | :09670 | 09670:09670 | main_exi_3_route_oh | CIRCUIT_BREAKER |  |  |  |  | -33.61 | 3 |  | 504449 |  | [MDSYS.SDO_GEOMETRY]
60913279 | 62191359 | EXISTING | TRABUCO | 18060 | IRVINE | 5829 | D | NO | SCE | THREE | UNKNOWN | 12KV | LOW 2 | UNKNOWN | MB | UNKNOWN | UNKNOWN |  |  | SYSTEM | 2015-02-16 | bondigc |  | CONSOLIDATED | ELLIS | ORANGE | 2190979 |  | 2217856 | S | Y | N |  | -1 | I | 1950-01-01 |  | D |  | 62191369 | 62191388;108665525 |  |  |  | :18060 | 18060:18060 | main_exi_3_route_oh | CIRCUIT_BREAKER |  |  |  |  | -1.79 | 3 |  | 504449 |  | [MDSYS.SDO_GEOMETRY]
60913280 | 62191446 | EXISTING | TORRENT | 18104 | YORBA LINDA | 5880 | D | NO | SCE | THREE | UNKNOWN | 12KV | LOW 2 | UNKNOWN | MB | UNKNOWN | UNKNOWN |  |  | SYSTEM | 2018-01-11 | thompsma |  | CONSOLIDATED | VILLA PARK | ORANGE | 2190595 |  | 2213376 | A | N | N |  | -1 | I | 2000-09-01 |  | D |  | 62191453 | 62245446 |  |  |  | :18104 | 18104:18104 | main_exi_3_route_oh | CIRCUIT_BREAKER |  |  |  |  | -1.79 | 2 |  | 504449 |  | [MDSYS.SDO_GEOMETRY]
60913286 | 62202597 | EXISTING | TWIN PEAKS | 18375 | BURNT MILL | 5640 | D | NO | SCE | THREE | UNKNOWN | 33KV | LOW 2 | UNKNOWN | MB | UNKNOWN | UNKNOWN |  |  | SYSTEM | 2014-05-01 | bessar |  | CONSOLIDATED | VISTA | RURALS | 2190990 |  | 2273808 | A | N | N |  | -1 | I | 1950-01-01 |  | D |  | 62202604 | 62233535;62233536 |  | 62233218 |  | :18375 | 18375:18375 | main_exi_3_route_oh | CIRCUIT_BREAKER |  |  |  |  | -1.81 | 2 |  | 504449 |  | [MDSYS.SDO_GEOMETRY]
60913287 | 62224924 | EXISTING | MISTLETOE | 12012 | TAMARISK | 8099 | D | NO | SCE | THREE | UNKNOWN | 12KV | LOW 7 | UNKNOWN | MB | UNKNOWN | UNKNOWN |  |  | SYSTEM | 2014-06-09 | merugusn |  | CONSOLIDATED | DEVERS | DESERT | 2186301 | 1 | 2218266 | A | N | Y | 247 | -1 | I | 1978-05-01 |  | D |  | 62224931 | 62293014;62293015 |  |  |  | :12012 | 12012:12012 | main_exi_3_route_oh | CIRCUIT_BREAKER |  |  |  |  | -1.85 | 4 |  | 504449 |  | [MDSYS.SDO_GEOMETRY]
60913288 | 62236444 | EXISTING | TYHARD | 18386 | PUENTE | 5195 | D | NO | SCE | THREE | UNKNOWN | 12KV | LOW 1 | UNKNOWN | MB | UNKNOWN | UNKNOWN |  |  | SYSTEM | 2014-06-12 | attadas |  | CONSOLIDATED | MIRA LOMA | METRO EAST | 2190993 |  | 2219180 | S | N | Y | 110 | -1 | I | 1963-01-01 |  | D |  | 62236454 | 62271273;62271274 |  |  |  | :18386 | 18386:18386 | main_exi_3_route_oh | CIRCUIT_BREAKER |  |  |  |  | -1.78 | 3 |  | 504449 |  | [MDSYS.SDO_GEOMETRY]
60913289 | 62247396 | EXISTING | KIDD | 9680 | CAMERON | 5712 | D | NO | SCE | THREE | UNKNOWN | 12KV | LOW 4 | UNKNOWN | MB | UNKNOWN | UNKNOWN |  |  | SYSTEM | 2015-03-09 | aminencn |  | CONSOLIDATED | LIGHTHIPE | METRO WEST | 2163157 |  | 2215280 | S | N | Y | 102 | -1 | I | 1946-07-01 |  | D |  | 62247406 | 62277588;62277589 |  |  |  | :09680 | 09680:09680 | main_exi_3_route_oh | CIRCUIT_BREAKER |  |  |  |  | -1.76 | 3 |  | 504449 |  | [MDSYS.SDO_GEOMETRY]
60913290 | 62263457 | EXISTING | TRAUTWEIN | 18115 | CAJALCO | 8086 | D | NO | SCE | THREE | UNKNOWN | 12KV | LOW 4 | UNKNOWN | MB | UNKNOWN | UNKNOWN |  |  | SYSTEM | 2014-08-01 | simhadk |  | 720A / 180A | VALLEY | SAN JACINTO | 2190598 |  | 2213616 | M | N | Y | 201 | -1 | I | 1983-12-01 |  | D |  | 62263467 | 62395806;62395807 |  |  |  | :18115 | 18115:18115 | main_exi_3_route_oh | CIRCUIT_BREAKER |  |  |  |  | -1.81 | 3 |  | 504449 |  | [MDSYS.SDO_GEOMETRY]
60913291 | 62280793 | EXISTING | HORSESHOE | 8693 | CANYON | 5890 | D | NO | SCE | THREE | UNKNOWN | 12KV | LOW 6 | UNKNOWN | MB | UNKNOWN | UNKNOWN |  |  | SYSTEM | 2014-09-26 | bodduvh |  | CONSOLIDATED | VILLA PARK | ORANGE | 2155858 |  | 2220314 | A | N | N |  | -1 | I | 1988-07-01 |  | D |  | 62280800 | 62359319;62359321 |  |  |  | :08693 | 08693:08693 | main_exi_3_route_oh | CIRCUIT_BREAKER |  |  |  |  | 0.38 | 2 |  | 504449 |  | [MDSYS.SDO_GEOMETRY]
60913580 | 65027410 | EXISTING | ZIMMER | 19828 | RANDALL | 5601 | D | NO | SCE | THREE | UNKNOWN | 12KV | LOW 3 | UNKNOWN | MB | UNKNOWN | UNKNOWN |  |  | SYSTEM | 2014-06-06 | bodduvh |  | CONSOLIDATED | VISTA | DESERT | 2190430 |  | 2215076 | A | N | N |  | -1 | I | 2002-07-18 |  | D |  | 65027417 | 65047810 |  |  |  | :19828 | 19828:19828 | main_exi_3_route_oh | CIRCUIT_BREAKER |  |  |  |  | -1.8 | 2 |  | 504449 |  | [MDSYS.SDO_GEOMETRY]
60913581 | 65049458 | EXISTING | ZINFANDEL | 19894 | PEPPER | 8021 | D | NO | SCE | THREE | UNKNOWN | 12KV | LOW 5 | UNKNOWN | MB | UNKNOWN | UNKNOWN |  |  | SYSTEM | 2014-09-30 | lantzmk |  | CONSOLIDATED | VISTA | DESERT | 2191093 |  | 2215752 | A | N | Y | 241 | -1 | I | 1969-10-01 |  | D |  | 65049465 | 65072214 |  |  |  | :19894 | 19894:19894 | main_exi_3_route_oh | CIRCUIT_BREAKER |  |  |  |  | -1.81 | 3 |  | 504449 |  | [MDSYS.SDO_GEOMETRY]
60913582 | 65075740 | EXISTING | ZINSER | 19897 | ARCHLINE | 5667 | D | NO | SCE | THREE | UNKNOWN | 12KV | LOW 7 | UNKNOWN | MB | UNKNOWN | UNKNOWN |  |  | SYSTEM | 2014-05-14 | attadas |  | CONSOLIDATED | VISTA | DESERT | 2190723 | 1 | 2212994 |  |  | N |  | -1 | I | 1990-06-01 |  | D |  | 65075747 | 65089345 |  |  |  | :19897 | 19897:19897 | main_exi_3_route_oh | CIRCUIT_BREAKER |  |  |  |  | -1.8 | 3 |  | 504449 |  | [MDSYS.SDO_GEOMETRY]
60913583 | 65091600 | EXISTING | ZEUS | 19898 | PROCTOR | 5108 | D | NO | SCE | THREE | UNKNOWN | 12KV | LOW 3 | UNKNOWN | MB | UNKNOWN | UNKNOWN |  |  | SYSTEM | 2014-07-25 | manthak |  | CONSOLIDATED | MIRA LOMA | METRO EAST | 2190396 |  | 2216690 | A | N | Y | 222 | -1 | I | 1981-06-01 |  | D |  | 65091607 | 65094314;164338731 |  |  |  | :19898 | 19898:19898 | main_exi_3_route_oh | CIRCUIT_BREAKER |  |  |  |  | -1.78 | 3 |  | 504449 |  | [MDSYS.SDO_GEOMETRY]
60913590 | 65094600 | EXISTING | CITY OF BANNING #1 | 20905 | BANNING | 8026 | D | NO | SCE | THREE | UNKNOWN | 33KV | LOW 1 | UNKNOWN | MB | UNKNOWN | UNKNOWN |  |  | SYSTEM | 2014-03-11 | kallurr |  | CONSOLIDATED | DEVERS | DESERT | 2190859 | 1 | 2213500 | A | Y | N |  | -1 | I | 1950-01-01 |  | D |  | 65094607 | 65095595;65095596 |  | 135275107 |  | :20905 | 20905:20905 | main_exi_3_route_oh | CIRCUIT_BREAKER |  |  |  |  | -3.51 | 2 |  | 504449 |  | [MDSYS.SDO_GEOMETRY]
60913591 | 65097418 | EXISTING | DATABANK 1 | 21053 | DATABANK | 5694 | C | NO | SCE | THREE | UNKNOWN | 12KV | LOW 1 | UNKNOWN | MB | UNKNOWN | UNKNOWN |  |  | SYSTEM | 2014-07-03 | simhadk |  | CONSOLIDATED | MIRA LOMA | METRO EAST | 2190872 |  | 2215256 |  | N | N |  | -1 | I | 1992-06-20 |  | D |  | 65097425 | 65098372;65098373 |  |  |  | :21053 | 21053:21053 | main_exi_3_route_oh | CIRCUIT_BREAKER |  |  |  |  | -1.8 | 1 |  | 504449 |  | [MDSYS.SDO_GEOMETRY]
60913592 | 65101026 | EXISTING | FORGE | 21054 | FORGE | 8297 | C | NO | SCE | THREE | UNKNOWN | 12KV | LOW 1 | UNKNOWN | MB | UNKNOWN | UNKNOWN |  |  | SYSTEM | 2014-05-08 | yallasv |  | CONSOLIDATED | VISTA | DESERT | 2191120 |  | 2220754 | A | N |  |  | -1 | I | 1994-01-08 |  | D |  | 65101030 | 65101955 |  |  |  | :21054 | 21054:21054 | main_exi_3_route_oh | CIRCUIT_BREAKER |  |  |  |  | -1.8 | 2 |  | 504449 |  | [MDSYS.SDO_GEOMETRY]
60913593 | 65102094 | EXISTING | PLASTIC 1 | 21064 | PLASTIC | 5609 | C | NO | SCE | THREE | UNKNOWN | 12KV | LOW 1 | UNKNOWN | MB | UNKNOWN | UNKNOWN |  |  | SYSTEM | 2014-07-03 | bodduvh |  | CONSOLIDATED | MIRA LOMA | METRO EAST | 2190498 |  | 2212864 | A | Y | N |  | -1 | I | 1995-10-27 |  | D |  | 65102101 | 65102984 |  |  |  | :21064 | 21064:21064 | main_exi_3_route_oh | CIRCUIT_BREAKER |  |  |  |  | -1.8 | 2 |  | 504449 |  | [MDSYS.SDO_GEOMETRY]
60913594 | 65103945 | EXISTING | VENWIND 1 | 21191 | VENWIND | 8306 | X | NO | SCE | THREE | UNKNOWN | 12KV | LOW 3 | UNKNOWN | MB | UNKNOWN | UNKNOWN |  |  | SYSTEM | 2014-04-25 | merugusn |  | CONSOLIDATED | DEVERS | DESERT | 2190882 |  | 2216116 | A | Y | N |  | -1 | I | 1985-08-01 |  | D |  | 65103952 | 138812907 |  |  |  | :21191 | 21191:21191 | main_exi_3_route_oh | CIRCUIT_BREAKER |  |  |  |  | -1.84 | 3 |  | 504449 |  | [MDSYS.SDO_GEOMETRY]
60913595 | 65104045 | EXISTING | VENWIND 2 | 21192 | VENWIND | 8306 | X | NO | SCE | THREE | UNKNOWN | 12KV | LOW 4 | UNKNOWN | MB | UNKNOWN | UNKNOWN |  |  | SYSTEM | 2014-07-04 | bodduvh |  | CONSOLIDATED | DEVERS | DESERT | 2190649 |  | 2216116 | A | Y | N |  | -1 | I | 1985-08-01 |  | D |  | 65104055 | 65104080 |  |  |  | :21192 | 21192:21192 | main_exi_3_route_oh | CIRCUIT_BREAKER |  |  |  |  | -1.84 | 2 |  | 504449 |  | [MDSYS.SDO_GEOMETRY]
60913596 | 65104120 | EXISTING | VENWIND 3 | 21193 | VENWIND | 8306 | X | NO | SCE | THREE | UNKNOWN | 12KV | LOW 1 | UNKNOWN | MB | UNKNOWN | UNKNOWN |  |  | SYSTEM | 2014-07-04 | merugusn |  | CONSOLIDATED | DEVERS | DESERT | 2190883 |  | 2216116 | A | Y | N |  | -1 | I | 1985-08-01 |  | D |  | 65104130 | 65104155 |  |  |  | :21193 | 21193:21193 | main_exi_3_route_oh | CIRCUIT_BREAKER |  |  |  |  | -1.84 | 2 |  | 504449 |  | [MDSYS.SDO_GEOMETRY]
60913597 | 65104198 | EXISTING | VENWIND 4 | 21194 | VENWIND | 8306 | X | NO | SCE | THREE | UNKNOWN | 12KV | LOW 2 | UNKNOWN | MB | UNKNOWN | UNKNOWN |  |  | SYSTEM | 2014-07-03 | kallurr |  | CONSOLIDATED | DEVERS | DESERT | 2190509 |  | 2216116 | A | N | N |  | -1 | I | 1992-04-02 |  | D |  | 65104208 | 65104278 |  |  |  | :21194 | 21194:21194 | main_exi_3_route_oh | CIRCUIT_BREAKER |  |  |  |  | -1.84 | 3 |  | 504449 |  | [MDSYS.SDO_GEOMETRY]
60913604 | 67145508 | EXISTING | PAROLE | 21089 | CAPTIVE | 5345 | C | UNKNOWN | SCE | THREE | UNKNOWN | 12KV | LOW 1 | UNKNOWN | MB |  |  |  |  | SYSTEM | 2014-01-10 | aminencn |  |  | SAN JOAQUIN | SAN JOAQUIN | 2190506 |  | 2214824 | N | Y | N |  | -1 | I | 2003-10-02 |  | D |  |  | 67145855 |  |  |  | :21089 | 21089:21089 | main_exi_3_route_oh | CIRCUIT_BREAKER |  |  |  |  | -1.78 | 2 |  | 504449 |  | [MDSYS.SDO_GEOMETRY]
60913605 | 68881326 | EXISTING | DANUBE | 4652 | RIO HONDO | 5013 | D | UNKNOWN | SCE | THREE | UNKNOWN | 12KV | LOW 19 | UNKNOWN | MB |  |  |  |  | SYSTEM | 2014-11-17 | simhadk |  | RIO HONDO | MESA | METRO EAST | 2147756 |  | 2218550 | A | N | N |  | -1 | I | 2004-01-08 |  | D |  |  | 68882155 |  |  |  | :04652 | 04652:04652 | main_exi_3_route_oh | CIRCUIT_BREAKER |  |  |  |  | 0 | 3 |  | 504449 |  | [MDSYS.SDO_GEOMETRY]
60912965 | 59614484 | EXISTING | ZANE | 19798 | SUNNYSIDE | 5785 | D | NO | SCE | THREE | UNKNOWN | 12KV | LOW 8 | UNKNOWN | MB | UNKNOWN | UNKNOWN |  |  | SYSTEM | 2015-02-27 | bondigc |  |  | LIGHTHIPE | METRO WEST | 2191075 | 2 | 2217758 | S | N | Y |  | -1 | I | 1968-12-01 |  | D |  | 59614494 | 59693660;59693661 |  |  |  | :19798 | 19798:19798 | main_exi_3_route_oh | CIRCUIT_BREAKER |  |  |  |  | -1.77 | 3 |  | 504449 |  | [MDSYS.SDO_GEOMETRY]
60912966 | 59621044 | EXISTING | SUNDANCE | 17253 | SUN CITY | 8078 | D | NO | SCE | THREE | UNKNOWN | 12KV | LOW 5 | UNKNOWN | MB | UNKNOWN | UNKNOWN |  |  | SYSTEM | 2014-10-24 | kallurr |  |  | VALLEY | SAN JACINTO | 2184808 |  | 2220556 | A | N | Y |  | -1 | I | 1969-04-01 |  | D |  | 59621051 | 59727072;59727073 |  |  |  | :17253 | 17253:17253 | main_exi_3_route_oh | CIRCUIT_BREAKER |  |  |  |  | -1.82 | 3 |  | 504449 |  | [MDSYS.SDO_GEOMETRY]
60912967 | 59626366 | EXISTING | LOMBARDY | 10670 | SAN MARINO | 5143 | D | NO | SCE | THREE | UNKNOWN | 4KV | LOW 4 | UNKNOWN | MB | UNKNOWN | UNKNOWN |  |  | SYSTEM | 2014-12-31 | simhadk |  | CONSOLIDATED | MESA | METRO EAST | 2182697 |  | 2216750 | A | N | Y | 228 | -1 | I | 1950-01-01 |  | D |  | 59626376 | 59643439 |  |  |  | :10670 | 10670:10670 | main_exi_3_route_oh | CIRCUIT_BREAKER |  |  |  |  | -1.77 | 3 |  | 504449 |  | [MDSYS.SDO_GEOMETRY]
60912968 | 59628977 | EXISTING | HALEY | 7851 | ESTRELLA | 5865 | D | NO | SCE | THREE | UNKNOWN | 12KV | LOW 1 | UNKNOWN | MB | UNKNOWN | UNKNOWN |  |  | SYSTEM | 2014-09-04 | yallasv |  | CONSOLIDATED | ELLIS | ORANGE | 2176180 | 2 | 2213342 | A | N | Y | 202 | -1 | I | 1980-07-01 |  | D |  | 59628984 | 59667817;59667818 |  |  |  | :07851 | 07851:07851 | main_exi_3_route_oh | CIRCUIT_BREAKER |  |  |  |  | 0.38 | 3 |  | 504449 |  | [MDSYS.SDO_GEOMETRY]
60912969 | 59653733 | EXISTING | LOPER | 10703 | RIALTO | 8225 | D | NO | SCE | THREE | UNKNOWN | 4KV | LOW 1 | UNKNOWN | MB | UNKNOWN | UNKNOWN |  |  | SYSTEM | 2014-05-14 | yallasv |  | CONSOLIDATED | VISTA | DESERT | 2182769 |  | 2216050 |  |  |  |  | -1 | I | 1950-01-01 |  | D |  | 59653740 | 59670842;59670843 |  |  |  | :10703 | 10703:10703 | main_exi_3_route_oh | CIRCUIT_BREAKER |  |  |  |  | -1.81 | 1 |  | 504449 |  | [MDSYS.SDO_GEOMETRY]
60912970 | 59662793 | EXISTING | TOLL | 17955 | WHITEWATER | 8266 | D | NO | SCE | THREE | UNKNOWN | 4KV | LOW 1 | UNKNOWN | MB | UNKNOWN | UNKNOWN |  |  | SYSTEM | 2014-04-18 | attadas |  | CONSOLIDATED | DEVERS | DESERT | 2190585 |  | 2218400 | A | N | N |  | -1 | I | 1950-01-01 |  | D |  | 59662800 | 59686957 |  | 59664741 |  | :17955 | 17955:17955 | main_exi_3_route_oh | CIRCUIT_BREAKER |  |  |  |  | 85.8 | 12 |  | 504449 |  | [MDSYS.SDO_GEOMETRY]
60912971 | 59668422 | EXISTING | HALFBACK | 7855 | STADLER | 8005 | D | NO | SCE | THREE | UNKNOWN | 12KV | LOW 9 | UNKNOWN | MB | UNKNOWN | UNKNOWN |  |  | SYSTEM | 2014-09-29 | attadas |  | CONSOLIDATED | VALLEY | SAN JACINTO | 2153323 | 1 | 2215704 | A | N | N |  | -1 | I | 1990-04-01 |  | D |  | 59668432 | 59803490;59803491 |  |  |  | :07855 | 07855:07855 | main_exi_3_route_oh | CIRCUIT_BREAKER |  |  |  |  | -1.81 | 3 |  | 504449 |  | [MDSYS.SDO_GEOMETRY]
60912972 | 59672113 | EXISTING | RALEIGH | 10710 | SAN MARINO | 5143 | D | NO | SCE | THREE | UNKNOWN | 4KV | LOW 3 | UNKNOWN | MB | UNKNOWN | UNKNOWN |  |  | SYSTEM | 2014-11-14 | kallurr |  | CONSOLIDATED | MESA | METRO EAST | 2182771 |  | 2216750 | A | N | Y |  | -1 | I | 1966-06-01 |  | D |  | 59672123 | 59684337;59684338 |  | 59683454 |  | :10710 | 10710:10710 | main_exi_3_route_oh | CIRCUIT_BREAKER |  |  |  |  | -1.77 | 3 |  | 504449 |  | [MDSYS.SDO_GEOMETRY]
60912973 | 59674194 | EXISTING | IRISH | 8986 | LIGHTHIPE | 5073 | D | NO | SCE | THREE | UNKNOWN | 12KV | LOW 22 | UNKNOWN | MB | UNKNOWN | UNKNOWN |  |  | SYSTEM | 2014-12-16 | manthak |  | CONSOLIDATED | LIGHTHIPE | METRO WEST | 2161189 |  | 2211882 | A | N | Y | 114 | -1 | I | 1972-07-01 |  | D |  | 59674204 | 59714229 |  |  |  | :08986 | 08986:08986 | main_exi_3_route_oh | CIRCUIT_BREAKER |  |  |  |  | -1.77 | 3 |  | 504449 |  | [MDSYS.SDO_GEOMETRY]
60912974 | 59685755 | EXISTING | LORNA | 10719 | JEFFERSON | 8275 | D | NO | SCE | THREE | UNKNOWN | 12KV | LOW 5 | UNKNOWN | MB | UNKNOWN | UNKNOWN |  |  | SYSTEM | 2014-07-09 | bessar |  | CONSOLIDATED | MIRA LOMA | METRO EAST | 2182774 | 2 | 2220744 | A | N | Y | 212 | -1 | I | 1964-07-01 |  | D |  | 59685759 | 59739225 |  |  |  | :10719 | 10719:10719 | main_exi_3_route_oh | CIRCUIT_BREAKER |  |  |  |  | -1.79 | 3 |  | 504449 |  | [MDSYS.SDO_GEOMETRY]
60912975 | 59687177 | EXISTING | TOLTEC | 17958 | INDIAN WELLS | 8345 | D | NO | SCE | THREE | UNKNOWN | 12KV | LOW 9 | UNKNOWN | MB | UNKNOWN | UNKNOWN |  |  | SYSTEM | 2014-04-24 | bodduvh |  | CONSOLIDATED | DEVERS | DESERT | 2188368 |  | 2218478 | A | N | N |  | -1 | I | 1992-05-04 |  | D |  | 59687184 | 59807116 |  |  |  | :17958 | 17958:17958 | main_exi_3_route_oh | CIRCUIT_BREAKER |  |  |  |  | -1.86 | 3 |  | 504449 |  | [MDSYS.SDO_GEOMETRY]
60912976 | 59741092 | EXISTING | LOWELL | 10730 | SIERRA MADRE | 5144 | D | NO | SCE | THREE | UNKNOWN | 4KV | LOW 2 | UNKNOWN | MB | UNKNOWN | UNKNOWN |  |  | SYSTEM | 2014-11-14 | manthak |  | CONSOLIDATED | MESA | METRO EAST | 2182777 |  | 2216752 | A | N | Y | 212 | -1 | I | 1950-01-01 |  | D |  | 59741102 | 59762414;59762415 |  |  |  | :10730 | 10730:10730 | main_exi_3_route_oh | CIRCUIT_BREAKER |  |  |  |  | -1.78 | 3 |  | 504449 |  | [MDSYS.SDO_GEOMETRY]
60912977 | 59742776 | EXISTING | SUNFLOWER | 17260 | FAIRVIEW | 5821 | D | NO | SCE | THREE | UNKNOWN | 12KV | LOW 5 | UNKNOWN | MB | UNKNOWN | UNKNOWN |  |  | SYSTEM | 2014-11-18 | kallurr |  | CONSOLIDATED | ELLIS | ORANGE | 2190931 | 1 | 2220170 | A | N | N |  | -1 | I | 1950-01-01 |  | D |  | 59742786 | 59777562;59777563 |  |  |  | :17260 | 17260:17260 | main_exi_3_route_oh | CIRCUIT_BREAKER |  |  |  |  | 0.39 | 2 |  | 504449 |  | [MDSYS.SDO_GEOMETRY]
60912978 | 59746915 | EXISTING | ZEBRA | 19810 | EL NIDO | 5023 | D | NO | SCE | THREE | UNKNOWN | 16KV | LOW 18 | UNKNOWN | MB | UNKNOWN | UNKNOWN |  |  | SYSTEM | 2018-01-03 | maxwelbw |  | CONSOLIDATED | EL NIDO | METRO WEST | 2191078 | 5 | 2218582 | A | N | Y | 247 | -1 | I | 1950-01-01 |  | D |  | 59746925 | 59817198 |  |  |  | :19810 | 19810:19810 | main_exi_3_route_oh | CIRCUIT_BREAKER |  |  |  |  | -1.76 | 3 |  | 504449 |  | [MDSYS.SDO_GEOMETRY]
60913932 | 107002225 | EXISTING | CHARLIE | 3370 | ALDER | 5672 | D | UNKNOWN | SCE | THREE | UNKNOWN | 12KV | LOW 14 | UNKNOWN | MB |  |  |  |  | SYSTEM | 2014-05-10 | gallog |  |  | VISTA | DESERT | 2157135 | 1 | 2213000 | A | N | N |  | -1 | I | 2007-07-24 |  | D |  |  | 107002244;108537761 |  | 137879591 |  | :03370 | 03370:03370 | main_exi_3_route_oh | CIRCUIT_BREAKER |  |  |  |  | -1.81 | 2 |  | 504449 |  | [MDSYS.SDO_GEOMETRY]
60913933 | 107711180 | EXISTING | BARWICK | 1189 | BARWICK P.T. | 7052 | A | UNKNOWN | SCE | THREE | UNKNOWN | 2.4KV | LOW 1 | UNKNOWN | MB |  |  |  |  | SYSTEM | 2013-10-29 | inneswm |  | 4779223E | GOLETA | NORTH COAST | 2130603 |  | 2121578 | N | N | N |  | -1 | I | 2007-09-01 |  | D |  |  | 107711195 |  |  |  | :01189 | 01189:01189 | main_exi_3_route_oh | CIRCUIT_BREAKER |  |  |  |  | -1.71 | 2 |  | 504449 |  | [MDSYS.SDO_GEOMETRY]
60913934 | 107766833 | EXISTING | DOLORES | 5185 | DOLORES P.T. | 7183 | A | UNKNOWN | SCE | THREE | UNKNOWN | 4KV | LOW 1 | UNKNOWN | MB |  |  |  |  | SYSTEM | 2014-10-28 | rajendrs |  |  | MESA | METRO EAST | 2149587 |  | 2123122 | N | N | N |  | -1 | I | 2007-08-10 |  | D |  |  | 107766948 |  |  |  | :05185 | 05185:05185 | main_exi_3_route_oh | CIRCUIT_BREAKER |  |  |  |  | -1.78 | 2 |  | 504449 |  | [MDSYS.SDO_GEOMETRY]
60913935 | 107848997 | EXISTING | CHAMPION | 3319 | PEYTON | 5614 | D | UNKNOWN | SCE | THREE | UNKNOWN | 12KV | LOW 1 | UNKNOWN | MB |  |  |  |  | SYSTEM | 2014-05-26 | punukos |  |  | MIRA LOMA | METRO EAST | 2155334 | 3 | 2215106 | A | N | N |  | -1 | I | 2007-11-01 |  | D |  |  | 107849017 |  |  |  | :03319 | 03319:03319 | main_exi_3_route_oh | CIRCUIT_BREAKER |  |  |  |  | -1.8 | 2 |  | 504449 |  | [MDSYS.SDO_GEOMETRY]
60913936 | 107849029 | EXISTING | INDEPENDENCE | 8912 | PEYTON | 5614 | D | UNKNOWN | SCE | THREE | UNKNOWN | 12KV | LOW 12 | UNKNOWN | MB |  |  |  |  | SYSTEM | 2017-09-27 | murilljl |  |  | MIRA LOMA | METRO EAST | 2161009 | 3 | 2215106 | A | N | N |  | -1 | I | 2008-01-10 |  | D |  |  | 107849048 |  |  |  | :08912 | 08912:08912 | main_exi_3_route_oh | CIRCUIT_BREAKER |  |  |  |  | -1.8 | 2 |  | 504449 |  | [MDSYS.SDO_GEOMETRY]
60913943 | 107878569 | EXISTING | HICKS | 8391 | BELVEDERE P.T. | 7094 | A | UNKNOWN | SCE | THREE | UNKNOWN | 4KV | LOW 1 | UNKNOWN | MB |  |  |  |  | SYSTEM | 2015-01-05 | aminencn |  |  | MESA | METRO EAST | 2155525 |  | 2123378 | N | N | N |  | -1 | I | 2008-02-11 |  | D |  |  | 107878873 |  |  |  | :08391 | 08391:08391 | main_exi_3_route_oh | CIRCUIT_BREAKER |  |  |  |  | -1.77 | 2 |  | 504449 |  | [MDSYS.SDO_GEOMETRY]
60913944 | 108213504 | EXISTING | VICASA | 18724 | VALDEZ | 5236 | D | UNKNOWN | SCE | THREE | UNKNOWN | 16KV | LOW 8 | UNKNOWN | MB |  |  |  |  | SYSTEM | 2014-01-04 | manthak |  |  | MOORPARK | NORTH COAST | 2190638 | 4 | 2212338 | A | N | N |  | -1 | I | 2007-11-01 |  | D |  |  | 108214193;157229681 |  |  |  | :18724 | 18724:18724 | main_exi_3_route_oh | CIRCUIT_BREAKER |  |  |  |  | -1.75 | 2.5 |  | 504449 |  | [MDSYS.SDO_GEOMETRY]
60913946 | 108803322 | EXISTING | SWIFTWATER | 17421 | DRYDEN P.T. | 7181 | A | UNKNOWN | SCE | THREE | UNKNOWN | 12KV | LOW 5 | UNKNOWN | MB |  |  |  |  | SYSTEM | 2014-09-19 | bodduvh |  |  | VALLEY | SAN JACINTO | 2184882 |  | 2123113 | N | N | N |  | -1 | I | 2007-11-26 |  | D |  |  | 108803327;108803328 |  |  |  | :17421 | 17421:17421 | main_exi_3_route_oh | CIRCUIT_BREAKER |  |  |  |  | -1.81 | 2 |  | 504449 |  | [MDSYS.SDO_GEOMETRY]
60913947 | 108985729 | EXISTING | PALOMINO | 13603 | AULD | 8018 | D | UNKNOWN | SCE | THREE | UNKNOWN | 12KV | LOW 13 | UNKNOWN | MB |  |  |  |  | SYSTEM | 2014-09-18 | attadas |  |  | VALLEY | SAN JACINTO | 2179091 |  | 2213470 | A | N | N |  | -1 | I | 2008-05-28 |  | D |  |  | 108985737;108985738 |  |  |  | :13603 | 13603:13603 | main_exi_3_route_oh | CIRCUIT_BREAKER |  |  |  |  | 0 | 2 |  | 504449 |  | [MDSYS.SDO_GEOMETRY]
60913948 | 109455945 | EXISTING | LISA ANNE | 9196 | LA VETA | 5835 | D | UNKNOWN | SCE | THREE | UNKNOWN | 12KV | LOW 11 | UNKNOWN | MB |  |  |  |  | SYSTEM | 2014-09-16 | kallurr |  |  | VILLA PARK | ORANGE | 2161857 | 1 | 2215558 | A | N | N |  | -1 | I | 2008-08-01 |  | D |  |  | 109455950;109455951 |  |  |  | :09196 | 09196:09196 | main_exi_3_route_oh | CIRCUIT_BREAKER |  |  |  |  | -1.79 | 2 |  | 504449 |  | [MDSYS.SDO_GEOMETRY]
60913949 | 109505870 | EXISTING | FLAGSTAFF | 6498 | ELSINORE | 8343 | D | UNKNOWN | SCE | THREE | UNKNOWN | 12KV | LOW 6 | UNKNOWN | MB |  |  |  |  | SYSTEM | 2014-07-31 | bodduvh |  |  | VALLEY | SAN JACINTO | 2151479 |  | 2213864 | A | N | N |  | -1 | I | 2008-04-18 |  | D |  |  | 109505878;109505879 |  |  |  | :06498 | 06498:06498 | main_exi_3_route_oh | CIRCUIT_BREAKER |  |  |  |  | -1.81 | 2 |  | 504449 |  | [MDSYS.SDO_GEOMETRY]
60913950 | 110198392 | EXISTING | AVENGER | 889 | STETSON | 8095 | D | UNKNOWN | SCE | THREE | UNKNOWN | 12KV | LOW 14 | UNKNOWN | MB |  |  |  |  | SYSTEM | 2014-08-11 | kallurr |  |  | VALLEY | SAN JACINTO | 2135855 | 4 | 2218248 | A | N | N |  | -1 | I | 2008-03-13 |  | D |  |  | 110198397;110198398 |  |  |  | :00889 | 00889:00889 | main_exi_3_route_oh | CIRCUIT_BREAKER |  |  |  |  | -1.83 | 2 |  | 504449 |  | [MDSYS.SDO_GEOMETRY]
60913951 | 110205516 | EXISTING | AVALANCHE | 871 | YORBA LINDA | 5880 | D | UNKNOWN | SCE | THREE | UNKNOWN | 12KV | LOW 10 | UNKNOWN | MB |  |  |  |  | SYSTEM | 2014-10-25 | bodduvh |  |  | VILLA PARK | ORANGE | 2132538 |  | 2213376 | A | N | N |  | -1 | I | 2008-05-01 |  | D |  |  | 110205521;110205522 |  |  |  | :00871 | 00871:00871 | main_exi_3_route_oh | CIRCUIT_BREAKER |  |  |  |  | -1.79 | 2 |  | 504449 |  | [MDSYS.SDO_GEOMETRY]
60913952 | 110221739 | EXISTING | VIA NORTE | 18722 | MORAGA | 8348 | D | UNKNOWN | SCE | THREE | UNKNOWN | 12KV | LOW 11 | UNKNOWN | MB |  |  |  |  | SYSTEM | 2017-09-19 | bradlem |  |  | VALLEY | SAN JACINTO | 2190137 |  | 2213880 | S | N | N |  | -1 | I | 2008-04-01 |  | D |  |  | 110221744 |  |  |  | :18722 | 18722:18722 | main_exi_3_route_oh | CIRCUIT_BREAKER |  |  |  |  | -1.82 | 2 |  | 504449 |  | [MDSYS.SDO_GEOMETRY]
60913292 | 62298011 | EXISTING | TYLER | 18390 | AMADOR | 5161 | D | NO | SCE | THREE | UNKNOWN | 4KV | LOW 10 | UNKNOWN | MB | UNKNOWN | UNKNOWN |  |  | SYSTEM | 2017-09-21 | krumwimg |  | CONSOLIDATED | MESA | METRO EAST | 2190994 | 1 | 2214462 | A | N | Y | 240 | -1 | I | 1950-01-01 |  | D |  | 62298021 | 62336587 |  |  |  | :18390 | 18390:18390 | main_exi_3_route_oh | CIRCUIT_BREAKER |  |  |  |  | 73.4 | 3 |  | 504449 |  | [MDSYS.SDO_GEOMETRY]
60913293 | 62306705 | EXISTING | KILLDEE | 9690 | SUNNYSIDE | 5785 | D | NO | SCE | THREE | UNKNOWN | 4KV | LOW 12 | UNKNOWN | MB | UNKNOWN | UNKNOWN |  |  | SYSTEM | 2017-10-06 | maxwelbw |  | CONSOLIDATED | LIGHTHIPE | METRO WEST | 2163158 | 4 | 2215432 | S | N | Y | 123 | -1 | I | 1958-05-01 |  | D |  | 62306715 | 62355378 |  |  |  | :09690 | 09690:09690 | main_exi_3_route_oh | CIRCUIT_BREAKER |  |  |  |  | -1.77 | 3 |  | 504449 |  | [MDSYS.SDO_GEOMETRY]
60913294 | 62313021 | EXISTING | MOCKINGBIRD | 12027 | MOCKINGBIRD P.T. | 7545 | A | NO | SCE | THREE | UNKNOWN | 12KV | LOW 1 | UNKNOWN | MB | UNKNOWN | UNKNOWN |  |  | SYSTEM | 2014-03-28 | merugusn |  | CONSOLIDATED | DEVERS | RURALS | 2186303 |  | 2125690 | A | N | Y | 107 | -1 | I | 1973-02-01 |  | D |  | 62313028 | 62342897 |  |  |  | :12027 | 12027:12027 | main_exi_3_route_oh | CIRCUIT_BREAKER |  |  |  |  | -1.84 | 3 |  | 504449 |  | [MDSYS.SDO_GEOMETRY]
60913295 | 62338446 | EXISTING | UNIVERSITY | 18442 | LA COLINA | 4230 | F | NO | SCE | THREE | UNKNOWN | 12KV | LOW 1 | UNKNOWN | MB | UNKNOWN | UNKNOWN |  |  | SYSTEM | 2014-03-17 | kallurr |  | CONSOLIDATED | VISTA | DESERT | 2190999 |  | 2274140 |  | N | N |  | -1 | I | 1960-01-01 |  | D |  | 62338456 | 62338929 |  |  |  | :18442 | 18442:18442 | main_exi_3_route_oh | CIRCUIT_BREAKER |  |  |  |  | -1.81 | 2 |  | 504449 |  | [MDSYS.SDO_GEOMETRY]
60913296 | 62339086 | EXISTING | UNRUH | 18460 | BASSETT | 5184 | D | NO | SCE | THREE | UNKNOWN | 12KV | LOW 6 | UNKNOWN | MB | UNKNOWN | UNKNOWN |  |  | SYSTEM | 2017-10-04 | murilljl |  | CONSOLIDATED | MIRA LOMA | METRO EAST | 2190621 | 1 | 2216816 | S | N | Y | 130 | -1 | I | 1959-03-01 |  | D |  | 62339096 | 62591765 |  |  |  | :18460 | 18460:18460 | main_exi_3_route_oh | CIRCUIT_BREAKER |  |  |  |  | -1.78 | 3 |  | 504449 |  | [MDSYS.SDO_GEOMETRY]
60913297 | 62348980 | EXISTING | MOHAWK | 12050 | SIERRA MADRE | 5144 | D | NO | SCE | THREE | UNKNOWN | 4KV | LOW 1 | UNKNOWN | MB | UNKNOWN | UNKNOWN |  |  | SYSTEM | 2017-10-23 | krumwimg |  | CONSOLIDATED | MESA | METRO EAST | 2186304 |  | 2216752 | A | N | Y | 212 | -1 | I | 1950-01-01 |  | D |  | 62348990 | 62370625 |  |  |  | :12050 | 12050:12050 | main_exi_3_route_oh | CIRCUIT_BREAKER |  |  |  |  | -1.78 | 3 |  | 504449 |  | [MDSYS.SDO_GEOMETRY]
60913298 | 62371797 | EXISTING | ATHEL | 819 | TAMARISK | 8099 | D | NO | SCE | THREE | UNKNOWN | 12KV | LOW 4 | UNKNOWN | MB | UNKNOWN | UNKNOWN |  |  | SYSTEM | 2014-04-18 | bessar |  | CONSOLIDATED | DEVERS | DESERT | 2142522 | 1 | 2218266 | A | N | Y | 232 | -1 | I | 1978-05-01 |  | D |  | 62371804 | 62374424 |  |  |  | :00819 | 00819:00819 | main_exi_3_route_oh | CIRCUIT_BREAKER |  |  |  |  | -1.85 | 3 |  | 504449 |  | [MDSYS.SDO_GEOMETRY]
60913299 | 62374623 | EXISTING | CONCRETE | 3910 | DALTON | 5188 | D | NO | SCE | THREE | UNKNOWN | 12KV | LOW 5 | UNKNOWN | MB | UNKNOWN | UNKNOWN |  |  | SYSTEM | 2014-10-25 | simhadk |  | CONSOLIDATED | MESA | METRO EAST | 2142717 |  | 2216828 | M | Y | N |  | -1 | I | 1950-01-01 |  | D |  | 62374633 | 63723716 |  |  |  | :03910 | 03910:03910 | main_exi_3_route_oh | CIRCUIT_BREAKER |  |  |  |  | -1.78 | 4 |  | 504449 |  | [MDSYS.SDO_GEOMETRY]
60913300 | 62379109 | EXISTING | HUDSON | 8800 | BRYAN | 5808 | D | NO | SCE | THREE | UNKNOWN | 12KV | LOW 9 | UNKNOWN | MB | UNKNOWN | UNKNOWN |  |  | SYSTEM | 2017-09-22 | thompsma |  | CONSOLIDATED | VILLA PARK | ORANGE | 2178323 | 2 | 2215480 | A | N | Y | 225 | -1 | I | 1950-01-01 |  | D |  | 62379116 | 62453184 |  |  |  | :08800 | 08800:08800 | main_exi_3_route_oh | CIRCUIT_BREAKER |  |  |  |  | 0.38 | 2 |  | 504449 |  | [MDSYS.SDO_GEOMETRY]
60913301 | 62388923 | EXISTING | KILKENNY | 9693 | MURPHY | 5812 | D | NO | SCE | THREE | UNKNOWN | 12KV | LOW 4 | UNKNOWN | MB | UNKNOWN | UNKNOWN |  |  | SYSTEM | 2015-02-13 | merugusn |  | CONSOLIDATED | LIGHTHIPE | METRO WEST | 2181460 |  | 2213242 | A | N | Y | 204 | -1 | I | 1966-09-01 |  | D |  | 62388933 | 62457668;62457669 |  |  |  | :09693 | 09693:09693 | main_exi_3_route_oh | CIRCUIT_BREAKER |  |  |  |  | -1.77 | 3 |  | 504449 |  | [MDSYS.SDO_GEOMETRY]
60913307 | 62410778 | EXISTING | TRINIDAD | 18158 | ELY | 5819 | D | NO | SCE | THREE | UNKNOWN | 12KV | LOW 1 | UNKNOWN | MB | UNKNOWN | UNKNOWN |  |  | SYSTEM | 2018-01-09 | thompsma |  | CONSOLIDATED | VILLA PARK | ORANGE | 2189253 | 2 | 2213258 | S | N | N |  | -1 | I | 1961-11-01 |  | D |  | 62410785 | 62463099 |  |  |  | :18158 | 18158:18158 | main_exi_3_route_oh | CIRCUIT_BREAKER |  |  |  |  | -1.78 | 2 |  | 504449 |  | [MDSYS.SDO_GEOMETRY]
60913308 | 62454161 | EXISTING | HUGO | 8812 | MURRIETTA 2 | 8195 | D | NO | SCE | THREE | UNKNOWN | 12KV | LOW 4 | UNKNOWN | MB | UNKNOWN | UNKNOWN |  |  | SYSTEM | 2014-08-20 | bessar |  | CONSOLIDATED | VALLEY | SAN JACINTO | 2160799 |  | 2216012 | A | N | N |  | -1 | I | 1950-01-01 |  | D |  | 62454171 | 62455983;95520614 |  |  |  | :08812 | 08812:08812 | main_exi_3_route_oh | CIRCUIT_BREAKER |  |  |  |  | -1.81 | 3 |  | 504449 |  | [MDSYS.SDO_GEOMETRY]
60913309 | 62456161 | EXISTING | HUMBER | 8817 | MORAGA | 8348 | D | NO | SCE | THREE | UNKNOWN | 12KV | LOW 7 | UNKNOWN | MB | UNKNOWN | UNKNOWN |  |  | SYSTEM | 2014-09-04 | merugusn |  | CONSOLIDATED | VALLEY | SAN JACINTO | 2178326 |  | 2213880 | A | N | N |  | -1 | I | 1999-06-01 |  | D |  | 62456168 | 62529593;62529594 |  |  |  | :08817 | 08817:08817 | main_exi_3_route_oh | CIRCUIT_BREAKER |  |  |  |  | -1.82 | 2 |  | 504449 |  | [MDSYS.SDO_GEOMETRY]
60913310 | 62459290 | EXISTING | KILROY | 9696 | MURPHY | 5812 | D | NO | SCE | THREE | UNKNOWN | 12KV | LOW 2 | UNKNOWN | MB | UNKNOWN | UNKNOWN |  |  | SYSTEM | 2017-10-10 | maxwelbw |  | CONSOLIDATED | LIGHTHIPE | METRO WEST | 2181461 |  | 2213242 | A | N | Y | 204 | -1 | I | 1966-09-01 |  | D |  | 62459300 | 62511449 |  |  |  | :09696 | 09696:09696 | main_exi_3_route_oh | CIRCUIT_BREAKER |  |  |  |  | -1.77 | 3 |  | 504449 |  | [MDSYS.SDO_GEOMETRY]
60913606 | 68881330 | EXISTING | THAMES | 17736 | RIO HONDO | 5013 | D | UNKNOWN | SCE | THREE | UNKNOWN | 12KV | LOW 24 | UNKNOWN | MB |  |  |  |  | SYSTEM | 2014-12-15 | rajendrs |  |  | MESA | METRO EAST | 2188276 |  | 2218550 | A | N | N |  | -1 | I | 2004-01-08 |  | D |  |  | 82260169 |  |  |  | :17736 | 17736:17736 | main_exi_3_route_oh | CIRCUIT_BREAKER |  |  |  |  | -1.78 | 3 |  | 504449 |  | [MDSYS.SDO_GEOMETRY]
60913607 | 68909102 | EXISTING | BRUMFIELD | 2321 | AULD | 8018 | D | UNKNOWN | SCE | THREE | UNKNOWN | 12KV | LOW 18 | UNKNOWN | MB |  |  |  |  | SYSTEM | 2014-09-12 | attadas |  |  | VALLEY | SAN JACINTO | 2135093 |  | 2213470 | A | N | N |  | -1 | I | 2004-06-21 |  | D |  |  | 69725592;71383623 |  |  |  | :02321 | 02321:02321 | main_exi_3_route_oh | CIRCUIT_BREAKER |  |  |  |  | -1.82 | 2 |  | 504449 |  | [MDSYS.SDO_GEOMETRY]
60913608 | 68909106 | EXISTING | COLT | 3838 | AULD | 8018 | D | UNKNOWN | SCE | THREE | UNKNOWN | 12KV | LOW 17 | UNKNOWN | MB |  |  |  |  | SYSTEM | 2014-07-17 | attadas |  |  | VALLEY | SAN JACINTO | 2159131 |  | 2213470 | A | N | N |  | -1 | I | 2004-06-21 |  | D |  |  | 71383663;71556336 |  |  |  | :03838 | 03838:03838 | main_exi_3_route_oh | CIRCUIT_BREAKER |  |  |  |  | -1.82 | 2 |  | 504449 |  | [MDSYS.SDO_GEOMETRY]
60913609 | 68909110 | EXISTING | KELLER | 9551 | AULD | 8018 | D | UNKNOWN | SCE | THREE | UNKNOWN | 12KV | LOW 16 | UNKNOWN | MB |  |  |  |  | SYSTEM | 2014-09-29 | punukos |  |  | VALLEY | SAN JACINTO | 2163150 |  | 2213470 | A | N | N |  | -1 | I | 2004-06-21 |  | D |  |  | 71383709;71558634 |  |  |  | :09551 | 09551:09551 | main_exi_3_route_oh | CIRCUIT_BREAKER |  |  |  |  | -1.82 | 2 |  | 504449 |  | [MDSYS.SDO_GEOMETRY]
60913615 | 69188509 | EXISTING | WIGTON | 19351 | CAMARILLO | 5517 | D | UNKNOWN | SCE | THREE | UNKNOWN | 16KV | LOW 6 | UNKNOWN | MB |  |  |  |  | SYSTEM | 2013-12-19 | simhadk |  |  | SANTA CLARA | NORTH COAST | 2188788 |  | 2219612 | A | N | N |  | -1 | I | 2004-08-27 |  | D |  |  | 69188889;84326664 |  |  |  | :19351 | 19351:19351 | main_exi_3_route_oh | CIRCUIT_BREAKER |  |  |  |  | -1.74 | 3 |  | 504449 |  | [MDSYS.SDO_GEOMETRY]
60913616 | 69452821 | EXISTING | DROID | 5334 | SHUTTLE | 5522 | D | UNKNOWN | SCE | THREE | UNKNOWN | 12KV | LOW 8 | UNKNOWN | MB |  |  |  |  | SYSTEM | 2013-11-08 | simhadk |  |  | VINCENT | NORTH COAST | 2149765 |  | 2212678 | A | N | N |  | -1 | I | 2004-08-03 |  | D |  |  | 69452988;69549117 |  |  |  | :05334 | 05334:05334 | main_exi_3_route_oh | CIRCUIT_BREAKER |  |  |  |  | -1.78 | 6 |  | 504449 |  | [MDSYS.SDO_GEOMETRY]
60913617 | 69538494 | EXISTING | LAWSON | 10251 | PUENTE | 5195 | D | UNKNOWN | SCE | THREE | UNKNOWN | 12KV | LOW 8 | UNKNOWN | MB |  |  |  |  | SYSTEM | 2014-07-10 | attadas |  |  | MIRA LOMA | METRO EAST | 2182280 |  | 2219180 | S | N | N |  | -1 | I | 2004-06-04 |  | D |  |  | 69538498;70045031 |  |  |  | :10251 | 10251:10251 | main_exi_3_route_oh | CIRCUIT_BREAKER |  |  |  |  | 87.24 | 2 |  | 504449 |  | [MDSYS.SDO_GEOMETRY]
60913618 | 69764613 | EXISTING | SWATZKE | 17401 | HANFORD | 5310 | D | UNKNOWN | SCE | THREE | UNKNOWN | 12KV | LOW 11 | UNKNOWN | MB |  |  |  |  | SYSTEM | 2014-04-03 | attadas |  |  | SAN JOAQUIN | SAN JOAQUIN | 2189998 |  | 2219430 | A | N | N |  | -1 | I | 2004-06-21 |  | D |  |  | 72663404 |  |  |  | :17401 | 17401:17401 | main_exi_3_route_oh | CIRCUIT_BREAKER |  |  |  |  | -1.79 | 4 |  | 504449 |  | [MDSYS.SDO_GEOMETRY]
60913619 | 69795689 | EXISTING | ROMANUS | 15372 | HASKELL | 5594 | D | UNKNOWN | SCE | THREE | UNKNOWN | 16KV | LOW 6 | UNKNOWN | MB |  |  |  |  | SYSTEM | 2013-12-17 | bodduvh |  |  | SAUGUS | NORTH COAST | 2186547 |  | 2217404 | A | N | N |  | -1 | I | 2004-08-30 |  | D |  |  | 69795867;83562151 |  |  |  | :15372 | 15372:15372 | main_exi_3_route_oh | CIRCUIT_BREAKER |  |  |  |  | -1.77 | 3 |  | 504449 |  | [MDSYS.SDO_GEOMETRY]
60913620 | 69942973 | EXISTING | BARILLA | 11041 | PADUA | 5060 | D | UNKNOWN | SCE | THREE | UNKNOWN | 12KV | LOW 8 | UNKNOWN | MB |  |  |  |  | SYSTEM | 2014-06-04 | bessar |  |  | MIRA LOMA | METRO EAST | 2178032 | 6 | 2216446 | A | N | N |  | -1 | I | 2004-04-23 |  | D |  |  | 71817574 |  |  |  | :11041 | 11041:11041 | main_exi_3_route_oh | CIRCUIT_BREAKER |  |  |  |  | -1.8 | 2 |  | 504449 |  | [MDSYS.SDO_GEOMETRY]
60913621 | 70015087 | EXISTING | CHURCHILL | 3499 | MACARTHUR | 5874 | D | UNKNOWN | SCE | THREE | UNKNOWN | 12KV | LOW 2 | UNKNOWN | MB |  |  |  |  | SYSTEM | 2017-11-07 | thompsma |  |  | ELLIS | ORANGE | 2138764 |  | 2215638 | A | N | N |  | -1 | I | 2004-05-14 |  | D |  |  | 70015291 |  |  |  | :03499 | 03499:03499 | main_exi_3_route_oh | CIRCUIT_BREAKER |  |  |  |  | 0 | 2 |  | 504449 |  | [MDSYS.SDO_GEOMETRY]
60913622 | 70015091 | EXISTING | WINGATE | 19538 | MACARTHUR | 5874 | D | UNKNOWN | SCE | THREE | UNKNOWN | 12KV | LOW 1 | UNKNOWN | MB |  |  |  |  | SYSTEM | 2014-09-29 | bodduvh |  |  | ELLIS | ORANGE | 2190703 |  | 2215638 | A | N | N |  | -1 | I | 2004-05-10 |  | D |  |  | 70534117;107447255 |  |  |  | :19538 | 19538:19538 | main_exi_3_route_oh | CIRCUIT_BREAKER |  |  |  |  | -1.78 | 2 |  | 504449 |  | [MDSYS.SDO_GEOMETRY]
60913623 | 70033582 | EXISTING | KORDELL | 9851 | STEWART | 5852 | D | UNKNOWN | SCE | THREE | UNKNOWN | 12KV | LOW 8 | UNKNOWN | MB |  |  |  |  | SYSTEM | 2017-11-06 | maxwelbw |  |  | LIGHTHIPE | METRO WEST | 2181559 |  | 2217904 | A | N | N |  | -1 | I | 2004-06-03 |  | D |  |  | 70033964 |  |  |  | :09851 | 09851:09851 | main_exi_3_route_oh | CIRCUIT_BREAKER |  |  |  |  | -1.77 | 3 |  | 504449 |  | [MDSYS.SDO_GEOMETRY]
60913624 | 70331289 | EXISTING | DRACHMA | 5305 | SANTIAGO | 5088 | D | UNKNOWN | SCE | THREE | UNKNOWN | 12KV | LOW 16 | UNKNOWN | MB |  |  |  |  | SYSTEM | 2014-10-20 | simhadk |  |  | ELLIS | ORANGE | 2167233 | 8 | 2211986 | S | N | N |  | -1 | I | 2004-07-10 |  | D |  |  | 69929821;70331375 |  |  |  | :05305 | 05305:05305 | main_exi_3_route_oh | CIRCUIT_BREAKER |  |  |  |  | -1.79 | 2 |  | 504449 |  | [MDSYS.SDO_GEOMETRY]
60913625 | 70331294 | EXISTING | FORINT | 6661 | SANTIAGO | 5088 | D | UNKNOWN | SCE | THREE | UNKNOWN | 12KV | LOW 25 | UNKNOWN | MB |  |  |  |  | SYSTEM | 2014-09-09 | rajendrs |  |  | ELLIS | ORANGE | 2159517 | 8 | 2211986 | S | N | N |  | -1 | I | 2004-12-30 |  | D |  |  | 71590449;83881921 |  |  |  | :06661 | 06661:06661 | main_exi_3_route_oh | CIRCUIT_BREAKER |  |  |  |  | -1.79 | 2 |  | 504449 |  | [MDSYS.SDO_GEOMETRY]
60912979 | 59752866 | EXISTING | IRWIN HTS | 9000 | SANTA MONICA | 5231 | D | NO | SCE | THREE | UNKNOWN | 4KV | LOW 16 | UNKNOWN | MB | UNKNOWN | UNKNOWN |  |  | SYSTEM | 2015-03-20 | merugusn |  | CONSOLIDATED | EL NIDO | METRO WEST | 2180461 | 2 | 2214606 |  | N | Y | 216 | -1 | I | 1950-01-01 |  | D |  | 59752873 | 59785918 |  |  |  | :09000 | 09000:09000 | main_exi_3_route_oh | CIRCUIT_BREAKER |  |  |  |  | -1.75 | 3 |  | 504449 |  | [MDSYS.SDO_GEOMETRY]
60912980 | 59772585 | EXISTING | LOVE | 10753 | RIALTO | 8225 | D | NO | SCE | THREE | UNKNOWN | 4KV | LOW 2 | UNKNOWN | MB | UNKNOWN | UNKNOWN |  |  | SYSTEM | 2014-05-05 | attiliv |  | CONSOLIDATED | VISTA | DESERT | 2170243 |  | 2216050 |  |  |  |  | -1 | I | 1950-01-01 |  | D |  | 59772592 | 59776597 |  |  |  | :10753 | 10753:10753 | main_exi_3_route_oh | CIRCUIT_BREAKER |  |  |  |  | -1.81 | 1 |  | 504449 |  | [MDSYS.SDO_GEOMETRY]
60912981 | 59779348 | EXISTING | SURVEYOR | 17373 | GISLER | 5851 | D | NO | SCE | THREE | UNKNOWN | 12KV | LOW 2 | UNKNOWN | MB | UNKNOWN | UNKNOWN |  |  | SYSTEM | 2014-10-25 | kallurr |  | CONSOLIDATED | ELLIS | ORANGE | 2190942 | 1 | 2220234 | A | N | Y | 242 | -1 | I | 1972-10-01 |  | D |  | 59779355 | 59838284;59838285 |  |  |  | :17373 | 17373:17373 | main_exi_3_route_oh | CIRCUIT_BREAKER |  |  |  |  | -1.78 | 3 |  | 504449 |  | [MDSYS.SDO_GEOMETRY]
60912982 | 59786327 | EXISTING | JACKSON | 9080 | CULVER | 5204 | D | NO | SCE | THREE | UNKNOWN | 16KV | LOW 5 | UNKNOWN | MB | UNKNOWN | UNKNOWN |  |  | SYSTEM | 2015-03-30 | kallurr |  | CONSOLIDATED | EL NIDO | METRO WEST | 2167931 | 2 | 2214532 | S | Y | N |  | -1 | I | 1950-01-01 |  | D |  | 59786337 | 59788123 |  |  |  | :09080 | 09080:09080 | main_exi_3_route_oh | CIRCUIT_BREAKER |  |  |  |  | -1.76 | 3 |  | 504449 |  | [MDSYS.SDO_GEOMETRY]
60912983 | 59788535 | EXISTING | JAMES | 9120 | IMPERIAL | 5772 | D | NO | SCE | THREE | UNKNOWN | 4KV | LOW 10 | UNKNOWN | MB | UNKNOWN | UNKNOWN |  |  | SYSTEM | 2017-10-04 | maxwelbw |  |  | LIGHTHIPE | METRO WEST | 2167932 | 4 | 2215400 | S | N | Y | 135 | -1 | I | 1955-09-01 |  | D |  | 59788545 | 59844589 |  |  |  | :09120 | 09120:09120 | main_exi_3_route_oh | CIRCUIT_BREAKER |  |  |  |  | -1.77 | 2 |  | 504449 |  | [MDSYS.SDO_GEOMETRY]
60912989 | 59794170 | EXISTING | LUGONIA | 10782 | REDLANDS | 5629 | D | NO | SCE | THREE | UNKNOWN | 12KV | LOW 6 | UNKNOWN | MB | UNKNOWN | UNKNOWN |  |  | SYSTEM | 2017-12-19 | krumwimg |  | CONSOLIDATED | VISTA | DESERT | 2182851 |  | 2215146 | S | N | Y | 115 | -1 | I | 1961-05-01 |  | D |  | 59794177 | 59825978 |  |  |  | :10782 | 10782:10782 | main_exi_3_route_oh | CIRCUIT_BREAKER |  |  |  |  | -1.82 | 3 |  | 504449 |  | [MDSYS.SDO_GEOMETRY]
60912990 | 59804512 | EXISTING | HALLSWORTH | 7871 | VILLA PARK | 5082 | D | NO | SCE | THREE | UNKNOWN | 12KV | LOW 16 | UNKNOWN | MB | UNKNOWN | UNKNOWN |  |  | SYSTEM | 2014-10-08 | aminencn |  | CONSOLIDATED | VILLA PARK | ORANGE | 2153325 | 6 | 2216586 | M | N | Y | 130 | -1 | I | 1974-07-01 |  | D |  | 59804519 | 59880378;59880379 |  |  |  | :07871 | 07871:07871 | main_exi_3_route_oh | CIRCUIT_BREAKER |  |  |  |  | 0.38 | 4 |  | 504449 |  | [MDSYS.SDO_GEOMETRY]
60912991 | 59808408 | EXISTING | TOLTON | 17959 | CHASE | 5679 | D | NO | SCE | THREE | UNKNOWN | 12KV | LOW 5 | UNKNOWN | MB | UNKNOWN | UNKNOWN |  |  | SYSTEM | 2014-05-31 | simhadk |  | CONSOLIDATED | MIRA LOMA | METRO EAST | 2187199 | 2 | 2213010 | A | N | N |  | -1 | I | 1999-04-01 |  | D |  | 59808415 | 59834350;59834351 |  |  |  | :17959 | 17959:17959 | main_exi_3_route_oh | CIRCUIT_BREAKER |  |  |  |  | -1.8 | 2 |  | 504449 |  | [MDSYS.SDO_GEOMETRY]
60912992 | 59828289 | EXISTING | LURING | 10815 | LURING P.T. | 7472 | A | NO | SCE | THREE | UNKNOWN | 2.4KV | LOW 1 | UNKNOWN | MB | UNKNOWN | UNKNOWN |  |  | SYSTEM | 2014-04-01 | kollir |  | CONSOLIDATED | VISTA | RURALS | 2170652 |  | 2124787 | A | N | Y | 230 | -1 | I | 1950-01-01 |  | D |  | 59828296 | 59847156 |  | 59846722 |  | :10815 | 10815:10815 | main_exi_3_route_oh | CIRCUIT_BREAKER |  |  |  |  | 154.92 | 2 |  | 504449 |  | [MDSYS.SDO_GEOMETRY]
60912993 | 59829858 | EXISTING | ZEBU | 19812 | BOVINE | 5788 | D | NO | SCE | THREE | UNKNOWN | 12KV | LOW 1 | UNKNOWN | MB | UNKNOWN | UNKNOWN |  |  | SYSTEM | 2017-12-13 | maxwelbw |  |  | LIGHTHIPE | METRO WEST | 2191089 |  | 2213188 | A | N | Y | 249 | -1 | I | 1971-08-01 |  | D |  | 59829868 | 59887634 |  |  |  | :19812 | 19812:19812 | main_exi_3_route_oh | CIRCUIT_BREAKER |  |  |  |  | -1.77 | 3 |  | 504449 |  | [MDSYS.SDO_GEOMETRY]
60912994 | 59835885 | EXISTING | TOMMY | 17965 | MERCED | 5193 | D | NO | SCE | THREE | UNKNOWN | 12KV | LOW 6 | UNKNOWN | MB | UNKNOWN | UNKNOWN |  |  | SYSTEM | 2014-06-23 | attadas |  | CONSOLIDATED | MIRA LOMA | METRO EAST | 2190973 | 1 | 2214522 | S | N | Y | 132 | -1 | I | 1959-08-01 |  | D |  | 59835892 | 59985998 |  |  |  | :17965 | 17965:17965 | main_exi_3_route_oh | CIRCUIT_BREAKER |  |  |  |  | -1.78 | 2 |  | 504449 |  | [MDSYS.SDO_GEOMETRY]
60912998 | 59838958 | EXISTING | TACKLE | 17460 | STADLER | 8005 | D | NO | SCE | THREE | UNKNOWN | 12KV | LOW 13 | UNKNOWN | MB | UNKNOWN | UNKNOWN |  |  | SYSTEM | 2014-07-18 | bodduvh |  | 720A / 180A | VALLEY | SAN JACINTO | 2184884 | 1 | 2215704 |  | N | N |  | -1 | I | 1991-06-01 |  | D |  | 59838968 | 59962835;59962836 |  |  |  | :17460 | 17460:17460 | main_exi_3_route_oh | CIRCUIT_BREAKER |  |  |  |  | -1.81 | 4 |  | 504449 |  | [MDSYS.SDO_GEOMETRY]
60913001 | 59847541 | EXISTING | LYNNE | 10845 | LARK ELLEN | 5192 | D | NO | SCE | THREE | UNKNOWN | 12KV | LOW 5 | UNKNOWN | MB | UNKNOWN | UNKNOWN |  |  | SYSTEM | 2014-06-09 | simhadk |  | CONSOLIDATED | MESA | METRO EAST | 2176598 |  | 2219172 | A | N | Y | 215 | -1 | I | 1967-06-01 |  | D |  | 59847548 | 59894016 |  |  |  | :10845 | 10845:10845 | main_exi_3_route_oh | CIRCUIT_BREAKER |  |  |  |  | -1.78 | 3 |  | 504449 |  | [MDSYS.SDO_GEOMETRY]
60913002 | 59878326 | EXISTING | JANICE | 9130 | DITMAR | 5246 | D | NO | SCE | THREE | UNKNOWN | 4KV | LOW 6 | UNKNOWN | MB | UNKNOWN | UNKNOWN |  |  | SYSTEM | 2015-03-24 | punukos |  | CONSOLIDATED | EL NIDO | METRO WEST | 2162391 | 6 | 2212364 | A | N | Y | 203 | -1 | I | 1950-01-01 |  | D |  | 59878336 | 59898087 |  |  |  | :09130 | 09130:09130 | main_exi_3_route_oh | CIRCUIT_BREAKER |  |  |  |  | -1.76 | 3 |  | 504449 |  | [MDSYS.SDO_GEOMETRY]
60913953 | 110328966 | EXISTING | COCHISE | 3727 | APPLE VALLEY | 8013 | D | UNKNOWN | SCE | THREE | UNKNOWN | 12KV | LOW 1 | UNKNOWN | MB |  |  |  |  | SYSTEM | 2014-03-18 | bodduvh |  |  | LUGO | DESERT | 2139086 |  | 2213450 | A | N | N |  | -1 | I | 2008-05-23 |  | D |  |  | 110329314;110333308 |  |  |  | :03727 | 03727:03727 | main_exi_3_route_oh | CIRCUIT_BREAKER |  |  |  |  | -1.82 | 2 |  | 504449 |  | [MDSYS.SDO_GEOMETRY]
60913957 | 110342950 | EXISTING | NAPA | 12482 | VALLEY | 5070 | D | UNKNOWN | SCE | THREE | UNKNOWN | 12KV | LOW 15 | UNKNOWN | MB |  |  |  |  | SYSTEM | 2014-07-22 | attadas |  |  | VALLEY | SAN JACINTO | 2177950 |  | 2211862 | A | N | N |  | -1 | I | 2008-06-27 |  | D |  |  | 110342955;110342956 |  |  |  | :12482 | 12482:12482 | main_exi_3_route_oh | CIRCUIT_BREAKER |  |  |  |  | -1.82 | 2 |  | 504449 |  | [MDSYS.SDO_GEOMETRY]
60913960 | 110349163 | EXISTING | MINOTAUR | 11939 | SAN BERNARDINO | 8076 | D | UNKNOWN | SCE | THREE | UNKNOWN | 12KV | LOW 14 | UNKNOWN | MB |  |  |  |  | SYSTEM | 2014-04-29 | aminencn |  |  | VISTA | DESERT | 2186227 |  | 2215864 | A | N | N |  | -1 | I | 2008-03-18 |  | D |  |  | 110349357;110954136 |  |  |  | :11939 | 11939:11939 | main_exi_3_route_oh | CIRCUIT_BREAKER |  |  |  |  | -1.82 | 2 |  | 504449 |  | [MDSYS.SDO_GEOMETRY]
60913961 | 110359590 | EXISTING | PAHUTE | 13518 | APPLE VALLEY | 8013 | D | UNKNOWN | SCE | THREE | UNKNOWN | 12KV | LOW 9 | UNKNOWN | MB |  |  |  |  | SYSTEM | 2014-04-09 | manthak |  |  | LUGO | DESERT | 2189772 |  | 2213450 | A | N | N |  | -1 | I | 2008-03-06 |  | D |  |  | 110359934;110800065 |  |  |  | :13518 | 13518:13518 | main_exi_3_route_oh | CIRCUIT_BREAKER |  |  |  |  | -1.82 | 2 |  | 504449 |  | [MDSYS.SDO_GEOMETRY]
60913962 | 110362830 | EXISTING | PETE | 13981 | TELEGRAPH | 5892 | D | UNKNOWN | SCE | THREE | UNKNOWN | 12KV | LOW 12 | UNKNOWN | MB |  |  |  |  | SYSTEM | 2014-10-27 | simhadk |  |  | VILLA PARK | ORANGE | 2190330 | 1 | 2213396 | A | N | N |  | -1 | I | 2008-06-09 |  | D |  |  | 110362835;110362836 |  |  |  | :13981 | 13981:13981 | main_exi_3_route_oh | CIRCUIT_BREAKER |  |  |  |  | -1.78 | 2 |  | 504449 |  | [MDSYS.SDO_GEOMETRY]
60913963 | 110364140 | EXISTING | LIVERMORE | 10551 | VALLEY | 5070 | D | UNKNOWN | SCE | THREE | UNKNOWN | 12KV | LOW 22 | UNKNOWN | MB |  |  |  |  | SYSTEM | 2014-09-03 | rajendrs |  |  | VALLEY | SAN JACINTO | 2170031 |  | 2211862 | A | N | N |  | -1 | I | 2008-07-01 |  | D |  |  | 110364145;110364146 |  |  |  | :10551 | 10551:10551 | main_exi_3_route_oh | CIRCUIT_BREAKER |  |  |  |  | -1.82 | 2 |  | 504449 |  | [MDSYS.SDO_GEOMETRY]
60913964 | 110550965 | EXISTING | BRITTLE BUSH | 2255 | CALCITY | 8132 | D | UNKNOWN | SCE | THREE | UNKNOWN | 12KV | LOW 1 | UNKNOWN | MB |  |  |  |  | SYSTEM | 2014-02-12 | manthak |  |  | LUGO | RURALS | 2134015 | 1 | 2213674 | A | N | N |  | -1 | I | 2008-05-22 |  | D |  |  | 110551230;116247384 |  |  |  | :02255 | 02255:02255 | main_exi_3_route_oh | CIRCUIT_BREAKER |  |  |  |  | -1.8 | 8.5 |  | 504449 |  | [MDSYS.SDO_GEOMETRY]
60913965 | 110599421 | EXISTING | BAMBOO | 1057 | DECLEZ | 5615 | D | UNKNOWN | SCE | THREE | UNKNOWN | 12KV | LOW 14 | UNKNOWN | MB |  |  |  |  | SYSTEM | 2014-07-14 | yallasv |  |  | VISTA | DESERT | 2132863 | 1 | 2219794 | S | N | N |  | -1 | I | 2008-09-18 |  | D |  |  | 110599426;112778442 |  |  |  | :01057 | 01057:01057 | main_exi_3_route_oh | CIRCUIT_BREAKER |  |  |  |  | -1.81 | 2 |  | 504449 |  | [MDSYS.SDO_GEOMETRY]
60913966 | 110612441 | EXISTING | CAR WASH | 3065 | CAR WASH P.T. | 7951 | A | UNKNOWN | SCE | THREE | UNKNOWN | 4KV | LOW 1 | UNKNOWN | MB |  |  |  |  | SYSTEM | 2015-01-13 | aminencn |  |  | LIGHTHIPE | METRO WEST | 2137229 |  | 2126281 | A | N | N |  | -1 | I | 2008-06-06 |  | D |  |  | 110612711 |  |  |  | :03065 | 03065:03065 | main_exi_3_route_oh | CIRCUIT_BREAKER |  |  |  |  | -1.77 | 3 |  | 504449 |  | [MDSYS.SDO_GEOMETRY]
60913967 | 110617607 | EXISTING | BEELINE | 1515 | VICTOR | 8049 | D | UNKNOWN | SCE | THREE | UNKNOWN | 12KV | LOW 27 | UNKNOWN | MB |  |  |  |  | SYSTEM | 2014-02-19 | bessar |  |  | LUGO | DESERT | 2130991 |  | 2220516 | A | N | N |  | -1 | I | 2008-07-21 |  | D |  |  | 110444986;111670705 |  |  |  | :01515 | 01515:01515 | main_exi_3_route_oh | CIRCUIT_BREAKER |  |  |  |  | -1.82 | 2 |  | 504449 |  | [MDSYS.SDO_GEOMETRY]
60913968 | 110624480 | EXISTING | URBITA | 18488 | HOMART | 8039 | D | UNKNOWN | SCE | THREE | UNKNOWN | 12KV | LOW 1 | UNKNOWN | MB |  |  |  |  | SYSTEM | 2014-04-18 | aminencn |  |  | VISTA | DESERT | 2189337 |  | 2220488 | A | N | N |  | -1 | I | 2008-07-01 |  | D |  |  | 110624499;117781401 |  |  |  | :18488 | 18488:18488 | main_exi_3_route_oh | CIRCUIT_BREAKER |  |  |  |  | -1.82 | 2 |  | 504449 |  | [MDSYS.SDO_GEOMETRY]
60913969 | 110638348 | EXISTING | FUJIYAMA | 9494 | MIRA LOMA | 5069 | D | UNKNOWN | SCE | THREE | UNKNOWN | 12KV | LOW 20 | UNKNOWN | MB |  |  |  |  | SYSTEM | 2014-07-25 | simhadk |  |  | MIRA LOMA | METRO EAST | 2181373 |  | 2214212 | A | N | N |  | -1 | I | 2008-06-09 |  | D |  |  | 110638374 |  |  |  | :09494 | 09494:09494 | main_exi_3_route_oh | CIRCUIT_BREAKER |  |  |  |  | -1.8 | 2 |  | 504449 |  | [MDSYS.SDO_GEOMETRY]
60913970 | 110652496 | EXISTING | DOROF | 5219 | SKYLARK | 8088 | D | UNKNOWN | SCE | THREE | UNKNOWN | 12KV | LOW 10 | UNKNOWN | MB |  |  |  |  | SYSTEM | 2014-08-26 | yallasv |  |  | VALLEY | SAN JACINTO | 2146659 |  | 2220574 | A | N | N |  | -1 | I | 2008-03-13 |  | D |  |  | 110652501;110652502 |  |  |  | :05219 | 05219:05219 | main_exi_3_route_oh | CIRCUIT_BREAKER |  |  |  |  | -1.82 | 2 |  | 504449 |  | [MDSYS.SDO_GEOMETRY]
60913971 | 110686324 | EXISTING | AUGUSTA | 865 | ALDER | 5672 | D | UNKNOWN | SCE | THREE | UNKNOWN | 12KV | LOW 15 | UNKNOWN | MB |  |  |  |  | SYSTEM | 2014-06-03 | merugusn |  |  | VISTA | DESERT | 2132537 | 1 | 2213000 | A | N | N |  | -1 | I | 2008-06-09 |  | D |  |  | 110686344;139517221 |  |  |  | :00865 | 00865:00865 | main_exi_3_route_oh | CIRCUIT_BREAKER |  |  |  |  | -1.81 | 2 |  | 504449 |  | [MDSYS.SDO_GEOMETRY]
60913972 | 110692695 | EXISTING | NATALIE | 12525 | LA VETA | 5835 | D | UNKNOWN | SCE | THREE | UNKNOWN | 12KV | LOW 10 | UNKNOWN | MB |  |  |  |  | SYSTEM | 2017-10-03 | thompsma |  |  | VILLA PARK | ORANGE | 2177951 | 1 | 2215558 | A | N | N |  | -1 | I | 2008-07-22 |  | D |  |  | 110692718 |  |  |  | :12525 | 12525:12525 | main_exi_3_route_oh | CIRCUIT_BREAKER |  |  |  |  | -1.79 | 2 |  | 504449 |  | [MDSYS.SDO_GEOMETRY]
60913311 | 62463938 | EXISTING | TRUMBLE | 18229 | VALLEY | 5070 | D | NO | SCE | THREE | UNKNOWN | 12KV | LOW 21 | UNKNOWN | MB | UNKNOWN | UNKNOWN |  |  | SYSTEM | 2014-07-18 | yallasv |  | 720A / 180A | VALLEY | SAN JACINTO | 2189331 |  | 2211862 | M | N | N |  | -1 | I | 1992-05-13 |  | D |  | 62463945 | 62539868;62539869 |  |  |  | :18229 | 18229:18229 | main_exi_3_route_oh | CIRCUIT_BREAKER |  |  |  |  | -1.82 | 3 |  | 504449 |  | [MDSYS.SDO_GEOMETRY]
60913312 | 62521958 | EXISTING | KING | 9720 | VICTORIA | 5232 | D | NO | SCE | THREE | UNKNOWN | 16KV | LOW 6 | UNKNOWN | MB | UNKNOWN | UNKNOWN |  |  | SYSTEM | 2015-05-19 | aminencn |  |  | EL NIDO | METRO WEST | 2173287 | 4 | 2214608 | S | N | Y | 122 | -1 | I | 1950-01-01 |  | D |  | 62521968 | 62569491 |  |  |  | :09720 | 09720:09720 | main_exi_3_route_oh | CIRCUIT_BREAKER |  |  |  |  | -1.76 | 3 |  | 504449 |  | [MDSYS.SDO_GEOMETRY]
60913313 | 62530546 | EXISTING | HUMBLE | 8818 | WAVE | 5828 | D | NO | SCE | THREE | UNKNOWN | 12KV | LOW 2 | UNKNOWN | MB | UNKNOWN | UNKNOWN |  |  | SYSTEM | 2017-11-13 | thompsma |  | CONSOLIDATED | ELLIS | ORANGE | 2160800 |  | 2213280 | A | N | Y | 211 | -1 | I | 1964-11-01 |  | D |  | 62530556 | 62545566 |  |  |  | :08818 | 08818:08818 | main_exi_3_route_oh | CIRCUIT_BREAKER |  |  |  |  | -1.77 | 3 |  | 504449 |  | [MDSYS.SDO_GEOMETRY]
60913314 | 62546153 | EXISTING | HUNT | 8840 | FULLERTON | 5822 | D | NO | SCE | THREE | UNKNOWN | 12KV | LOW 7 | UNKNOWN | MB | UNKNOWN | UNKNOWN |  |  | SYSTEM | 2017-10-30 | thompsma |  | CONSOLIDATED | VILLA PARK | ORANGE | 2160801 | 3 | 2217840 | S | N | Y | 131 | -1 | I | 1970-11-01 |  | D |  | 62546160 | 62595406 |  |  |  | :08840 | 08840:08840 | main_exi_3_route_oh | CIRCUIT_BREAKER |  |  |  |  | -89.6 | 3 |  | 504449 |  | [MDSYS.SDO_GEOMETRY]
60913315 | 62550828 | EXISTING | TSUNAMI | 18241 | YORBA LINDA | 5880 | D | NO | SCE | THREE | UNKNOWN | 12KV | LOW 6 | UNKNOWN | MB | UNKNOWN | UNKNOWN |  |  | SYSTEM | 2014-09-16 | bodduvh |  | CONSOLIDATED | VILLA PARK | ORANGE | 2190609 |  | 2213376 | A | N | N |  | -1 | I | 2000-09-01 |  | D |  | 62550835 | 62582673;62582674 |  |  |  | :18241 | 18241:18241 | main_exi_3_route_oh | CIRCUIT_BREAKER |  |  |  |  | 88.2 | 2 |  | 504449 |  | [MDSYS.SDO_GEOMETRY]
60913316 | 62583572 | EXISTING | TUDOR | 18251 | MAYBERRY | 8089 | D | NO | SCE | THREE | UNKNOWN | 12KV | LOW 10 | UNKNOWN | MB | UNKNOWN | UNKNOWN |  |  | SYSTEM | 2014-09-12 | kallurr |  | 720A / 180A | VALLEY | SAN JACINTO | 2188112 | 2 | 2215898 | A | N | N |  | -1 | I | 1993-04-30 |  | D |  | 62583579 | 62655363;62655364 |  |  |  | :18251 | 18251:18251 | main_exi_3_route_oh | CIRCUIT_BREAKER |  |  |  |  | -1.83 | 3 |  | 504449 |  | [MDSYS.SDO_GEOMETRY]
60913317 | 62586804 | EXISTING | KINMONT | 9750 | LAGUNA BELL | 5074 | D | NO | SCE | THREE | UNKNOWN | 16KV | LOW 26 | UNKNOWN | MB | UNKNOWN | UNKNOWN |  |  | SYSTEM | 2015-01-23 | aminencn |  | CONSOLIDATED | LIGHTHIPE | METRO WEST | 2173471 | 6 | 2216554 | M | N | Y | 128 | -1 | I | 1950-01-01 |  | D |  | 62586814 | 62602839 |  |  |  | :09750 | 09750:09750 | main_exi_3_route_oh | CIRCUIT_BREAKER |  |  |  |  | -1.77 | 3 |  | 504449 |  | [MDSYS.SDO_GEOMETRY]
60913318 | 62596397 | EXISTING | HUNTER | 8842 | MORAGA | 8348 | D | NO | SCE | THREE | UNKNOWN | 12KV | LOW 14 | UNKNOWN | MB | UNKNOWN | UNKNOWN |  |  | SYSTEM | 2014-08-22 | simhadk |  | CONSOLIDATED | VALLEY | SAN JACINTO | 2160802 |  | 2213880 | A | N | N |  | -1 | I | 1968-08-01 |  | D |  | 62596404 | 62646315;62646316 |  |  |  | :08842 | 08842:08842 | main_exi_3_route_oh | CIRCUIT_BREAKER |  |  |  |  | -1.82 | 3 |  | 504449 |  | [MDSYS.SDO_GEOMETRY]
60913319 | 62603137 | EXISTING | KIRKPATRICK | 9783 | MOBILOIL | 5229 | C | NO | SCE | THREE | UNKNOWN | 12KV | LOW 24 | UNKNOWN | MB | UNKNOWN | UNKNOWN |  |  | SYSTEM | 2015-04-21 | maxwelbw |  | CONSOLIDATED | EL NIDO | METRO WEST | 2173476 | 1 | 2212312 | A | Y | N |  | -1 | I | 1974-01-01 |  | D |  | 62603144 | 62603313 |  |  |  | :09783 | 09783:09783 | main_exi_3_route_oh | CIRCUIT_BREAKER |  |  |  |  | -1.76 | 2 |  | 504449 |  | [MDSYS.SDO_GEOMETRY]
60913322 | 62603533 | EXISTING | KIRSOP | 9806 | MOBILOIL | 5229 | C | NO | SCE | THREE | UNKNOWN | 12KV | LOW 1 | UNKNOWN | MB | UNKNOWN | UNKNOWN |  |  | SYSTEM | 2015-04-22 | kallurr |  | CONSOLIDATED | EL NIDO | METRO WEST | 2163352 | 4 | 2212312 | A | N | N |  | -1 | I | 1966-09-01 |  | D |  | 62603540 | 62603734 |  |  |  | :09806 | 09806:09806 | main_exi_3_route_oh | CIRCUIT_BREAKER |  |  |  |  | -1.76 | 2 |  | 504449 |  | [MDSYS.SDO_GEOMETRY]
60913326 | 62604706 | EXISTING | KORNBLUM | 9840 | LAWNDALE | 5238 | D | NO | SCE | THREE | UNKNOWN | 4KV | LOW 1 | UNKNOWN | MB | UNKNOWN | UNKNOWN |  |  | SYSTEM | 2015-03-27 | bodduvh |  | CONSOLIDATED | EL NIDO | METRO WEST | 2173650 |  | 2219292 | A | Y | N |  | -1 | I | 1950-01-01 |  | D |  | 62604716 | 62639220 |  |  |  | :09840 | 09840:09840 | main_exi_3_route_oh | CIRCUIT_BREAKER |  |  |  |  | -1.76 | 3 |  | 504449 |  | [MDSYS.SDO_GEOMETRY]
60913327 | 62606818 | EXISTING | UNSER | 18464 | CUCAMONGA | 5677 | D | NO | SCE | THREE | UNKNOWN | 12KV | LOW 10 | UNKNOWN | MB | UNKNOWN | UNKNOWN |  |  | SYSTEM | 2017-09-19 | krumwimg |  | CONSOLIDATED | MIRA LOMA | METRO EAST | 2189336 | 3 | 2219902 | A | N | Y | 245 | -1 | I | 1973-08-01 |  | D |  | 62606825 | 62662440 |  |  |  | :18464 | 18464:18464 | main_exi_3_route_oh | CIRCUIT_BREAKER |  |  |  |  | -1.8 | 3 |  | 504449 |  | [MDSYS.SDO_GEOMETRY]
60913328 | 62640137 | EXISTING | KOBE | 9850 | FRUITLAND | 5718 | D | NO | SCE | THREE | UNKNOWN | 16KV | LOW 6 | UNKNOWN | MB | UNKNOWN | UNKNOWN |  |  | SYSTEM | 2015-05-14 | merugusn |  | CONSOLIDATED | LIGHTHIPE | METRO WEST | 2173651 |  | 2215290 | S | N | Y | 136 | -1 | I | 1950-01-01 |  | D |  | 62640147 | 62674860 |  |  |  | :09850 | 09850:09850 | main_exi_3_route_oh | CIRCUIT_BREAKER |  |  |  |  | -1.77 | 2.5 |  | 504449 |  | [MDSYS.SDO_GEOMETRY]
60913329 | 62648258 | EXISTING | HURRICANE | 8846 | YORBA LINDA | 5880 | D | NO | SCE | THREE | UNKNOWN | 12KV | LOW 8 | UNKNOWN | MB | UNKNOWN | UNKNOWN |  |  | SYSTEM | 2017-12-08 | thompsma |  | CONSOLIDATED | VILLA PARK | ORANGE | 2160803 |  | 2213376 | A | N | N |  | -1 | I | 1968-11-01 |  | D |  | 62648262 | 62707518 |  |  |  | :08846 | 08846:08846 | main_exi_3_route_oh | CIRCUIT_BREAKER |  |  |  |  | 0.38 | 3 |  | 504449 |  | [MDSYS.SDO_GEOMETRY]
60913626 | 70331299 | EXISTING | GUILDER | 7736 | SANTIAGO | 5088 | D | UNKNOWN | SCE | THREE | UNKNOWN | 12KV | LOW 22 | UNKNOWN | MB |  |  |  |  | SYSTEM | 2015-01-06 | merugusn |  |  | ELLIS | ORANGE | 2175975 | 8 | 2211986 | S | N | N |  | -1 | I | 2004-12-08 |  | D |  |  | 70331408;84466477 |  |  |  | :07736 | 07736:07736 | main_exi_3_route_oh | CIRCUIT_BREAKER |  |  |  |  | -1.79 | 2 |  | 504449 |  | [MDSYS.SDO_GEOMETRY]
60913627 | 70461889 | EXISTING | WHISPER | 19249 | CHASE | 5679 | D | UNKNOWN | SCE | THREE | UNKNOWN | 12KV | LOW 4 | UNKNOWN | MB |  |  |  |  | SYSTEM | 2014-06-07 | gallog |  |  | MIRA LOMA | METRO EAST | 2190370 |  | 2213010 | A | N | N |  | -1 | I | 2004-05-18 |  | D |  |  | 70461894 |  |  |  | :19249 | 19249:19249 | main_exi_3_route_oh | CIRCUIT_BREAKER |  |  |  |  | -1.8 | 2 |  | 504449 |  | [MDSYS.SDO_GEOMETRY]
60913633 | 70659815 | EXISTING | VIAVERDE | 18723 | CORTEZ | 5186 | D | UNKNOWN | SCE | THREE | UNKNOWN | 12KV | LOW 12 | UNKNOWN | MB |  |  |  |  | SYSTEM | 2016-06-28 | lantzmk |  |  | MIRA LOMA | METRO EAST | 2190637 | 2 | 2214504 | S | N | N |  | -1 | I | 2004-09-08 |  | D |  |  | 70659820;70659972;90351617 |  |  |  | :18723 | 18723:18723 | main_exi_3_route_oh | CIRCUIT_BREAKER |  |  |  |  | -1.79 | 2 |  | 504449 |  | [MDSYS.SDO_GEOMETRY]
60913634 | 70757408 | EXISTING | QUEEN MARY 1 | 14581 | QUEEN MARY U.G.S. | 7701 | A | UNKNOWN | SCE | THREE | UNKNOWN | 4KV | LOW 1 | UNKNOWN | MB |  |  |  |  | SYSTEM | 2015-01-13 | bodduvh |  |  | LIGHTHIPE | METRO WEST | 2190520 | 1 | 2126465 | N | N | N |  | -1 | I | 1997-03-14 |  | D |  |  | 70757477 |  |  |  | :14581 | 14581:14581 | main_exi_3_route_oh | CIRCUIT_BREAKER |  |  |  |  | -1.77 | 2 |  | 504449 |  | [MDSYS.SDO_GEOMETRY]
60913635 | 70934701 | EXISTING | TESORO | 17686 | CORONA | 8279 | D | UNKNOWN | SCE | THREE | UNKNOWN | 12KV | LOW 20 | UNKNOWN | MB |  |  |  |  | SYSTEM | 2014-07-11 | merugusn |  |  | MIRA LOMA | METRO EAST | 2190347 | 7 | 2220750 | A | N | N |  | -1 | I | 2004-08-25 |  | D |  |  | 70934831;94896381 |  |  |  | :17686 | 17686:17686 | main_exi_3_route_oh | CIRCUIT_BREAKER |  |  |  |  | -1.8 | 2 |  | 504449 |  | [MDSYS.SDO_GEOMETRY]
60913636 | 71045905 | EXISTING | JOB | 9275 | JOB P.T. | 7414 | A | UNKNOWN | SCE | THREE | UNKNOWN | 2.4KV | LOW 1 | UNKNOWN | MB |  |  |  |  | SYSTEM | 2014-03-21 | yallasv |  | 2315443E | VISTA | RURALS | 2162784 |  | 2122861 | A | N | Y | 217 | -1 | I | 1960-07-01 |  | D |  |  | 72353933 |  |  |  | :09275 | 09275:09275 | main_exi_3_route_oh | CIRCUIT_BREAKER |  |  |  |  | 43.18 | 2 |  | 504449 |  | [MDSYS.SDO_GEOMETRY]
60913637 | 71077109 | EXISTING | JIMMY | 9249 | STEWART | 5852 | D | UNKNOWN | SCE | THREE | UNKNOWN | 12KV | LOW 7 | UNKNOWN | MB |  |  |  |  | SYSTEM | 2015-02-26 | merugusn |  |  | LIGHTHIPE | METRO WEST | 2180541 |  | 2217904 | A | N | N |  | -1 | I | 2004-06-04 |  | D |  |  | 71077489;73836673 |  |  |  | :09249 | 09249:09249 | main_exi_3_route_oh | CIRCUIT_BREAKER |  |  |  |  | -1.77 | 3 |  | 504449 |  | [MDSYS.SDO_GEOMETRY]
60913641 | 71210070 | EXISTING | SILO | 16436 | GENAMIC | 5139 | D | UNKNOWN | SCE | THREE | UNKNOWN | 12KV | LOW 3 | UNKNOWN | MB |  |  |  |  | SYSTEM | 2017-10-02 | murilljl |  |  | VISTA | DESERT | 2189113 |  | 2216742 | A | N | N |  | -1 | I | 2004-08-15 |  | D |  |  | 71210413 |  |  |  | :16436 | 16436:16436 | main_exi_3_route_oh | CIRCUIT_BREAKER |  |  |  |  | -1.8 | 2 |  | 504449 |  | [MDSYS.SDO_GEOMETRY]
60913644 | 71595222 | EXISTING | ETHANAC | 6078 | VALLEY | 5070 | D | UNKNOWN | SCE | THREE | UNKNOWN | 12KV | LOW 16 | UNKNOWN | MB |  |  |  |  | SYSTEM | 2014-08-12 | simhadk |  |  | VALLEY | SAN JACINTO | 2157861 |  | 2211862 | M | N | N |  | -1 | I | 2004-06-24 |  | D |  |  | 70370953;71595376 |  |  |  | :06078 | 06078:06078 | main_exi_3_route_oh | CIRCUIT_BREAKER |  |  |  |  | -1.82 | 2 |  | 504449 |  | [MDSYS.SDO_GEOMETRY]
60913645 | 71612480 | EXISTING | LARTHIEN | 10131 | BRYAN | 5808 | D | UNKNOWN | SCE | THREE | UNKNOWN | 12KV | LOW 16 | UNKNOWN | MB |  |  |  |  | SYSTEM | 2014-09-22 | kallurr |  |  | VILLA PARK | ORANGE | 2173855 | 1 | 2215480 | A | N | N |  | -1 | I | 2004-09-01 |  | D |  |  | 69171071;71612523 |  |  |  | :10131 | 10131:10131 | main_exi_3_route_oh | CIRCUIT_BREAKER |  |  |  |  | -1.79 | 2 |  | 504449 |  | [MDSYS.SDO_GEOMETRY]
60913646 | 71673505 | EXISTING | MIRROR | 11975 | SAVAGE | 8020 | D | UNKNOWN | SCE | THREE | UNKNOWN | 12KV | LOW 11 | UNKNOWN | MB |  |  |  |  | SYSTEM | 2014-03-10 | kallurr |  |  | LUGO | DESERT | 2180680 | 1 | 2220412 | A | N | N |  | -1 | I | 2004-08-13 |  | D |  |  | 71312680;71674108 |  |  |  | :11975 | 11975:11975 | main_exi_3_route_oh | CIRCUIT_BREAKER |  |  |  |  | -1.82 | 2 |  | 504449 |  | [MDSYS.SDO_GEOMETRY]
60913647 | 71710757 | EXISTING | BAYLINER | 1254 | CANYON LAKE | 8228 | D | UNKNOWN | SCE | THREE | UNKNOWN | 12KV | LOW 4 | UNKNOWN | MB |  |  |  |  | SYSTEM | 2018-01-05 | bradlem |  | 600 / 180 | VALLEY | SAN JACINTO | 2136706 |  | 2213764 | A | N | N |  | -1 | I | 2004-05-03 |  | D |  |  | 71711234 |  |  |  | :01254 | 01254:01254 | main_exi_3_route_oh | CIRCUIT_BREAKER |  |  |  |  | -1.82 | 2 |  | 504449 |  | [MDSYS.SDO_GEOMETRY]
60913648 | 71710762 | EXISTING | SEARAY | 16066 | CANYON LAKE | 8228 | D | UNKNOWN | SCE | THREE | UNKNOWN | 12KV | LOW 1 | UNKNOWN | MB |  |  |  |  | SYSTEM | 2014-09-02 | lantzmk |  |  | VALLEY | SAN JACINTO | 2187782 |  | 2213764 | A | N | N |  | -1 | I | 2004-05-03 |  | D |  |  | 69200863;71711262 |  |  |  | :16066 | 16066:16066 | main_exi_3_route_oh | CIRCUIT_BREAKER |  |  |  |  | -1.82 | 2 |  | 504449 |  | [MDSYS.SDO_GEOMETRY]
60913649 | 71724027 | EXISTING | ALOLA #2 | 20910 | ALOLA | 4286 | F | UNKNOWN | SCE | THREE | UNKNOWN | 2.4KV | LOW 1 | UNKNOWN | MB |  |  |  |  | SYSTEM | 2014-03-10 | bessar |  |  | DEVERS | DESERT | 2190860 |  | 2274104 | A | N | N |  | -1 | I | 1989-09-01 |  | D |  |  | 71724032 |  |  |  | :20910 | 20910:20910 | main_exi_3_route_oh | CIRCUIT_BREAKER |  |  |  |  | -1.84 | 2 |  | 504449 |  | [MDSYS.SDO_GEOMETRY]
60913650 | 72131214 | EXISTING | CROSSON | 4422 | CAMARILLO | 5517 | D | UNKNOWN | SCE | THREE | UNKNOWN | 16KV | LOW 7 | UNKNOWN | MB |  |  |  |  | SYSTEM | 2013-12-05 | bodduvh |  |  | SANTA CLARA | NORTH COAST | 2163715 |  | 2219612 | A | N | N |  | -1 | I | 2004-05-20 |  | D |  |  | 69860490;70408549 |  |  |  | :04422 | 04422:04422 | main_exi_3_route_oh | CIRCUIT_BREAKER |  |  |  |  | -1.74 | 3 |  | 504449 |  | [MDSYS.SDO_GEOMETRY]
60913004 | 59881316 | EXISTING | HALSEY | 7876 | MACARTHUR | 5874 | D | NO | SCE | THREE | UNKNOWN | 12KV | LOW 7 | UNKNOWN | MB | UNKNOWN | UNKNOWN |  |  | SYSTEM | 2015-02-27 | merugusn |  | CONSOLIDATED | ELLIS | ORANGE | 2176183 |  | 2215638 | A | Y | N |  | -1 | I | 1979-12-01 |  | D |  | 59881326 | 59925784;59925785 |  |  |  | :07876 | 07876:07876 | main_exi_3_route_oh | CIRCUIT_BREAKER |  |  |  |  | -1.78 | 3 |  | 504449 |  | [MDSYS.SDO_GEOMETRY]
60913008 | 59894795 | EXISTING | LYTLE | 10855 | ALDER | 5672 | D | NO | SCE | THREE | UNKNOWN | 12KV | LOW 2 | UNKNOWN | MB | UNKNOWN | UNKNOWN |  |  | SYSTEM | 2014-05-13 | punukos |  | CONSOLIDATED | VISTA | DESERT | 2171683 | 1 | 2213000 | A | Y | N |  | -1 | I | 1964-06-01 |  | D |  | 59894802 | 59958037;59958038 |  |  |  | :10855 | 10855:10855 | main_exi_3_route_oh | CIRCUIT_BREAKER |  |  |  |  | -1.81 | 3 |  | 504449 |  | [MDSYS.SDO_GEOMETRY]
60913010 | 59898265 | EXISTING | JAVA | 9180 | LENNOX | 5213 | D | NO | SCE | THREE | UNKNOWN | 4KV | LOW 8 | UNKNOWN | MB | UNKNOWN | UNKNOWN |  |  | SYSTEM | 2015-03-24 | bondigc |  | CONSOLIDATED | EL NIDO | METRO WEST | 2162397 | 5 | 2216884 | A | N | Y | 208 | -1 | I | 1950-01-01 |  | D |  | 59898275 | 59899897 |  |  |  | :09180 | 09180:09180 | main_exi_3_route_oh | CIRCUIT_BREAKER |  |  |  |  | -1.76 | 3 |  | 504449 |  | [MDSYS.SDO_GEOMETRY]
60913011 | 59900081 | EXISTING | JAY | 9187 | JAY P.T. | 7411 | A | NO | SCE | THREE | UNKNOWN | 4KV | LOW 1 | UNKNOWN | MB | UNKNOWN | UNKNOWN |  |  | SYSTEM | 2014-12-01 | attadas |  | CONSOLIDATED | LIGHTHIPE | METRO WEST | 2162580 |  | 2122842 | S | N | N |  | -1 | I | 1971-03-01 |  | D |  | 59900091 | 63647800 |  |  |  | :09187 | 09187:09187 | main_exi_3_route_oh | CIRCUIT_BREAKER |  |  |  |  | -1.77 | 3 |  | 504449 |  | [MDSYS.SDO_GEOMETRY]
60913012 | 59926719 | EXISTING | HAMMOCK | 7916 | ALESSANDRO | 8024 | D | NO | SCE | THREE | UNKNOWN | 33KV | LOW 1 | UNKNOWN | MB | UNKNOWN | UNKNOWN |  |  | SYSTEM | 2014-08-11 | rajendrs |  | CONSOLIDATED | VALLEY | SAN JACINTO | 2165739 |  | 2220422 | S | N | Y | 116 | -1 | I | 1964-08-01 |  | D |  | 59926729 | 59972411;59972412 |  |  |  | :07916 | 07916:07916 | main_exi_3_route_oh | CIRCUIT_BREAKER |  |  |  |  | -1.81 | 3 |  | 504449 |  | [MDSYS.SDO_GEOMETRY]
60913013 | 59932898 | EXISTING | ZENO | 19822 | CARSON | 5711 | D | NO | SCE | THREE | UNKNOWN | 16KV | LOW 2 | UNKNOWN | MB | UNKNOWN | UNKNOWN |  |  | SYSTEM | 2017-09-21 | beealdb |  | CONSOLIDATED | LIGHTHIPE | METRO WEST | 2190391 | 3 | 2217602 | S | Y | N |  | -1 | I | 1975-07-01 |  | D |  | 59932908 | 59947351 |  |  |  | :19822 | 19822:19822 | main_exi_3_route_oh | CIRCUIT_BREAKER |  |  |  |  | -1.76 | 3 |  | 504449 |  | [MDSYS.SDO_GEOMETRY]
60913014 | 59959569 | EXISTING | LYTTON | 10856 | SUNNY DUNES | 8244 | D | NO | SCE | THREE | UNKNOWN | 4KV | LOW 2 | UNKNOWN | MB | UNKNOWN | UNKNOWN |  |  | SYSTEM | 2014-07-17 | kallurr |  | CONSOLIDATED | DEVERS | DESERT | 2176790 |  | 2213784 | A | N | N |  | -1 | I | 1967-06-01 |  | D |  | 59959576 | 59975483 |  |  |  | :10856 | 10856:10856 | main_exi_3_route_oh | CIRCUIT_BREAKER |  |  |  |  | -1.85 | 2.5 |  | 504449 |  | [MDSYS.SDO_GEOMETRY]
60913016 | 59964853 | EXISTING | TACOMA | 17470 | FAIRVIEW | 5821 | D | NO | SCE | THREE | UNKNOWN | 12KV | LOW 6 | UNKNOWN | MB | UNKNOWN | UNKNOWN |  |  | SYSTEM | 2014-10-20 | bodduvh |  | CONSOLIDATED | ELLIS | ORANGE | 2184885 | 2 | 2220170 | S | N | N |  | -1 | I | 1950-01-01 |  | D |  | 59964860 | 59988905;59988906 |  |  |  | :17470 | 17470:17470 | main_exi_3_route_oh | CIRCUIT_BREAKER |  |  |  |  | -3.94 | 2 |  | 504449 |  | [MDSYS.SDO_GEOMETRY]
60913021 | 59966007 | EXISTING | JAYBLUE | 9188 | PASSONS | 5893 | D | NO | SCE | THREE | UNKNOWN | 12KV | LOW 6 | UNKNOWN | MB | UNKNOWN | UNKNOWN |  |  | SYSTEM | 2015-01-02 | bessar |  | CONSOLIDATED | LIGHTHIPE | METRO WEST | 2162581 |  | 2217998 | A | N | N | 218 | -1 | I | 1969-10-01 |  | D |  | 59966017 | 60019833;60019834 |  |  |  | :09188 | 09188:09188 | main_exi_3_route_oh | CIRCUIT_BREAKER |  |  |  |  | -1.77 | 3 |  | 504449 |  | [MDSYS.SDO_GEOMETRY]
60913022 | 59975721 | EXISTING | MACHINE | 10868 | INDUSTRY | 5191 | D | NO | SCE | THREE | UNKNOWN | 12KV | LOW 3 | UNKNOWN | MB | UNKNOWN | UNKNOWN |  |  | SYSTEM | 2014-06-20 | yallasv |  | CONSOLIDATED | MIRA LOMA | METRO EAST | 2176794 | 2 | 2216832 | A | N | N |  | -1 | I | 1964-08-01 |  | D |  | 59975731 | 60036059 |  |  |  | :10868 | 10868:10868 | main_exi_3_route_oh | CIRCUIT_BREAKER |  |  |  |  | -1.78 | 3 |  | 504449 |  | [MDSYS.SDO_GEOMETRY]
60913023 | 59979202 | EXISTING | ZEPHER | 19825 | WALTERIA | 5233 | D | NO | SCE | THREE | UNKNOWN | 16KV | LOW 1 | UNKNOWN | MB | UNKNOWN | UNKNOWN |  |  | SYSTEM | 2015-04-27 | amathis |  | CONSOLIDATED | EL NIDO | METRO WEST | 2190719 |  | 2219284 | A | N | Y | 227 | -1 | I | 1965-12-01 |  | D |  | 59979212 | 60078099 |  |  |  | :19825 | 19825:19825 | main_exi_3_route_oh | CIRCUIT_BREAKER |  |  |  |  | -1.76 | 3 |  | 504449 |  | [MDSYS.SDO_GEOMETRY]
60913024 | 59989096 | EXISTING | TAIWAN | 17487 | MODENA | 5802 | D | NO | SCE | THREE | UNKNOWN | 12KV | LOW 3 | UNKNOWN | MB | UNKNOWN | UNKNOWN |  |  | SYSTEM | 2014-11-25 | merugusn |  | CONSOLIDATED | VILLA PARK | ORANGE | 2184888 | 1 | 2220120 | A | Y | N |  | -1 | I | 1980-01-01 |  | D |  | 59989103 | 60156306;60156307 |  |  |  | :17487 | 17487:17487 | main_exi_3_route_oh | CIRCUIT_BREAKER |  |  |  |  | -1.78 | 2 |  | 504449 |  | [MDSYS.SDO_GEOMETRY]
60913025 | 60001207 | EXISTING | TON | 17967 | PALM VILLAGE | 8215 | D | NO | SCE | THREE | UNKNOWN | 12KV | LOW 3 | UNKNOWN | MB | UNKNOWN | UNKNOWN |  |  | SYSTEM | 2017-09-20 | murilljl |  | CONSOLIDATED | DEVERS | DESERT | 2187202 |  | 2213750 | A | N | Y |  | -1 | I | 1983-04-01 |  | D |  | 60001214 | 60067750 |  |  |  | :17967 | 17967:17967 | main_exi_3_route_oh | CIRCUIT_BREAKER |  |  |  |  | -1.86 | 3 |  | 504449 |  | [MDSYS.SDO_GEOMETRY]
60913026 | 60021131 | EXISTING | JENKINS | 9207 | CARSON | 5711 | D | NO | SCE | THREE | UNKNOWN | 16KV | LOW 9 | UNKNOWN | MB | UNKNOWN | UNKNOWN |  |  | SYSTEM | 2017-10-09 | maxwelbw |  |  | LIGHTHIPE | METRO WEST | 2161858 | 4 | 2217602 | S | Y | N |  | -1 | I | 1983-08-01 |  | D |  | 60021141 | 60152865 |  |  |  | :09207 | 09207:09207 | main_exi_3_route_oh | CIRCUIT_BREAKER |  |  |  |  | -1.76 | 3 |  | 504449 |  | [MDSYS.SDO_GEOMETRY]
60913973 | 110710906 | EXISTING | LUNA | 10787 | POTRERO | 5597 | D | UNKNOWN | SCE | THREE | UNKNOWN | 16KV | LOW 10 | UNKNOWN | MB |  |  |  |  | SYSTEM | 2014-01-01 | simhadk |  |  | MOORPARK | NORTH COAST | 2182853 | 1 | 2219760 | A | N | N |  | -1 | I | 2008-07-01 |  | D |  |  | 110711355;110711378 |  |  |  | :10787 | 10787:10787 | main_exi_3_route_oh | CIRCUIT_BREAKER |  |  |  |  | -1.75 | 2 |  | 504449 |  | [MDSYS.SDO_GEOMETRY]
60913974 | 110778301 | EXISTING | CARNATION | 2986 | BARRE | 5081 | D | UNKNOWN | SCE | THREE | UNKNOWN | 12KV | LOW 17 | UNKNOWN | MB |  |  |  |  | SYSTEM | 2017-09-29 | lantzmk |  |  | VILLA PARK | ORANGE | 2139825 |  | 2218876 | A | N | N |  | -1 | I | 2009-07-02 |  | D |  |  | 110778306 |  |  |  | :02986 | 02986:02986 | main_exi_3_route_oh | CIRCUIT_BREAKER |  |  |  |  | -1.78 | 2 |  | 504449 |  | [MDSYS.SDO_GEOMETRY]
60913975 | 110808436 | EXISTING | KEWAMEE | 9658 | CROWN | 5818 | D | UNKNOWN | SCE | THREE | UNKNOWN | 12KV | LOW 11 | UNKNOWN | MB |  |  |  |  | SYSTEM | 2015-01-09 | merugusn |  |  | ELLIS | ORANGE | 2166487 | 1 | 2217826 | A | N | N |  | -1 | I | 2008-07-31 |  | D |  |  | 110808444;110808445 |  |  |  | :09658 | 09658:09658 | main_exi_3_route_oh | CIRCUIT_BREAKER |  |  |  |  | -1.78 | 2 |  | 504449 |  | [MDSYS.SDO_GEOMETRY]
60913976 | 110908869 | EXISTING | WATUSI | 19065 | BOVINE | 5788 | D | UNKNOWN | SCE | THREE | UNKNOWN | 12KV | LOW 8 | UNKNOWN | MB |  |  |  |  | SYSTEM | 2017-11-16 | maxwelbw |  |  | LIGHTHIPE | METRO WEST | 2190680 |  | 2213188 | A | N | N |  | -1 | I | 2008-05-31 |  | D |  |  | 110908874 |  |  |  | :19065 | 19065:19065 | main_exi_3_route_oh | CIRCUIT_BREAKER |  |  |  |  | -1.78 | 2 |  | 504449 |  | [MDSYS.SDO_GEOMETRY]
60913977 | 110950131 | EXISTING | TROMBONE | 18176 | NIGUEL | 5896 | D | UNKNOWN | SCE | THREE | UNKNOWN | 12KV | LOW 5 | UNKNOWN | MB |  |  |  |  | SYSTEM | 2014-09-08 | attadas |  |  | ELLIS | ORANGE | 2189257 |  | 2215686 | A | N | N |  | -1 | I | 2008-05-21 |  | D |  |  | 110950136;110950137 |  |  |  | :18176 | 18176:18176 | main_exi_3_route_oh | CIRCUIT_BREAKER |  |  |  |  | -1.79 | 2 |  | 504449 |  | [MDSYS.SDO_GEOMETRY]
60913978 | 110961129 | EXISTING | PATRON | 13794 | MILLIKEN | 5663 | D | UNKNOWN | SCE | THREE | UNKNOWN | 12KV | LOW 15 | UNKNOWN | MB |  |  |  |  | SYSTEM | 2014-07-08 | bodduvh |  |  | MIRA LOMA | METRO EAST | 2184550 |  | 2215218 | A | N | N |  | -1 | I | 2008-06-05 |  | D |  |  | 110961148 |  |  |  | :13794 | 13794:13794 | main_exi_3_route_oh | CIRCUIT_BREAKER |  |  |  |  | -1.8 | 2 |  | 504449 |  | [MDSYS.SDO_GEOMETRY]
60913979 | 111003324 | EXISTING | STELLA | 16981 | MARION | 5866 | D | UNKNOWN | SCE | THREE | UNKNOWN | 12KV | LOW 1 | UNKNOWN | MB |  |  |  |  | SYSTEM | 2015-02-10 | merugusn |  |  | VILLA PARK | ORANGE | 2186871 |  | 2215624 | A | N | N |  | -1 | I | 2008-07-01 |  | D |  |  | 111003340;111003341 |  |  |  | :16981 | 16981:16981 | main_exi_3_route_oh | CIRCUIT_BREAKER |  |  |  |  | -1.78 | 2 |  | 504449 |  | [MDSYS.SDO_GEOMETRY]
60913980 | 111056225 | EXISTING | HITCH | 8501 | IVYGLEN | 8073 | D | UNKNOWN | SCE | THREE | UNKNOWN | 12KV | LOW 5 | UNKNOWN | MB |  |  |  |  | SYSTEM | 2014-08-05 | attadas |  |  | VALLEY | SAN JACINTO | 2167416 |  | 2220540 | A | N | N |  | -1 | I | 2008-06-03 |  | D |  |  | 111056230;111056231 |  | 131899677 |  | :08501 | 08501:08501 | main_exi_3_route_oh | CIRCUIT_BREAKER |  |  |  |  | -1.81 | 2 |  | 504449 |  | [MDSYS.SDO_GEOMETRY]
60913987 | 111091843 | EXISTING | EXTINGUISHER | 6169 | FIREHOUSE | 5618 | D | UNKNOWN | SCE | THREE | UNKNOWN | 12KV | LOW 1 | UNKNOWN | MB |  |  |  |  | SYSTEM | 2014-05-27 | bessar |  |  | MIRA LOMA | METRO EAST | 2151485 |  | 2215118 | A | N | N |  | -1 | I | 2008-05-21 |  | D |  |  | 111091899;112533310 |  |  |  | :06169 | 06169:06169 | main_exi_3_route_oh | CIRCUIT_BREAKER |  |  |  |  | -1.8 | 2 |  | 504449 |  | [MDSYS.SDO_GEOMETRY]
60913988 | 111091864 | EXISTING | HELMET | 8306 | FIREHOUSE | 5618 | D | UNKNOWN | SCE | THREE | UNKNOWN | 12KV | LOW 12 | UNKNOWN | MB |  |  |  |  | SYSTEM | 2014-06-02 | punukos |  |  | MIRA LOMA | METRO EAST | 2160253 |  | 2215118 | A | N | N |  | -1 | I | 2008-05-21 |  | D |  |  | 111091892 |  |  |  | :08306 | 08306:08306 | main_exi_3_route_oh | CIRCUIT_BREAKER |  |  |  |  | -1.8 | 2 |  | 504449 |  | [MDSYS.SDO_GEOMETRY]
60913989 | 111099794 | EXISTING | BRAKEBILL | 2135 | LUCAS | 5771 | D | UNKNOWN | SCE | THREE | UNKNOWN | 12KV | LOW 1 | UNKNOWN | MB |  |  |  |  | SYSTEM | 2014-11-25 | punukos |  |  | LIGHTHIPE | METRO WEST | 2133858 |  | 2220062 | A | N | N |  | -1 | I | 2008-04-01 |  | D |  |  | 111099805;111503939 |  |  |  | :02135 | 02135:02135 | main_exi_3_route_oh | CIRCUIT_BREAKER |  |  |  |  | -1.77 | 3 |  | 504449 |  | [MDSYS.SDO_GEOMETRY]
60913990 | 111101567 | EXISTING | MAUNA LOA | 11350 | SAVAGE | 8020 | D | UNKNOWN | SCE | THREE | UNKNOWN | 12KV | LOW 2 | UNKNOWN | MB |  |  |  |  | SYSTEM | 2014-02-20 | bodduvh |  |  | LUGO | DESERT | 2185147 | 2 | 2220412 | A | N | N |  | -1 | I | 2008-07-01 |  | D |  |  | 111101702;111140308 |  |  |  | :11350 | 11350:11350 | main_exi_3_route_oh | CIRCUIT_BREAKER |  |  |  |  | -1.82 | 2 |  | 504449 |  | [MDSYS.SDO_GEOMETRY]
60913991 | 111122172 | EXISTING | SHETLAND | 16349 | AULD | 8018 | D | UNKNOWN | SCE | THREE | UNKNOWN | 12KV | LOW 8 | UNKNOWN | MB |  |  |  |  | SYSTEM | 2014-07-25 | attadas |  |  | VALLEY | SAN JACINTO | 2184064 |  | 2213470 | A | N | N |  | -1 | I | 2008-05-20 |  | D |  |  | 111122195;111122196 |  |  |  | :16349 | 16349:16349 | main_exi_3_route_oh | CIRCUIT_BREAKER |  |  |  |  | -1.82 | 2 |  | 504449 |  | [MDSYS.SDO_GEOMETRY]
60913992 | 111302590 | EXISTING | ESCALA | 6043 | ESCALA P.T. | 7222 | A | UNKNOWN | SCE | THREE | UNKNOWN | 12KV | LOW 7 | UNKNOWN | MB |  |  |  |  | SYSTEM | 2014-08-04 | aminencn |  |  | VALLEY | SAN JACINTO | 2148649 |  | 2123175 | N | N | N |  | -1 | I | 2008-06-16 |  | D |  |  | 111303260;111303261 |  |  |  | :06043 | 06043:06043 | main_exi_3_route_oh | CIRCUIT_BREAKER |  |  |  |  | -1.81 | 2 |  | 504449 |  | [MDSYS.SDO_GEOMETRY]
60913993 | 111361653 | EXISTING | MADRONE | 10901 | MADRONE P.T. | 7504 | A | UNKNOWN | SCE | THREE | UNKNOWN | 4KV | LOW 8 | UNKNOWN | MB |  | P5513586 |  |  | SYSTEM | 2017-10-10 | thompsma |  |  | VILLA PARK | ORANGE | 2182857 |  | 2125574 | N | N | N |  | -1 | I | 2008-07-01 |  | D |  |  | 111361658;111361659 |  |  |  | :10901 | 10901:10901 | main_exi_3_route_oh | CIRCUIT_BREAKER |  |  |  |  | -1.78 | 2 |  | 504449 |  | [MDSYS.SDO_GEOMETRY]
60913330 | 62657510 | EXISTING | TUITION | 18255 | PLACENTIA | 5889 | D | NO | SCE | THREE | UNKNOWN | 12KV | LOW 10 | UNKNOWN | MB | UNKNOWN | UNKNOWN |  |  | SYSTEM | 2014-09-08 | attadas |  | CONSOLIDATED | VILLA PARK | ORANGE | 2190982 | 1 | 2220310 | A | N | N |  | -1 | I | 1985-05-01 |  | D |  | 62657520 | 62721756;62721757 |  |  |  | :18255 | 18255:18255 | main_exi_3_route_oh | CIRCUIT_BREAKER |  |  |  |  | 0.38 | 1.5 |  | 504449 |  | [MDSYS.SDO_GEOMETRY]
60913331 | 62665642 | EXISTING | UTAH | 18496 | TWENTYNINE PALMS | 8255 | D | NO | SCE | THREE | UNKNOWN | 12KV | LOW 2 | UNKNOWN | MB | UNKNOWN | UNKNOWN |  |  | SYSTEM | 2014-05-05 | rajendrs |  | CONSOLIDATED | DEVERS | RURALS | 2189389 |  | 2218390 | A | N | Y |  | -1 | I | 1950-01-01 |  | D |  | 62665652 | 62744922;62744923 |  |  |  | :18496 | 18496:18496 | main_exi_3_route_oh | CIRCUIT_BREAKER |  |  |  |  | -1.87 | 4 |  | 504449 |  | [MDSYS.SDO_GEOMETRY]
60913333 | 62675197 | EXISTING | LA BREA | 9900 | FAIRFAX | 5208 | D | NO | SCE | THREE | UNKNOWN | 4KV | LOW 10 | UNKNOWN | MB | UNKNOWN | UNKNOWN |  |  | SYSTEM | 2015-03-26 | aminencn |  | CONSOLIDATED | MESA | METRO WEST | 2181566 | 4 | 2214542 | S | N | Y | 138 | -1 | I | 1950-01-01 |  | D |  | 62675207 | 62711549 |  |  |  | :09900 | 09900:09900 | main_exi_3_route_oh | CIRCUIT_BREAKER |  |  |  |  | -1.76 | 3 |  | 504449 |  | [MDSYS.SDO_GEOMETRY]
60913338 | 62708785 | EXISTING | HUSKIE | 8855 | MOULTON | 5845 | D | NO | SCE | THREE | UNKNOWN | 12KV | LOW 8 | UNKNOWN | MB | UNKNOWN | UNKNOWN |  |  | SYSTEM | 2017-12-12 | thompsma |  | CONSOLIDATED | ELLIS | ORANGE | 2167764 | 2 | 2215582 | A | N | Y | 249 | -1 | I | 1965-12-01 |  | D |  | 62708792 | 62786189 |  |  |  | :08855 | 08855:08855 | main_exi_3_route_oh | CIRCUIT_BREAKER |  |  |  |  | -1.79 | 3 |  | 504449 |  | [MDSYS.SDO_GEOMETRY]
60913339 | 62711706 | EXISTING | PAN PACIFIC | 9920 | FAIRFAX | 5208 | D | NO | SCE | THREE | UNKNOWN | 16KV | LOW 5 | UNKNOWN | MB | UNKNOWN | UNKNOWN |  |  | SYSTEM | 2015-04-01 | kallurr |  | CONSOLIDATED | MESA | METRO WEST | 2167937 | 2 | 2214546 | S | N | Y | 112 | -1 | I | 1972-05-01 |  | D |  | 62711716 | 62762151 |  |  |  | :09920 | 09920:09920 | main_exi_3_route_oh | CIRCUIT_BREAKER |  |  |  |  | -1.76 | 3 |  | 504449 |  | [MDSYS.SDO_GEOMETRY]
60913340 | 62722379 | EXISTING | TULIP | 18265 | BARRE | 5081 | D | NO | SCE | THREE | UNKNOWN | 12KV | LOW 23 | UNKNOWN | MB | UNKNOWN | UNKNOWN |  |  | SYSTEM | 2014-08-28 | manthak |  | CONSOLIDATED | VILLA PARK | ORANGE | 2190983 |  | 2218876 | M | N | Y | 133 | -1 | I | 1960-12-01 |  | D |  | 62722386 | 62777774;62777775 |  |  |  | :18265 | 18265:18265 | main_exi_3_route_oh | CIRCUIT_BREAKER |  |  |  |  | 0.39 | 2 |  | 504449 |  | [MDSYS.SDO_GEOMETRY]
60913341 | 62747540 | EXISTING | UTOPIA | 18498 | NOGALES | 5655 | D | NO | SCE | THREE | UNKNOWN | 12KV | LOW 9 | UNKNOWN | MB | UNKNOWN | UNKNOWN |  |  | SYSTEM | 2017-11-07 | krumwimg |  | CONSOLIDATED | MIRA LOMA | METRO EAST | 2188196 |  | 2215204 | A | N | Y | 227 | -1 | I | 1961-11-01 |  | D |  | 62747547 | 69816413 |  |  |  | :18498 | 18498:18498 | main_exi_3_route_oh | CIRCUIT_BREAKER |  |  |  |  | -1.78 | 3 |  | 504449 |  | [MDSYS.SDO_GEOMETRY]
60913342 | 62771501 | EXISTING | LADERA | 9970 | WINDSOR HILLS | 5235 | D | NO | SCE | THREE | UNKNOWN | 4KV | LOW 5 | UNKNOWN | MB | UNKNOWN | UNKNOWN |  |  | SYSTEM | 2015-03-30 | merugusn |  | CONSOLIDATED | EL NIDO | METRO WEST | 2181639 | 6 | 2214618 | A | N | Y | 231 | -1 | I | 1950-01-01 |  | D |  | 62771511 | 62792292;167517922 |  | 144714002 |  | :09970 | 09970:09970 | main_exi_3_route_oh | CIRCUIT_BREAKER |  |  |  |  | -1.76 | 3 |  | 504449 |  | [MDSYS.SDO_GEOMETRY]
60913343 | 62787831 | EXISTING | TULSA | 18280 | TRASK | 5899 | D | NO | SCE | THREE | UNKNOWN | 12KV | LOW 11 | UNKNOWN | MB | UNKNOWN | UNKNOWN |  |  | SYSTEM | 2014-09-27 | attadas |  | CONSOLIDATED | VILLA PARK | ORANGE | 2188117 | 1 | 2213412 | S | N | Y | 134 | -1 | I | 1955-12-01 |  | D |  | 62787838 | 62833446;62833447 |  |  |  | :18280 | 18280:18280 | main_exi_3_route_oh | CIRCUIT_BREAKER |  |  |  |  | 0.39 | 2 |  | 504449 |  | [MDSYS.SDO_GEOMETRY]
60913344 | 62792605 | EXISTING | GERATHS | 10000 | LUCAS | 5771 | D | NO | SCE | THREE | UNKNOWN | 12KV | LOW 5 | UNKNOWN | MB | UNKNOWN | UNKNOWN |  |  | SYSTEM | 2015-06-17 | lantzmk |  |  | LIGHTHIPE | METRO WEST | 2181642 |  | 2220062 | S | N | Y | 108 | -1 | I | 1950-01-01 |  | D |  | 62792615 | 62827450 |  |  |  | :10000 | 10000:10000 | main_exi_3_route_oh | CIRCUIT_BREAKER |  |  |  |  | -1.77 | 3 |  | 504449 |  | [MDSYS.SDO_GEOMETRY]
60913345 | 62800714 | EXISTING | VALIANT | 18515 | NOGALES | 5655 | D | NO | SCE | THREE | UNKNOWN | 12KV | LOW 5 | UNKNOWN | MB | UNKNOWN | UNKNOWN |  |  | SYSTEM | 2015-01-12 | lantzmk |  | CONSOLIDATED | MIRA LOMA | METRO EAST | 2191003 |  | 2215204 | A | N | Y | 227 | -1 | I | 1961-11-01 |  | D |  | 62800721 | 62860454;164728310 |  |  |  | :18515 | 18515:18515 | main_exi_3_route_oh | CIRCUIT_BREAKER |  |  |  |  | -1.78 | 3 |  | 504449 |  | [MDSYS.SDO_GEOMETRY]
60913352 | 62804507 | EXISTING | IDAHO | 8890 | LA HABRA | 5832 | D | NO | SCE | THREE | UNKNOWN | 12KV | LOW 7 | UNKNOWN | MB | UNKNOWN | UNKNOWN |  |  | SYSTEM | 2014-12-05 | punukos |  | CONSOLIDATED | VILLA PARK | ORANGE | 2161686 | 1 | 2215550 | S | Y | N |  | -1 | I | 1950-01-01 |  | D |  | 62804511 | 62887649;62887650 |  |  |  | :08890 | 08890:08890 | main_exi_3_route_oh | CIRCUIT_BREAKER |  |  |  |  | -1.78 | 2 |  | 504449 |  | [MDSYS.SDO_GEOMETRY]
60913353 | 62829782 | EXISTING | JEPSON | 10010 | LUCAS | 5771 | D | NO | SCE | THREE | UNKNOWN | 12KV | LOW 6 | UNKNOWN | MB | UNKNOWN | UNKNOWN |  |  | SYSTEM | 2015-01-07 | punukos |  |  | LIGHTHIPE | METRO WEST | 2181643 |  | 2220062 | S | Y | N |  | -1 | I | 1950-01-01 |  | D |  | 62829792 | 62884384;62884385 |  |  |  | :10010 | 10010:10010 | main_exi_3_route_oh | CIRCUIT_BREAKER |  |  |  |  | -1.77 | 3 |  | 504449 |  | [MDSYS.SDO_GEOMETRY]
60913354 | 62855857 | EXISTING | TWISTER | 18380 | LA HABRA | 5832 | D | NO | SCE | THREE | UNKNOWN | 12KV | LOW 4 | UNKNOWN | MB | UNKNOWN | UNKNOWN |  |  | SYSTEM | 2014-09-04 | attadas |  | CONSOLIDATED | VILLA PARK | ORANGE | 2190991 | 2 | 2215550 | S | Y | N |  | -1 | I | 1950-01-01 |  | D |  | 62855861 | 62893613 |  |  |  | :18380 | 18380:18380 | main_exi_3_route_oh | CIRCUIT_BREAKER |  |  |  |  | 0.39 | 2 |  | 504449 |  | [MDSYS.SDO_GEOMETRY]
60913651 | 72289800 | EXISTING | UNDERWORLD | 18409 | STYX P.T. | 7747 | A | UNKNOWN | SCE | THREE | UNKNOWN | 12KV | LOW 1 | UNKNOWN | MB |  |  |  |  | SYSTEM | 2014-02-25 | merugusn |  |  | LUGO | DESERT | 2190619 |  | 2124515 | N | N | N |  | -1 | I | 2003-11-23 |  | D |  |  | 70680018;72290634 |  | 149108247 |  | :18409 | 18409:18409 | main_exi_3_route_oh | CIRCUIT_BREAKER |  |  |  |  | -1.82 | 5 |  | 504449 |  | [MDSYS.SDO_GEOMETRY]
60913657 | 72457152 | EXISTING | MUMMY | 12355 | UNIVERSAL | 5584 | C | UNKNOWN | SCE | THREE | UNKNOWN | 12KV | LOW 2 | UNKNOWN | MB |  |  |  |  | SYSTEM | 2013-12-10 | kallurr |  |  | MESA | NORTH COAST | 2177861 |  | 2219740 | A | N | N |  | -1 | I | 2003-11-24 |  | D |  |  | 72457619 |  |  |  | :12355 | 12355:12355 | main_exi_3_route_oh | CIRCUIT_BREAKER |  |  |  |  | -1.77 | 3 |  | 504449 |  | [MDSYS.SDO_GEOMETRY]
60913658 | 73076109 | EXISTING | TAKNING | 17494 | ALHAMBRA | 5101 | D | UNKNOWN | SCE | THREE | UNKNOWN | 16KV | LOW 8 | UNKNOWN | MB |  |  |  |  | SYSTEM | 2014-11-05 | bessar |  |  | MESA | METRO EAST | 2190076 | 2 | 2218972 | A | Y | N |  | -1 | I | 2004-02-10 |  | D |  |  | 73076668 |  |  |  | :17494 | 17494:17494 | main_exi_3_route_oh | CIRCUIT_BREAKER |  |  |  |  | -1.78 | 3 |  | 504449 |  | [MDSYS.SDO_GEOMETRY]
60913659 | 73411012 | EXISTING | QATAR | 14551 | MODENA | 5802 | D | UNKNOWN | SCE | THREE | UNKNOWN | 12KV | LOW 1 | UNKNOWN | MB |  |  |  |  | SYSTEM | 2014-11-20 | bodduvh |  |  | VILLA PARK | ORANGE | 2182046 | 2 | 2220120 | A | N | N |  | -1 | I | 2004-10-01 |  | D |  |  | 69930737;83888081 |  |  |  | :14551 | 14551:14551 | main_exi_3_route_oh | CIRCUIT_BREAKER |  |  |  |  | -1.79 | 2 |  | 504449 |  | [MDSYS.SDO_GEOMETRY]
60913660 | 73411017 | EXISTING | SRI LANKA | 16848 | MODENA | 5802 | D | UNKNOWN | SCE | THREE | UNKNOWN | 12KV | LOW 13 | UNKNOWN | MB |  |  |  |  | SYSTEM | 2015-02-24 | bessar |  |  | VILLA PARK | ORANGE | 2186783 | 2 | 2220120 | A | N | N |  | -1 | I | 2004-08-10 |  | D |  |  | 70870636;73411022 |  |  |  | :16848 | 16848:16848 | main_exi_3_route_oh | CIRCUIT_BREAKER |  |  |  |  | -1.79 | 2 |  | 504449 |  | [MDSYS.SDO_GEOMETRY]
60913661 | 73681091 | EXISTING | PEOPLES | 13933 | HANFORD | 5310 | D | UNKNOWN | SCE | THREE | UNKNOWN | 12KV | LOW 12 | UNKNOWN | MB |  |  |  |  | SYSTEM | 2014-01-11 | bessar |  |  | SAN JOAQUIN | SAN JOAQUIN | 2179171 |  | 2219430 | A | N | N |  | -1 | I | 2004-06-21 |  | D |  |  | 73681153;84232274 |  |  |  | :13933 | 13933:13933 | main_exi_3_route_oh | CIRCUIT_BREAKER |  |  |  |  | -6.79 | 3 |  | 504449 |  | [MDSYS.SDO_GEOMETRY]
60913662 | 73690358 | EXISTING | ROXIE | 15494 | ROXIE P.T. | 7740 | A | UNKNOWN | SCE | THREE | UNKNOWN | 2.4KV | LOW 1 | UNKNOWN | MB |  |  |  |  | SYSTEM | 2015-01-19 | kallurr |  |  | MESA | METRO EAST | 2186705 |  | 2126512 | N | N | N |  | -1 | I | 2004-04-01 |  | D |  |  | 73690369 |  |  |  | :15494 | 15494:15494 | main_exi_3_route_oh | CIRCUIT_BREAKER |  |  |  |  | -1.78 | 2 |  | 504449 |  | [MDSYS.SDO_GEOMETRY]
60913663 | 74330469 | EXISTING | THUMSGEN 1 | 21092 | THUMSGEN | 1161 | X | UNKNOWN | SCE | THREE | UNKNOWN | 12KV | LOW 1 | UNKNOWN | MB |  |  |  |  | SYSTEM | 2017-06-26 | beealdb |  |  | LIGHTHIPE | METRO WEST | 2191129 | 2 | 2274180 | M | N | N |  | -1 | I | 2004-01-01 |  | D |  |  | 74330810 |  |  |  | :21092 | 21092:21092 | main_exi_3_route_oh | CIRCUIT_BREAKER |  |  |  |  | -1.77 | 2 |  | 504449 |  | [MDSYS.SDO_GEOMETRY]
60913664 | 74531521 | EXISTING | CASSINI | 3118 | GISLER | 5851 | D | UNKNOWN | SCE | THREE | UNKNOWN | 12KV | LOW 1 | UNKNOWN | MB |  |  |  |  | SYSTEM | 2014-09-11 | merugusn |  |  | ELLIS | ORANGE | 2154996 | 3 | 2220234 | A | N | N |  | -1 | I | 2004-09-02 |  | D |  |  | 71497743;74532145 |  |  |  | :03118 | 03118:03118 | main_exi_3_route_oh | CIRCUIT_BREAKER |  |  |  |  | -1.78 | 3 |  | 504449 |  | [MDSYS.SDO_GEOMETRY]
60913665 | 74531526 | EXISTING | VOYAGER | 18868 | GISLER | 5851 | D | UNKNOWN | SCE | THREE | UNKNOWN | 12KV | LOW 13 | UNKNOWN | MB |  |  |  |  | SYSTEM | 2014-11-18 | bessar |  |  | ELLIS | ORANGE | 2190671 | 3 | 2220234 | A | N | N |  | -1 | I | 2004-08-01 |  | D |  |  | 74532180 |  |  |  | :18868 | 18868:18868 | main_exi_3_route_oh | CIRCUIT_BREAKER |  |  |  |  | -1.78 | 3 |  | 504449 |  | [MDSYS.SDO_GEOMETRY]
60913666 | 74980010 | EXISTING | BOLLERO | 1891 | CORONA | 8279 | D | UNKNOWN | SCE | THREE | UNKNOWN | 12KV | LOW 21 | UNKNOWN | MB |  |  |  |  | SYSTEM | 2014-07-30 | yallasv |  |  | MIRA LOMA | METRO EAST | 2137738 | 7 | 2220750 | A | N | N |  | -1 | I | 2004-08-16 |  | D |  |  | 74980020;100172211 |  |  |  | :01891 | 01891:01891 | main_exi_3_route_oh | CIRCUIT_BREAKER |  |  |  |  | -1.8 | 2 |  | 504449 |  | [MDSYS.SDO_GEOMETRY]
60913667 | 75772663 | EXISTING | SCHOLAR | 15987 | SANTA ROSA | 8036 | D | NO | SCE | THREE | UNKNOWN | 12KV | LOW 18 | UNKNOWN | MB |  |  |  |  | SYSTEM | 2014-05-27 | aminencn |  |  | DEVERS | DESERT | 2190774 | 5 | 2218128 | S | N | N |  | -1 | I | 2004-03-25 |  | D |  |  | 70470860;71323397 |  |  |  | :15987 | 15987:15987 | main_exi_3_route_oh | CIRCUIT_BREAKER |  |  |  |  | -1.86 | 2 |  | 504449 |  | [MDSYS.SDO_GEOMETRY]
60913668 | 83247093 | EXISTING | DRONE | 5336 | GENAMIC | 5139 | D | UNKNOWN | SCE | THREE | UNKNOWN | 12KV | LOW 4 | UNKNOWN | MB |  |  |  |  | SYSTEM | 2014-09-26 | rajendrs |  |  | VISTA | DESERT | 2146819 |  | 2216742 | A | N | N |  | -1 | I | 2004-10-01 |  | D |  |  | 83247372;95093733 |  |  |  | :05336 | 05336:05336 | main_exi_3_route_oh | CIRCUIT_BREAKER |  |  |  |  | 141.14 | 2 |  | 504449 |  | [MDSYS.SDO_GEOMETRY]
60913669 | 83407660 | EXISTING | BIG FALLS | 1625 | FOREST HOME | 8148 | D | UNKNOWN | SCE | THREE | UNKNOWN | 2.4KV | LOW 2 | UNKNOWN | MB |  |  |  |  | SYSTEM | 2014-03-11 | merugusn |  |  | VISTA | DESERT | 2144398 |  | 2218306 | A | N | N |  | -1 | I | 2004-09-01 |  | D |  |  | 83407869 |  |  |  | :01625 | 01625:01625 | main_exi_3_route_oh | CIRCUIT_BREAKER |  |  |  |  | -1.84 | 2 |  | 504449 |  | [MDSYS.SDO_GEOMETRY]
60913670 | 83487434 | EXISTING | ROTEC | 15462 | STETSON | 8095 | D | UNKNOWN | SCE | THREE | UNKNOWN | 12KV | LOW 2 | UNKNOWN | MB |  |  |  |  | SYSTEM | 2014-09-13 | simhadk |  |  | VALLEY | SAN JACINTO | 2190577 | 4 | 2218248 | A | N | N |  | -1 | I | 2005-07-01 |  | D |  |  | 83487690;95118971 |  |  |  | :15462 | 15462:15462 | main_exi_3_route_oh | CIRCUIT_BREAKER |  |  |  |  | -1.83 | 3 |  | 504449 |  | [MDSYS.SDO_GEOMETRY]
60913027 | 60031790 | EXISTING | HANDY | 7950 | VILLA PARK | 5082 | D | NO | SCE | THREE | UNKNOWN | 12KV | LOW 15 | UNKNOWN | MB | UNKNOWN | UNKNOWN |  |  | SYSTEM | 2017-11-29 | bradlem |  |  | VILLA PARK | ORANGE | 2176184 | 6 | 2216586 | M | N | Y | 131 | -1 | I | 1950-01-01 |  | D |  | 60031797 | 60134283 |  |  |  | :07950 | 07950:07950 | main_exi_3_route_oh | CIRCUIT_BREAKER |  |  |  |  | -1.78 | 2 |  | 504449 |  | [MDSYS.SDO_GEOMETRY]
60913028 | 60047444 | EXISTING | MACY | 10875 | MUSCOY | 8198 | D | NO | SCE | THREE | UNKNOWN | 4KV | LOW 2 | UNKNOWN | MB | UNKNOWN | UNKNOWN |  |  | SYSTEM | 2018-01-09 | krumwimg |  | CONSOLIDATED | VISTA | DESERT | 2171686 |  | 2213732 | A | N | Y |  | -1 | I | 1950-01-01 |  | D |  | 60047451 | 60051000 |  |  |  | :10875 | 10875:10875 | main_exi_3_route_oh | CIRCUIT_BREAKER |  |  |  |  | -1.81 | 3 |  | 504449 |  | [MDSYS.SDO_GEOMETRY]
60913029 | 60060393 | EXISTING | MAGNOLIA | 10930 | CHASE | 5679 | D | NO | SCE | THREE | UNKNOWN | 12KV | LOW 7 | UNKNOWN | MB | UNKNOWN | UNKNOWN |  |  | SYSTEM | 2017-09-21 | murilljl |  | CONSOLIDATED | MIRA LOMA | METRO EAST | 2171688 | 2 | 2213010 | A | N | N |  | -1 | I | 1998-05-01 |  | D |  | 60060400 | 60097363 |  |  |  | :10930 | 10930:10930 | main_exi_3_route_oh | CIRCUIT_BREAKER |  |  |  |  | -1.8 | 2 |  | 504449 |  | [MDSYS.SDO_GEOMETRY]
60913030 | 60103228 | EXISTING | TONIC | 17968 | MILLIKEN | 5663 | D | NO | SCE | THREE | UNKNOWN | 12KV | LOW 12 | UNKNOWN | MB | UNKNOWN | UNKNOWN |  |  | SYSTEM | 2014-08-04 | delriokm |  | CONSOLIDATED | MIRA LOMA | METRO EAST | 2188439 | 3 | 2215218 | A | N | N |  | -1 | I | 1998-04-28 |  | D |  | 60103235 | 60132852 |  |  |  | :17968 | 17968:17968 | main_exi_3_route_oh | CIRCUIT_BREAKER |  |  |  |  | -1.8 | 2 |  | 504449 |  | [MDSYS.SDO_GEOMETRY]
60913031 | 60112055 | EXISTING | ZEPPELIN | 19827 | NOLA | 5751 | D | NO | SCE | THREE | UNKNOWN | 16KV | LOW 5 | UNKNOWN | MB | UNKNOWN | UNKNOWN |  |  | SYSTEM | 2018-01-12 | maxwelbw |  | CONSOLIDATED | LIGHTHIPE | METRO WEST | 2190393 |  | 2213126 | A | N | Y | 244 | -1 | I | 1986-10-01 |  | D |  | 60112065 | 60148044 |  |  |  | :19827 | 19827:19827 | main_exi_3_route_oh | CIRCUIT_BREAKER |  |  |  |  | -1.76 | 3 |  | 504449 |  | [MDSYS.SDO_GEOMETRY]
60913032 | 60117060 | EXISTING | MAIZE | 10951 | SOQUEL | 5686 | D | NO | SCE | THREE | UNKNOWN | 12KV | LOW 7 | UNKNOWN | MB | UNKNOWN | UNKNOWN |  |  | SYSTEM | 2014-08-21 | bodduvh |  | CONSOLIDATED | MIRA LOMA | METRO EAST | 2184973 |  | 2215254 | A | N | N |  | -1 | I | 1993-06-22 |  | D |  | 60117070 | 60186364;60186365 |  |  |  | :10951 | 10951:10951 | main_exi_3_route_oh | CIRCUIT_BREAKER |  |  |  |  | -1.79 | 3 |  | 504449 |  | [MDSYS.SDO_GEOMETRY]
60913033 | 60135689 | EXISTING | HARMONICA | 8051 | NIGUEL | 5896 | D | NO | SCE | THREE | UNKNOWN | 12KV | LOW 6 | UNKNOWN | MB | UNKNOWN | UNKNOWN |  |  | SYSTEM | 2014-08-18 | aminencn |  | CONSOLIDATED | ELLIS | ORANGE | 2153492 |  | 2215686 | A | N | N |  | -1 | I | 2000-08-10 |  | D |  | 60135696 | 60183073;60183074 |  |  |  | :08051 | 08051:08051 | main_exi_3_route_oh | CIRCUIT_BREAKER |  |  |  |  | -1.79 | 2 |  | 504449 |  | [MDSYS.SDO_GEOMETRY]
60913034 | 60168717 | EXISTING | TOOL | 17973 | INDUSTRY | 5191 | D | NO | SCE | THREE | UNKNOWN | 12KV | LOW 5 | UNKNOWN | MB | UNKNOWN | UNKNOWN |  |  | SYSTEM | 2014-06-20 | aminencn |  | CONSOLIDATED | MIRA LOMA | METRO EAST | 2187204 | 1 | 2216832 | A | Y | N |  | -1 | I | 1964-08-01 |  | D |  | 60168727 | 60195615 |  |  |  | :17973 | 17973:17973 | main_exi_3_route_oh | CIRCUIT_BREAKER |  |  |  |  | -1.78 | 3 |  | 504449 |  | [MDSYS.SDO_GEOMETRY]
60913035 | 60171849 | EXISTING | ZIRCON | 19835 | CREST | 5264 | D | NO | SCE | THREE | UNKNOWN | 16KV | LOW 6 | UNKNOWN | MB | UNKNOWN | UNKNOWN |  |  | SYSTEM | 2015-05-13 | yallasv |  | CONSOLIDATED | EL NIDO | METRO WEST | 2190395 |  | 2217012 | A | N | Y | 223 | -1 | I | 1950-01-01 |  | D |  | 60171859 | 60212838 |  |  |  | :19835 | 19835:19835 | main_exi_3_route_oh | CIRCUIT_BREAKER |  |  |  |  | -1.75 | 3 |  | 504449 |  | [MDSYS.SDO_GEOMETRY]
60913036 | 60178297 | EXISTING | JENNINGS | 9215 | LOS CERRITOS | 5738 | D | NO | SCE | THREE | UNKNOWN | 12KV | LOW 4 | UNKNOWN | MB | UNKNOWN | UNKNOWN |  |  | SYSTEM | 2015-02-23 | aminencn |  | CONSOLIDATED | LIGHTHIPE | METRO WEST | 2162019 |  | 2217660 | A | N | Y | 216 | -1 | I | 1972-11-01 |  | D |  | 60178307 | 60265918;60265919 |  |  |  | :09215 | 09215:09215 | main_exi_3_route_oh | CIRCUIT_BREAKER |  |  |  |  | -1.76 | 3 |  | 504449 |  | [MDSYS.SDO_GEOMETRY]
60913037 | 60183825 | EXISTING | HARNAGE | 8055 | NEWCOMB | 8342 | D | NO | SCE | THREE | UNKNOWN | 12KV | LOW 4 | UNKNOWN | MB | UNKNOWN | UNKNOWN |  |  | SYSTEM | 2014-09-19 | kallurr |  | CONSOLIDATED | VALLEY | SAN JACINTO | 2153493 | 2 | 2218460 | A | N | Y |  | -1 | I | 1980-06-01 |  | D |  | 60183832 | 60378473;60378474 |  | 60312040 |  | :08055 | 08055:08055 | main_exi_3_route_oh | CIRCUIT_BREAKER |  |  |  |  | -1.81 | 3 |  | 504449 |  | [MDSYS.SDO_GEOMETRY]
60913038 | 60188661 | EXISTING | MAITLAND | 10970 | ONTARIO | 5625 | D | NO | SCE | THREE | UNKNOWN | 4KV | LOW 1 | UNKNOWN | MB | UNKNOWN | UNKNOWN |  |  | SYSTEM | 2014-06-18 | yallasv |  | CONSOLIDATED | MIRA LOMA | METRO EAST | 2171871 |  | 2215130 | A | N | Y | 227 | -1 | I | 1965-04-01 |  | D |  | 60188671 | 60203746 |  |  |  | :10970 | 10970:10970 | main_exi_3_route_oh | CIRCUIT_BREAKER |  |  |  |  | -1.79 | 3 |  | 504449 |  | [MDSYS.SDO_GEOMETRY]
60913039 | 60196639 | EXISTING | TORCHLIGHT | 17980 | BASSETT | 5184 | D | NO | SCE | THREE | UNKNOWN | 12KV | LOW 3 | UNKNOWN | MB | UNKNOWN | UNKNOWN |  |  | SYSTEM | 2014-07-15 | kallurr |  | CONSOLIDATED | MIRA LOMA | METRO EAST | 2187205 | 1 | 2216816 | S | N | Y | 130 | -1 | I | 1959-05-01 |  | D |  | 60196649 | 60279766;60279767 |  |  |  | :17980 | 17980:17980 | main_exi_3_route_oh | CIRCUIT_BREAKER |  |  |  |  | -1.78 | 3 |  | 504449 |  | [MDSYS.SDO_GEOMETRY]
60913045 | 60204029 | EXISTING | MANDARIN | 11048 | CITRUS | 5185 | D | NO | SCE | THREE | UNKNOWN | 12KV | LOW 10 | UNKNOWN | MB | UNKNOWN | UNKNOWN |  |  | SYSTEM | 2014-08-02 | merugusn |  | CONSOLIDATED | MESA | METRO EAST | 2184978 | 1 | 2212194 | A | Y | N |  | -1 | I | 1965-07-01 |  | D |  | 60204039 | 60259928;60259929 |  |  |  | :11048 | 11048:11048 | main_exi_3_route_oh | CIRCUIT_BREAKER |  |  |  |  | -1.78 | 3 |  | 504449 |  | [MDSYS.SDO_GEOMETRY]
60913994 | 111412445 | EXISTING | SELLERS | 16118 | ETIWANDA | 5096 | D | UNKNOWN | SCE | THREE | UNKNOWN | 12KV | LOW 18 | UNKNOWN | MB |  |  |  |  | SYSTEM | 2014-07-07 | kallurr |  |  | VISTA | DESERT | 2183382 |  | 2212014 | A | N | N |  | -1 | I | 2008-08-04 |  | D |  |  | 111412460;125540360 |  |  |  | :16118 | 16118:16118 | main_exi_3_route_oh | CIRCUIT_BREAKER |  |  |  |  | -1.81 | 2 |  | 504449 |  | [MDSYS.SDO_GEOMETRY]
60913995 | 111605897 | EXISTING | COLDBROOK | 3766 | COLDBROOK P.T. | 7950 | A | UNKNOWN | SCE | THREE | UNKNOWN | 4KV | LOW 1 | UNKNOWN | MB |  |  |  |  | SYSTEM | 2014-11-26 | simhadk |  |  | LIGHTHIPE | METRO WEST | 2158966 |  | 2125931 | A | N | N |  | -1 | I | 2008-09-30 |  | D |  |  | 111605926 |  |  |  | :03766 | 03766:03766 | main_exi_3_route_oh | CIRCUIT_BREAKER |  |  |  |  | 0 | 2 |  | 504449 |  | [MDSYS.SDO_GEOMETRY]
60913996 | 112846320 | EXISTING | EAGLE RANCH | 5488 | VICTOR | 8049 | D | UNKNOWN | SCE | THREE | UNKNOWN | 12KV | LOW 28 | UNKNOWN | MB |  |  |  |  | SYSTEM | 2014-02-19 | simhadk |  | VICTOR SUBSTATION | LUGO | DESERT | 2146823 |  | 2220516 | A | N | N |  | -1 | I | 2008-06-26 |  | D |  |  | 112846325;112847800 |  |  |  | :05488 | 05488:05488 | main_exi_3_route_oh | CIRCUIT_BREAKER |  |  |  |  | 0 | 2 |  | 504449 |  | [MDSYS.SDO_GEOMETRY]
60913997 | 112945082 | EXISTING | MAGUA | 10933 | VICTOR | 8049 | D | UNKNOWN | SCE | THREE | UNKNOWN | 12KV | LOW 29 | UNKNOWN | MB |  |  |  |  | SYSTEM | 2014-02-21 | kallurr |  | VICTOR SUBSTATION | LUGO | DESERT | 2184972 |  | 2220516 | A | N | N |  | -1 | I | 2008-06-20 |  | D |  |  | 112945509;135826892 |  |  |  | :10933 | 10933:10933 | main_exi_3_route_oh | CIRCUIT_BREAKER |  |  |  |  | 0 | 2 |  | 504449 |  | [MDSYS.SDO_GEOMETRY]
60914003 | 113031363 | EXISTING | PAPAYA | 13652 | PAPAYA P.T. | 7682 | A | UNKNOWN | SCE | THREE | UNKNOWN | 4KV | LOW 5 | UNKNOWN | MB |  |  |  |  | SYSTEM | 2014-07-02 | yallasv |  |  | MIRA LOMA | METRO EAST | 2179092 |  | 2124416 | N | N | N |  | -1 | I | 2008-07-01 |  | D |  |  | 113031379 |  |  |  | :13652 | 13652:13652 | main_exi_3_route_oh | CIRCUIT_BREAKER |  |  |  |  | 0 | 2 |  | 504449 |  | [MDSYS.SDO_GEOMETRY]
60914004 | 116182952 | EXISTING | FLAGSTONE | 6496 | FLAGSTONE P.T. | 7261 | A | UNKNOWN | SCE | THREE | UNKNOWN | 4KV | LOW 2 | UNKNOWN | MB |  |  |  |  | SYSTEM | 2015-01-13 | manthak |  |  | LIGHTHIPE | METRO WEST | 2151856 |  | 2123200 | A | N | N |  | -1 | I | 2008-07-31 |  | D |  |  | 116183482 |  |  |  | :06496 | 06496:06496 | main_exi_3_route_oh | CIRCUIT_BREAKER |  |  |  |  | 0 | 2 |  | 504449 |  | [MDSYS.SDO_GEOMETRY]
60914005 | 116663692 | EXISTING | MISSISSIPPI | 12005 | RIVERWAY | 5374 | D | UNKNOWN | SCE | THREE | UNKNOWN | 12KV | LOW 1 | UNKNOWN | MB |  |  |  |  | SYSTEM | 2015-04-22 | lantzmk |  |  | SAN JOAQUIN | SAN JOAQUIN | 2186300 |  | 2214854 | A | N | N |  | -1 | I | 2008-07-01 |  | D |  |  | 116664020;117588544 |  |  |  | :12005 | 12005:12005 | main_exi_3_route_oh | CIRCUIT_BREAKER |  |  |  |  | 0 | 2 |  | 504449 |  | [MDSYS.SDO_GEOMETRY]
60914006 | 116667980 | EXISTING | RIO GRANDE | 15122 | RIVERWAY | 5374 | D | UNKNOWN | SCE | THREE | UNKNOWN | 12KV | LOW 2 | UNKNOWN | MB |  |  |  |  | SYSTEM | 2014-02-13 | aminencn |  |  | SAN JOAQUIN | SAN JOAQUIN | 2180932 |  | 2214854 | A | N | N |  | -1 | I | 2008-07-01 |  | D |  |  | 116668079;117785547 |  |  |  | :15122 | 15122:15122 | main_exi_3_route_oh | CIRCUIT_BREAKER |  |  |  |  | 0 | 2 |  | 504449 |  | [MDSYS.SDO_GEOMETRY]
60914007 | 117380784 | EXISTING | CERAMIC | 3296 | TEMESCAL P.T. | 7829 | D | UNKNOWN | SCE | THREE | UNKNOWN | 4KV | LOW 2 | UNKNOWN | MB |  |  |  |  | SYSTEM | 2014-05-26 | kallurr |  |  | MIRA LOMA | METRO EAST | 2140144 |  | 2273820 | A | N | N |  | -1 | I | 2008-07-01 |  | D |  |  | 117380819 |  |  |  | :03296 | 03296:03296 | main_exi_3_route_oh | CIRCUIT_BREAKER |  |  |  |  | 0 | 2 |  | 504449 |  | [MDSYS.SDO_GEOMETRY]
60914008 | 117535712 | EXISTING | LEVECHE | 10414 | MONOLITH | 5358 | D | UNKNOWN | SCE | THREE | UNKNOWN | 12KV | LOW 3 | UNKNOWN | MB |  |  |  |  | SYSTEM | 2014-04-08 | manthak |  |  | VINCENT | RURALS | 2169822 |  | 2212588 | A | N | N |  | -1 | I | 2008-07-24 |  | D |  |  | 117535832;117535924 |  |  |  | :10414 | 10414:10414 | main_exi_3_route_oh | CIRCUIT_BREAKER |  |  |  |  | 0 | 2 |  | 504449 |  | [MDSYS.SDO_GEOMETRY]
60914009 | 118656271 | EXISTING | GABRIELINO | 6891 | GABRIELINO P.T. | 7326 | A | UNKNOWN | SCE | THREE | UNKNOWN | 4KV | LOW 3 | UNKNOWN | MB |  |  |  |  | SYSTEM | 2014-11-14 | aminencn |  |  | MESA | METRO EAST | 2152568 |  | 2122788 | N | N | N |  | -1 | I | 2008-07-12 |  | D |  |  | 118656287 |  |  |  | :06891 | 06891:06891 | main_exi_3_route_oh | CIRCUIT_BREAKER |  |  |  |  | 0 | 2 |  | 504449 |  | [MDSYS.SDO_GEOMETRY]
60914010 | 119407673 | EXISTING | DAELEY | 4626 | DAELEY P.T. | 7184 | A | UNKNOWN | SCE | THREE | UNKNOWN | 4KV | LOW 1 | UNKNOWN | MB |  |  |  |  | SYSTEM | 2015-01-13 | aminencn |  |  | LIGHTHIPE | METRO WEST | 2147753 |  | 2123968 | N | N | N |  | -1 | I | 2008-07-18 |  | D |  |  | 119407997 |  |  |  | :04626 | 04626:04626 | main_exi_3_route_oh | CIRCUIT_BREAKER |  |  |  |  | 57.72 | 2 |  | 504449 |  | [MDSYS.SDO_GEOMETRY]
60914011 | 120064858 | EXISTING | BIRCHWOOD | 1705 | OAK PARK | 5525 | D | UNKNOWN | SCE | THREE | UNKNOWN | 16KV | LOW 4 | UNKNOWN | MB |  |  |  |  | SYSTEM | 2013-12-23 | manthak |  |  | MOORPARK | NORTH COAST | 2137049 |  | 2217252 | A | N | N |  | -1 | I | 2008-07-15 |  | D |  |  | 120065357;122186120 |  |  |  | :01705 | 01705:01705 | main_exi_3_route_oh | CIRCUIT_BREAKER |  |  |  |  | 0 | 3 |  | 504449 |  | [MDSYS.SDO_GEOMETRY]
60914012 | 120171884 | EXISTING | YOSEMITE | 19776 | SANTA SUSANA | 5532 | D | UNKNOWN | SCE | THREE | UNKNOWN | 16KV | LOW 11 | UNKNOWN | MB |  |  |  |  | SYSTEM | 2014-02-21 | bessar |  |  | SAUGUS | NORTH COAST | 2190716 | 2 | 2214960 | A | N | N |  | -1 | I | 2008-08-01 |  | D |  |  | 120172273;125613363 |  |  |  | :19776 | 19776:19776 | main_exi_3_route_oh | CIRCUIT_BREAKER |  |  |  |  | 0 | 3 |  | 504449 |  | [MDSYS.SDO_GEOMETRY]
60914018 | 120755993 | EXISTING | ALBURY | 271 | ALBURY P.T. | 7005 | A | UNKNOWN | SCE | THREE | UNKNOWN | 4KV | LOW 1 | UNKNOWN | MB |  |  |  |  | SYSTEM | 2015-01-22 | aminencn |  |  | LIGHTHIPE | METRO WEST | 2129337 |  | 2122398 | A | N | N |  | -1 | I | 2008-07-31 |  | D |  |  | 120756300 |  |  |  | :00271 | 00271:00271 | main_exi_3_route_oh | CIRCUIT_BREAKER |  |  |  |  | 0 | 2 |  | 504449 |  | [MDSYS.SDO_GEOMETRY]
60913355 | 62861925 | EXISTING | VALINDA | 18520 | PUENTE | 5195 | D | NO | SCE | THREE | UNKNOWN | 12KV | LOW 6 | UNKNOWN | MB | UNKNOWN | UNKNOWN |  |  | SYSTEM | 2017-11-07 | krumwimg |  | CONSOLIDATED | MIRA LOMA | METRO EAST | 2191004 |  | 2219180 | S | N | Y |  | -1 | I | 1957-06-01 |  | D |  | 62861935 | 62898473 |  |  |  | :18520 | 18520:18520 | main_exi_3_route_oh | CIRCUIT_BREAKER |  |  |  |  | -1.78 | 3 |  | 504449 |  | [MDSYS.SDO_GEOMETRY]
60913357 | 62904121 | EXISTING | LANTANA | 10059 | FREMONT | 5720 | D | NO | SCE | THREE | UNKNOWN | 16KV | LOW 2 | UNKNOWN | MB | UNKNOWN | UNKNOWN |  |  | SYSTEM | 2015-01-22 | simhadk |  |  | LIGHTHIPE | METRO WEST | 2168124 | 1 | 2217612 | A | Y | N |  | -1 | I | 1969-11-01 |  | D |  | 62904131 | 62928339;62928340 |  |  |  | :10059 | 10059:10059 | main_exi_3_route_oh | CIRCUIT_BREAKER |  |  |  |  | -1.76 | 3 |  | 504449 |  | [MDSYS.SDO_GEOMETRY]
60913358 | 62908545 | EXISTING | VALLEY OF THE MOON | 18540 | VALLEY OF THE MOON P.T. | 7882 | A | NO | SCE | THREE | UNKNOWN | 2.4KV | LOW 1 | UNKNOWN | MB | UNKNOWN | UNKNOWN |  |  | SYSTEM | 2014-03-14 | bodduvh |  | VALLEY OF THE MOON SUB | VISTA | RURALS | 2190623 |  | 2127000 | A | N | Y | 217 | -1 | I | 1950-01-01 |  | D |  | 62908549 | 62920926 |  | 62911154 |  | :18540 | 18540:18540 | main_exi_3_route_oh | CIRCUIT_BREAKER |  |  |  |  | 87.87 | 1.5 |  | 504449 |  | [MDSYS.SDO_GEOMETRY]
60913360 | 62911502 | EXISTING | TYPHOON | 18395 | YORBA LINDA | 5880 | D | NO | SCE | THREE | UNKNOWN | 12KV | LOW 4 | UNKNOWN | MB | UNKNOWN | UNKNOWN |  |  | SYSTEM | 2014-11-06 | merugusn |  | CONSOLIDATED | VILLA PARK | ORANGE | 2190995 |  | 2213376 | A | Y | N |  | -1 | I | 1968-05-01 |  | D |  | 62911506 | 63012122;63012123 |  |  |  | :18395 | 18395:18395 | main_exi_3_route_oh | CIRCUIT_BREAKER |  |  |  |  | 0.38 | 2 |  | 504449 |  | [MDSYS.SDO_GEOMETRY]
60913362 | 62916106 | EXISTING | INLET | 8920 | PAULARINO | 5895 | D | NO | SCE | THREE | UNKNOWN | 4KV | LOW 2 | UNKNOWN | MB | UNKNOWN | UNKNOWN |  |  | SYSTEM | 2017-11-21 | thompsma |  | CONSOLIDATED | ELLIS | ORANGE | 2180372 | 2 | 2213404 | A | Y | N |  | -1 | I | 1950-01-01 |  | D |  | 62916116 | 62935832 |  |  |  | :08920 | 08920:08920 | main_exi_3_route_oh | CIRCUIT_BREAKER |  |  |  |  | -1.78 | 3 |  | 504449 |  | [MDSYS.SDO_GEOMETRY]
60913367 | 62921482 | EXISTING | VALNETT | 18560 | ANITA | 5105 | D | NO | SCE | THREE | UNKNOWN | 4KV | LOW 9 | UNKNOWN | MB | UNKNOWN | UNKNOWN |  |  | SYSTEM | 2014-11-20 | punukos |  | CONSOLIDATED | MESA | METRO EAST | 2190625 | 3 | 2218988 | S | N | Y | 135 | -1 | I | 1950-01-01 |  | D |  | 62921492 | 62943455;62943456 |  |  |  | :18560 | 18560:18560 | main_exi_3_route_oh | CIRCUIT_BREAKER |  |  |  |  | -1.78 | 3 |  | 504449 |  | [MDSYS.SDO_GEOMETRY]
60913368 | 62936503 | EXISTING | INTERIOR | 8934 | PEBBLY BEACH | 3064 | D | NO | SCE | THREE | UNKNOWN | 12KV | LOW 3 | UNKNOWN | MB | UNKNOWN | UNKNOWN |  |  | SYSTEM | 2014-10-27 | attadas |  | CONSOLIDATED | LIGHTHIPE | CATALINA | 2161011 |  | 2273810 | M | N | N |  | -1 | I | 1967-06-01 |  | D |  | 62936513 | 62984732;62984733 |  | 147792471 |  | :08934 | 08934:08934 | main_exi_3_route_oh | CIRCUIT_BREAKER |  |  |  |  | -1.75 | 2 |  | 504449 |  | [MDSYS.SDO_GEOMETRY]
60913369 | 62944537 | EXISTING | VALSUN | 18570 | BASSETT | 5184 | D | NO | SCE | THREE | UNKNOWN | 12KV | LOW 8 | UNKNOWN | MB | UNKNOWN | UNKNOWN |  |  | SYSTEM | 2014-06-14 | punukos |  | CONSOLIDATED | MIRA LOMA | METRO EAST | 2190626 | 2 | 2216816 | S | Y | N |  | -1 | I | 1956-06-01 |  | D |  | 62944547 | 63003795;63003796 |  |  |  | :18570 | 18570:18570 | main_exi_3_route_oh | CIRCUIT_BREAKER |  |  |  |  | -1.78 | 3 |  | 504449 |  | [MDSYS.SDO_GEOMETRY]
60913370 | 62955488 | EXISTING | LA PEER | 10076 | BEVERLY | 5201 | D | NO | SCE | THREE | UNKNOWN | 16KV | LOW 13 | UNKNOWN | MB | UNKNOWN | UNKNOWN |  |  | SYSTEM | 2015-04-02 | attadas |  | CONSOLIDATED | EL NIDO | METRO WEST | 2168126 | 5 | 2216848 | S | Y | N |  | -1 | I | 1974-06-01 |  | D |  | 62955498 | 62982918;62982919 |  |  |  | :10076 | 10076:10076 | main_exi_3_route_oh | CIRCUIT_BREAKER |  |  |  |  | -1.76 | 3 |  | 504449 |  | [MDSYS.SDO_GEOMETRY]
60913371 | 62987371 | EXISTING | IRAN | 8955 | MODENA | 5802 | D | NO | SCE | THREE | UNKNOWN | 12KV | LOW 6 | UNKNOWN | MB | UNKNOWN | UNKNOWN |  |  | SYSTEM | 2014-10-08 | merugusn |  | CONSOLIDATED | VILLA PARK | ORANGE | 2161015 | 1 | 2220120 | A | N | Y | 232 | -1 | I | 1979-07-01 |  | D |  | 62987381 | 63064478;63064479 |  |  |  | :08955 | 08955:08955 | main_exi_3_route_oh | CIRCUIT_BREAKER |  |  |  |  | -1.78 | 3 |  | 504449 |  | [MDSYS.SDO_GEOMETRY]
60913372 | 63004958 | EXISTING | VANCOUVER | 18600 | AMALIA | 5104 | D | NO | SCE | THREE | UNKNOWN | 4KV | LOW 5 | UNKNOWN | MB | UNKNOWN | UNKNOWN |  |  | SYSTEM | 2017-11-01 | krumwimg |  | CONSOLIDATED | MESA | METRO EAST | 2190629 |  | 2212032 | A | N | N |  | -1 | I | 1950-01-01 |  | D |  | 63004968 | 63025875 |  |  |  | :18600 | 18600:18600 | main_exi_3_route_oh | CIRCUIT_BREAKER |  |  |  |  | -1.77 | 3 |  | 504449 |  | [MDSYS.SDO_GEOMETRY]
60913377 | 63008719 | EXISTING | LARABEE | 10098 | FAIRFAX | 5208 | D | NO | SCE | THREE | UNKNOWN | 16KV | LOW 7 | UNKNOWN | MB | UNKNOWN | UNKNOWN |  |  | SYSTEM | 2015-04-13 | amathis |  |  | MESA | METRO WEST | 2168320 | 1 | 2214546 | S | N | Y | 107 | -1 | I | 1972-01-01 |  | D |  | 63008729 | 63048742;109313153 |  |  |  | :10098 | 10098:10098 | main_exi_3_route_oh | CIRCUIT_BREAKER |  |  |  |  | -1.76 | 3 |  | 504449 |  | [MDSYS.SDO_GEOMETRY]
60913379 | 63013690 | EXISTING | URANIUM | 18494 | CAMDEN | 5826 | D | NO | SCE | THREE | UNKNOWN | 12KV | LOW 7 | UNKNOWN | MB | UNKNOWN | UNKNOWN |  |  | SYSTEM | 2014-12-17 | manthak |  | CONSOLIDATED | ELLIS | ORANGE | 2190622 |  | 2220184 | A | Y | N |  | -1 | I | 1970-09-01 |  | D |  | 63013700 | 63073469;63073470 |  |  |  | :18494 | 18494:18494 | main_exi_3_route_oh | CIRCUIT_BREAKER |  |  |  |  | -1.78 | 3 |  | 504449 |  | [MDSYS.SDO_GEOMETRY]
60913676 | 83487439 | EXISTING | ZIPPY | 19832 | STETSON | 8095 | D | UNKNOWN | SCE | THREE | UNKNOWN | 12KV | LOW 13 | UNKNOWN | MB |  |  |  |  | SYSTEM | 2014-08-07 | aminencn |  |  | VALLEY | SAN JACINTO | 2190431 | 4 | 2218248 | A | N | N |  | -1 | I | 2005-08-01 |  | D |  |  | 83487512;95134467 |  |  |  | :19832 | 19832:19832 | main_exi_3_route_oh | CIRCUIT_BREAKER |  |  |  |  | 0 | 3 |  | 504449 |  | [MDSYS.SDO_GEOMETRY]
60913678 | 83538685 | EXISTING | ZASADNI | 19809 | VICTOR | 8049 | D | UNKNOWN | SCE | THREE | UNKNOWN | 12KV | LOW 25 | UNKNOWN | MB |  |  |  |  | SYSTEM | 2014-04-24 | merugusn |  |  | LUGO | DESERT | 2190390 |  | 2220516 | S | N | N |  | -1 | I | 2004-11-19 |  | D |  |  | 83538987;91319352 |  |  |  | :19809 | 19809:19809 | main_exi_3_route_oh | CIRCUIT_BREAKER |  |  |  |  | -1.82 | 2 |  | 504449 |  | [MDSYS.SDO_GEOMETRY]
60913679 | 83553875 | EXISTING | SHOEMAKER | 16364 | ARCADIA | 5106 | D | UNKNOWN | SCE | THREE | UNKNOWN | 16KV | LOW 9 | UNKNOWN | MB |  |  |  |  | SYSTEM | 2015-01-11 | rajendrs |  |  | MESA | METRO EAST | 2184065 | 4 | 2218994 | A | N | N |  | -1 | I | 2005-02-15 |  | D |  |  | 83554032 |  |  |  | :16364 | 16364:16364 | main_exi_3_route_oh | CIRCUIT_BREAKER |  |  |  |  | -1.78 | 2 |  | 504449 |  | [MDSYS.SDO_GEOMETRY]
60913680 | 83557681 | EXISTING | ROSEMONT | 15441 | LA CANADA | 5130 | D | UNKNOWN | SCE | THREE | UNKNOWN | 16KV | LOW 4 | UNKNOWN | MB |  |  |  |  | SYSTEM | 2017-12-20 | krumwimg |  |  | MESA | METRO EAST | 2190576 |  | 2219040 | A | N | N |  | -1 | I | 2004-10-08 |  | D |  |  | 83557838 |  |  |  | :15441 | 15441:15441 | main_exi_3_route_oh | CIRCUIT_BREAKER |  |  |  |  | -1.78 | 2 |  | 504449 |  | [MDSYS.SDO_GEOMETRY]
60913681 | 83961498 | EXISTING | DOS LAGOS | 5230 | DOS LAGOS P.M. | 7178 | A | UNKNOWN | SCE | THREE | UNKNOWN | 12KV | LOW 1 | UNKNOWN | MB |  |  |  |  | SYSTEM | 2014-08-01 | yallasv |  | FEEDS CORONA SPOT MUNI - RESPONSIBITY MOVED TO ONTARIO PER KERM TAGGART SINCE FEED IS INTERPACE / CORONA | MIRA LOMA | METRO EAST | 2167037 |  | 2123959 | N | N | N |  | -1 | I | 2004-10-05 |  | D |  |  | 83961848 |  |  |  | :05230 | 05230:05230 | main_exi_3_route_oh | CIRCUIT_BREAKER |  |  |  |  | -1.81 | 2.5 |  | 504449 |  | [MDSYS.SDO_GEOMETRY]
60913682 | 83964083 | EXISTING | CASTRO PEAK | 3136 | CASTRO PEAK | 7180 | A | UNKNOWN | SCE | THREE | UNKNOWN | 2.4KV | LOW 1 | UNKNOWN | MB |  |  |  |  | SYSTEM | 2013-12-24 | kollir |  |  | MOORPARK | NORTH COAST | 2139975 |  | 2123094 | N | N | N |  | -1 | I | 1981-01-01 |  | D |  |  | 83964348 |  |  |  | :03136 | 03136:03136 | main_exi_3_route_oh | CIRCUIT_BREAKER |  |  |  |  | -1.74 | 4 |  | 504449 |  | [MDSYS.SDO_GEOMETRY]
60913683 | 84012468 | EXISTING | CATARACT | 3163 | SAN DIMAS | 5633 | D | UNKNOWN | SCE | THREE | UNKNOWN | 12KV | LOW 11 | UNKNOWN | MB |  |  |  |  | SYSTEM | 2014-07-22 | bodduvh |  |  | MIRA LOMA | METRO EAST | 2154997 | 1 | 2212932 | S | N | N |  | -1 | I | 2004-12-20 |  | D |  |  | 84012579 |  |  |  | :03163 | 03163:03163 | main_exi_3_route_oh | CIRCUIT_BREAKER |  |  |  |  | -1.79 | 2 |  | 504449 |  | [MDSYS.SDO_GEOMETRY]
60913684 | 84302811 | EXISTING | LATIMER | 10191 | VICTOR | 8049 | D | UNKNOWN | SCE | THREE | UNKNOWN | 12KV | LOW 24 | UNKNOWN | MB |  |  |  |  | SYSTEM | 2014-02-19 | bodduvh |  |  | LUGO | DESERT | 2174570 |  | 2220516 | S | N | N |  | -1 | I | 2004-12-09 |  | D |  |  | 84152229;84302914 |  |  |  | :10191 | 10191:10191 | main_exi_3_route_oh | CIRCUIT_BREAKER |  |  |  |  | -1.82 | 2 |  | 504449 |  | [MDSYS.SDO_GEOMETRY]
60913685 | 84498343 | EXISTING | AVENIDA | 884 | SAN DIMAS | 5633 | D | UNKNOWN | SCE | THREE | UNKNOWN | 12KV | LOW 1 | UNKNOWN | MB |  |  |  |  | SYSTEM | 2014-05-17 | gallog |  |  | MIRA LOMA | METRO EAST | 2143088 | 1 | 2212932 | S | N | N |  | -1 | I | 2004-12-20 |  | D |  |  | 84498348;98678508 |  |  |  | :00884 | 00884:00884 | main_exi_3_route_oh | CIRCUIT_BREAKER |  |  |  |  | -1.79 | 2 |  | 504449 |  | [MDSYS.SDO_GEOMETRY]
60913686 | 84687486 | EXISTING | BRUNO | 2323 | PADUA | 5060 | D | UNKNOWN | SCE | THREE | UNKNOWN | 12KV | LOW 21 | UNKNOWN | MB |  |  |  |  | SYSTEM | 2014-05-27 | bessar |  |  | MIRA LOMA | METRO EAST | 2134172 | 6 | 2216446 | A | N | N |  | -1 | I | 2005-01-18 |  | D |  |  | 84687491;88243127 |  |  |  | :02323 | 02323:02323 | main_exi_3_route_oh | CIRCUIT_BREAKER |  |  |  |  | -1.8 | 2 |  | 504449 |  | [MDSYS.SDO_GEOMETRY]
60913687 | 84866893 | EXISTING | STROH | 17121 | STROH P.T. | 7795 | A | UNKNOWN | SCE | THREE | UNKNOWN | 4KV | LOW 1 | UNKNOWN | MB |  |  |  |  | SYSTEM | 2014-06-11 | aminencn |  |  | MIRA LOMA | METRO EAST | 2189922 |  | 2126158 | A | Y | N |  | -1 | I | 1971-07-01 |  | D |  |  | 84866962 |  |  |  | :17121 | 17121:17121 | main_exi_3_route_oh | CIRCUIT_BREAKER |  |  |  |  | -1.8 | 2 |  | 504449 |  | [MDSYS.SDO_GEOMETRY]
60913688 | 85082661 | EXISTING | RINKER | 15114 | TULARE | 5328 | D | UNKNOWN | SCE | THREE | UNKNOWN | 12KV | LOW 10 | UNKNOWN | MB |  |  |  |  | SYSTEM | 2014-04-09 | bondigc |  |  | SAN JOAQUIN | SAN JOAQUIN | 2180931 |  | 2212542 | A | N | N |  | -1 | I | 2004-12-06 |  | D |  |  | 85083065;91073998 |  |  |  | :15114 | 15114:15114 | main_exi_3_route_oh | CIRCUIT_BREAKER |  |  |  |  | -1.79 | 2 |  | 504449 |  | [MDSYS.SDO_GEOMETRY]
60913689 | 85600890 | EXISTING | MAXIMUS | 11363 | HASKELL | 5594 | D | UNKNOWN | SCE | THREE | UNKNOWN | 16KV | LOW 7 | UNKNOWN | MB |  |  |  |  | SYSTEM | 2013-12-12 | bodduvh |  |  | SAUGUS | NORTH COAST | 2179738 |  | 2217404 | A | N | N |  | -1 | I | 2004-11-01 |  | D |  |  | 83936914;85601043 |  |  |  | :11363 | 11363:11363 | main_exi_3_route_oh | CIRCUIT_BREAKER |  |  |  |  | -1.77 | 3 |  | 504449 |  | [MDSYS.SDO_GEOMETRY]
60913690 | 86180703 | EXISTING | BEELER | 1377 | AULD | 8018 | D | UNKNOWN | SCE | THREE | UNKNOWN | 12KV | LOW 15 | UNKNOWN | MB |  |  |  |  | SYSTEM | 2014-07-14 | lantzmk |  |  | VALLEY | SAN JACINTO | 2136879 |  | 2213470 | A | N | N |  | -1 | I | 2005-08-26 |  | D |  |  | 86180734;95491300 |  |  |  | :01377 | 01377:01377 | main_exi_3_route_oh | CIRCUIT_BREAKER |  |  |  |  | -1.82 | 2 |  | 504449 |  | [MDSYS.SDO_GEOMETRY]
60913691 | 88594966 | EXISTING | LEMONADE | 10333 | CITRUS | 5185 | D | UNKNOWN | SCE | THREE | UNKNOWN | 12KV | LOW 11 | UNKNOWN | MB |  |  |  |  | SYSTEM | 2014-06-13 | simhadk |  |  | MESA | METRO EAST | 2168512 | 2 | 2212194 | S | N | N |  | -1 | I | 2005-04-07 |  | D |  |  | 88594971;135176860 |  |  |  | :10333 | 10333:10333 | main_exi_3_route_oh | CIRCUIT_BREAKER |  |  |  |  | -1.79 | 2 |  | 504449 |  | [MDSYS.SDO_GEOMETRY]
60913046 | 60213106 | EXISTING | ZOE | 19840 | RANDOLPH | 5739 | D | NO | SCE | THREE | UNKNOWN | 16KV | LOW 5 | UNKNOWN | MB | UNKNOWN | UNKNOWN |  |  | SYSTEM | 2017-11-17 | maxwelbw |  | CONSOLIDATED | LIGHTHIPE | METRO WEST | 2190721 | 2 | 2217662 | S | N | N |  | -1 | I | 1950-01-01 |  | D |  | 60213116 | 60244285 |  |  |  | :19840 | 19840:19840 | main_exi_3_route_oh | CIRCUIT_BREAKER |  |  |  |  | -1.77 | 3 |  | 504449 |  | [MDSYS.SDO_GEOMETRY]
60913048 | 60221962 | EXISTING | TAN | 17536 | ORANGE | 5843 | D | NO | SCE | THREE | UNKNOWN | 12KV | LOW 10 | UNKNOWN | MB | UNKNOWN | UNKNOWN |  |  | SYSTEM | 2014-10-01 | punukos |  | CONSOLIDATED | VILLA PARK | ORANGE | 2190131 | 1 | 2220224 | A | N | N |  | -1 | I | 1991-02-01 |  | D |  | 60221969 | 60289553;60289554 |  |  |  | :17536 | 17536:17536 | main_exi_3_route_oh | CIRCUIT_BREAKER |  |  |  |  | -1.78 | 2 |  | 504449 |  | [MDSYS.SDO_GEOMETRY]
60913054 | 60281934 | EXISTING | TOPOC | 17985 | LANDING | 5678 | D | NO | SCE | THREE | UNKNOWN | 16KV | LOW 1 | UNKNOWN | MB | UNKNOWN | UNKNOWN |  |  | SYSTEM | 2014-03-05 | simhadk |  | CONSOLIDATED | DEVERS | RURALS | 2190975 |  | 2213006 | A | N | N |  | -1 | I | 1985-07-01 |  | D |  | 60281941 | 60355374;60355375 |  |  |  | :17985 | 17985:17985 | main_exi_3_route_oh | CIRCUIT_BREAKER |  |  |  |  | -1.93 | 3 |  | 504449 |  | [MDSYS.SDO_GEOMETRY]
60913055 | 60290014 | EXISTING | TAHQUITZ | 17546 | TAHQUITZ P.T. | 7808 | A | NO | SCE | THREE | UNKNOWN | 12KV | LOW 1 | UNKNOWN | MB | UNKNOWN | UNKNOWN |  |  | SYSTEM | 2014-07-11 | bodduvh |  | CONSOLIDATED | VALLEY | SAN JACINTO | 2187040 |  | 2126687 | A | N | N |  | -1 | I | 1967-11-01 |  | D |  | 60290021 | 60336904;60336905 |  |  |  | :17546 | 17546:17546 | main_exi_3_route_oh | CIRCUIT_BREAKER |  |  |  |  | -1.84 | 2 |  | 504449 |  | [MDSYS.SDO_GEOMETRY]
60913056 | 60294356 | EXISTING | ZINC | 19890 | CREST | 5264 | D | NO | SCE | THREE | UNKNOWN | 16KV | LOW 7 | UNKNOWN | MB | UNKNOWN | UNKNOWN |  |  | SYSTEM | 2018-01-12 | maxwelbw |  |  | EL NIDO | METRO WEST | 2190432 |  | 2217012 | A | Y | N |  | -1 | I | 1950-01-01 |  | D |  | 60294366 | 60417959 |  | 141303486 |  | :19890 | 19890:19890 | main_exi_3_route_oh | CIRCUIT_BREAKER |  |  |  |  | -1.75 | 3 |  | 504449 |  | [MDSYS.SDO_GEOMETRY]
60913057 | 60298373 | EXISTING | MANITOU | 11071 | INDIAN WELLS | 8345 | D | NO | SCE | THREE | UNKNOWN | 12KV | LOW 10 | UNKNOWN | MB | UNKNOWN | UNKNOWN |  |  | SYSTEM | 2014-05-31 | gallog |  | CONSOLIDATED | DEVERS | DESERT | 2185049 |  | 2218478 | A | N | N |  | -1 | I | 1993-04-05 |  | D |  | 60298383 | 60367021 |  |  |  | :11071 | 11071:11071 | main_exi_3_route_oh | CIRCUIT_BREAKER |  |  |  |  | -1.86 | 3 |  | 504449 |  | [MDSYS.SDO_GEOMETRY]
60913058 | 60306564 | EXISTING | JESSUP | 9240 | FLORADAY | 5898 | D | NO | SCE | THREE | UNKNOWN | 4KV | LOW 1 | UNKNOWN | MB | UNKNOWN | UNKNOWN |  |  | SYSTEM | 2014-12-01 | manthak |  | CONSOLIDATED | LIGHTHIPE | METRO WEST | 2162780 | 2 | 2218012 | A | N | Y |  | -1 | I | 1950-01-01 |  | D |  | 60306571 | 60346173 |  |  |  | :09240 | 09240:09240 | main_exi_3_route_oh | CIRCUIT_BREAKER |  |  |  |  | -1.77 | 3 |  | 504449 |  | [MDSYS.SDO_GEOMETRY]
60913059 | 60337866 | EXISTING | TARPON | 17551 | BAYSIDE | 5805 | D | NO | SCE | THREE | UNKNOWN | 12KV | LOW 4 | UNKNOWN | MB | UNKNOWN | UNKNOWN |  |  | SYSTEM | 2017-11-20 | thompsma |  | CONSOLIDATED | ELLIS | ORANGE | 2190132 | 2 | 2220126 | A | Y | N |  | -1 | I | 1964-11-01 |  | D |  | 60337873 | 60461444 |  |  |  | :17551 | 17551:17551 | main_exi_3_route_oh | CIRCUIT_BREAKER |  |  |  |  | -1.78 | 3 |  | 504449 |  | [MDSYS.SDO_GEOMETRY]
60913060 | 60346441 | EXISTING | JOHANNA | 9260 | MONETA | 5218 | D | NO | SCE | THREE | UNKNOWN | 4KV | LOW 4 | UNKNOWN | MB | UNKNOWN | UNKNOWN |  |  | SYSTEM | 2015-03-30 | simhadk |  | CONSOLIDATED | EL NIDO | METRO WEST | 2162782 | 2 | 2216898 | A | N | Y | 234 | -1 | I | 1950-01-01 |  | D |  | 60346451 | 60396524 |  |  |  | :09260 | 09260:09260 | main_exi_3_route_oh | CIRCUIT_BREAKER |  |  |  |  | -1.76 | 3 |  | 504449 |  | [MDSYS.SDO_GEOMETRY]
60913061 | 60368738 | EXISTING | MANNING | 11080 | DECLEZ | 5615 | D | NO | SCE | THREE | UNKNOWN | 12KV | LOW 12 | UNKNOWN | MB | UNKNOWN | UNKNOWN |  |  | SYSTEM | 2017-09-26 | krumwimg |  | CONSOLIDATED | VISTA | DESERT | 2172049 | 1 | 2219794 | S | N | Y | 113 | -1 | I | 1950-01-01 |  | D |  | 60368748 | 60468918 |  |  |  | :11080 | 11080:11080 | main_exi_3_route_oh | CIRCUIT_BREAKER |  |  |  |  | -1.8 | 3 |  | 504449 |  | [MDSYS.SDO_GEOMETRY]
60913062 | 60373743 | EXISTING | TORONTO | 17997 | CANADIAN | 6599 | D | NO | SCE | THREE | UNKNOWN | 12KV | LOW 1 | UNKNOWN | MB | UNKNOWN | UNKNOWN |  |  | SYSTEM | 2014-04-24 | bodduvh |  | CONSOLIDATED | VISTA | RURALS | 2188441 |  | 7090714 | N | N | N |  | -1 | I | 1994-01-04 |  | D |  | 60373750 | 60407865;60407866 |  | 60405807 |  | :17997 | 17997:17997 | main_exi_3_route_oh | CIRCUIT_BREAKER |  |  |  |  | -1.82 | 2 |  | 504449 |  | [MDSYS.SDO_GEOMETRY]
60913063 | 60381439 | EXISTING | HARPER | 8060 | COSTA MESA | 5817 | D | NO | SCE | THREE | UNKNOWN | 4KV | LOW 4 | UNKNOWN | MB | UNKNOWN | UNKNOWN |  |  | SYSTEM | 2014-11-11 | bodduvh |  | CONSOLIDATED | ELLIS | ORANGE | 2176187 |  | 2220158 | A | N | Y | 249 | -1 | I | 1950-01-01 |  | D |  | 60381443 | 60411069;60411070 |  |  |  | :08060 | 08060:08060 | main_exi_3_route_oh | CIRCUIT_BREAKER |  |  |  |  | -1.78 | 3 |  | 504449 |  | [MDSYS.SDO_GEOMETRY]
60913064 | 60396927 | EXISTING | JONES | 9310 | OCEAN PARK | 5221 | D | NO | SCE | THREE | UNKNOWN | 4KV | LOW 4 | UNKNOWN | MB | UNKNOWN | UNKNOWN |  |  | SYSTEM | 2015-04-09 | merugusn |  | CONSOLIDATED | EL NIDO | METRO WEST | 2162022 | 1 | 2219248 | A | N | Y |  | -1 | I | 1950-01-01 |  | D |  | 60396937 | 60443536 |  |  |  | :09310 | 09310:09310 | main_exi_3_route_oh | CIRCUIT_BREAKER |  |  |  |  | -1.75 | 3 |  | 504449 |  | [MDSYS.SDO_GEOMETRY]
60914020 | 123972264 | EXISTING | ELEMENTARY | 5683 | ELEMENTARY P.T. | 7221 | A | UNKNOWN | SCE | THREE | UNKNOWN | 4KV | LOW 1 | UNKNOWN | MB |  |  |  |  | SYSTEM | 2014-11-17 | yallasv |  |  | MESA | METRO EAST | 2156208 |  | 2123702 | N | N | N |  | -1 | I | 2008-08-01 |  | D |  |  | 123972315 |  |  |  | :05683 | 05683:05683 | main_exi_3_route_oh | CIRCUIT_BREAKER |  |  |  |  | 0 | 2 |  | 504449 |  | [MDSYS.SDO_GEOMETRY]
60914021 | 131456685 | EXISTING | WINDING | 19505 | WINDING P.T. | 7901 | A | UNKNOWN | SCE | THREE | UNKNOWN | 4KV | LOW 3 | UNKNOWN | MB |  |  |  |  | SYSTEM | 2014-11-26 | yallasv |  |  | MESA | METRO EAST | 2188847 |  | 2127020 | N | N | N |  | -1 | I | 2008-08-27 |  | D |  |  | 131456728 |  |  |  | :19505 | 19505:19505 | main_exi_3_route_oh | CIRCUIT_BREAKER |  |  |  |  | -55.52 | 2 |  | 504449 |  | [MDSYS.SDO_GEOMETRY]
60914022 | 135222737 | EXISTING | YELLOWSTONE | 19726 | RIVERWAY | 5374 | D | UNKNOWN | SCE | THREE | UNKNOWN | 12KV | LOW 4 | UNKNOWN | MB |  |  |  |  | SYSTEM | 2014-05-01 | merugusn |  |  | SAN JOAQUIN | SAN JOAQUIN | 2188973 |  | 2214854 | A | N | N |  | -1 | I | 2009-02-01 |  | D |  |  | 135222977 |  |  |  | :19726 | 19726:19726 | main_exi_3_route_oh | CIRCUIT_BREAKER |  |  |  |  | 0 | 2 |  | 504449 |  | [MDSYS.SDO_GEOMETRY]
60914023 | 135274743 | EXISTING | CITY OF BANNING #3 | 20906 | BANNING | 8026 | D | UNKNOWN | SCE | THREE | UNKNOWN | 33KV | LOW 5 | UNKNOWN | MB |  |  |  |  | SYSTEM | 2014-03-10 | bessar |  |  | DEVERS | DESERT | 2190446 | 1 | 2213500 | A | N | N |  | -1 | I | 2008-11-19 |  | D |  |  | 135274765 |  | 135275113 |  | :20906 | 20906:20906 | main_exi_3_route_oh | CIRCUIT_BREAKER |  |  |  |  | 0 | 2 |  | 504449 |  | [MDSYS.SDO_GEOMETRY]
60914024 | 135369304 | EXISTING | SUSQUEHANNA | 17378 | RIVERWAY | 5374 | D | UNKNOWN | SCE | THREE | UNKNOWN | 12KV | LOW 3 | UNKNOWN | MB |  |  |  |  | SYSTEM | 2014-01-11 | simhadk |  |  | SAN JOAQUIN | SAN JOAQUIN | 2190944 |  | 2214854 | A | N | N |  | -1 | I | 2009-02-01 |  | D |  |  | 135369933 |  |  |  | :17378 | 17378:17378 | main_exi_3_route_oh | CIRCUIT_BREAKER |  |  |  |  | 0 | 2 |  | 504449 |  | [MDSYS.SDO_GEOMETRY]
60914025 | 135437178 | EXISTING | VIENTO | 18734 | MONOLITH | 5358 | D | UNKNOWN | SCE | THREE | UNKNOWN | 12KV | LOW 2 | UNKNOWN | MB |  |  |  |  | SYSTEM | 2014-02-17 | manthak |  |  | VINCENT | RURALS | 2190138 |  | 2212588 | A | N | N |  | -1 | I | 2009-03-12 |  | D |  |  | 135438062;138947760 |  |  |  | :18734 | 18734:18734 | main_exi_3_route_oh | CIRCUIT_BREAKER |  |  |  |  | 0 | 2 |  | 504449 |  | [MDSYS.SDO_GEOMETRY]
63312897 | 198257044 | EXISTING | RECYCLE | 14755 | RECYCLE P.T. | 7719 | A | UNKNOWN | SCE | THREE | UNKNOWN | 12KV | LOW 1 | UNKNOWN | MB |  |  |  |  | SYSTEM | 2017-08-14 | lantzmk |  | CR&R RECYCLING |  |  | 35867314 |  | 35867313 |  |  |  |  | -1 | I | 2017-08-13 |  | D |  |  | 197088304;197088305 |  |  |  | :14755 | 14755:14755 | main_exi_3_route_oh | CIRCUIT_BREAKER |  |  |  |  | -91.82 | 2 |  | 504449 |  | [MDSYS.SDO_GEOMETRY]
60914031 | 135669080 | EXISTING | STRIPER | 17112 | AULD | 8018 | D | UNKNOWN | SCE | THREE | UNKNOWN | 33KV | LOW 3 | UNKNOWN | MB |  |  |  |  | SYSTEM | 2014-07-10 | manthak |  |  | VALLEY | SAN JACINTO | 2189638 |  | 2215738 | A | N | N |  | -1 | I | 2008-10-14 |  | D |  |  | 135670003;135670022 |  |  |  | :17112 | 17112:17112 | main_exi_3_route_oh | CIRCUIT_BREAKER |  |  |  |  | 0 | 2 |  | 504449 |  | [MDSYS.SDO_GEOMETRY]
60914033 | 135739224 | EXISTING | HACKBERRY | 7825 | PARKWOOD | 5816 | D | UNKNOWN | SCE | THREE | UNKNOWN | 12KV | LOW 1 | UNKNOWN | MB |  |  |  |  | SYSTEM | 2014-10-27 | merugusn |  |  | VILLA PARK | ORANGE | 2153320 |  | 2215504 | A | N | N |  | -1 | I | 2009-06-10 |  | D |  |  | 135739240;135739241 |  |  |  | :07825 | 07825:07825 | main_exi_3_route_oh | CIRCUIT_BREAKER |  |  |  |  | 0 | 2 |  | 504449 |  | [MDSYS.SDO_GEOMETRY]
60914034 | 135743855 | EXISTING | CONNECTICUT | 3948 | CAROLINA | 5813 | D | UNKNOWN | SCE | THREE | UNKNOWN | 12KV | LOW 1 | UNKNOWN | MB |  |  |  |  | SYSTEM | 2014-08-21 | kallurr |  |  | VILLA PARK | ORANGE | 2142915 | 2 | 2217814 | A | N | N |  | -1 | I | 2009-06-10 |  | D |  |  | 136060901;136060902 |  |  |  | :03948 | 03948:03948 | main_exi_3_route_oh | CIRCUIT_BREAKER |  |  |  |  | -2.83 | 2 |  | 504449 |  | [MDSYS.SDO_GEOMETRY]
60914035 | 135871213 | EXISTING | HELICOPTER | 8298 | BUNKER | 8014 | D | UNKNOWN | SCE | THREE | UNKNOWN | 12KV | LOW 1 | UNKNOWN | MB |  |  |  |  | SYSTEM | 2014-10-09 | kallurr |  |  | VALLEY | SAN JACINTO | 2160251 |  | 2213458 | A | N | N |  | -1 | I | 2009-05-14 |  | D |  |  | 135871232;135871233 |  |  |  | :08298 | 08298:08298 | main_exi_3_route_oh | CIRCUIT_BREAKER |  |  |  |  | -91.83 | 3 |  | 504449 |  | [MDSYS.SDO_GEOMETRY]
60914036 | 136193630 | EXISTING | ESP1 | 21096 | COMPRESS | 8818 | C | UNKNOWN | SCE | THREE | UNKNOWN | 12KV | LOW 15 | UNKNOWN | MB |  |  |  |  | SYSTEM | 2015-04-17 | bessar |  |  | EL NIDO | METRO WEST | 2190880 |  | 2213924 | A | Y | N |  | -1 | I | 2008-11-15 |  | D |  |  | 136193660 |  |  |  | :21096 | 21096:21096 | main_exi_3_route_oh | CIRCUIT_BREAKER |  |  |  |  | 0 | 2 |  | 504449 |  | [MDSYS.SDO_GEOMETRY]
60914037 | 136537510 | EXISTING | ASHBERRY | 792 | ANAVERDE | 5539 | D | UNKNOWN | SCE | THREE | UNKNOWN | 12KV | LOW 10 | UNKNOWN | MB |  |  |  |  | SYSTEM | 2013-11-06 | aminencn |  |  | VINCENT | NORTH COAST | 2142338 |  | 2219658 | A | N | N |  | -1 | I | 2008-12-19 |  | D |  |  | 135011055;136537515 |  |  |  | :00792 | 00792:00792 | main_exi_3_route_oh | CIRCUIT_BREAKER |  |  |  |  | 0 | 4 |  | 504449 |  | [MDSYS.SDO_GEOMETRY]
60914038 | 136597385 | EXISTING | MASSACHUSETTS | 11326 | CAROLINA | 5813 | D | UNKNOWN | SCE | THREE | UNKNOWN | 12KV | LOW 12 | UNKNOWN | MB |  |  |  |  | SYSTEM | 2014-09-23 | bodduvh |  |  | VILLA PARK | ORANGE | 2185143 | 2 | 2217814 | A | N | N |  | -1 | I | 2008-10-23 |  | D |  |  | 136597419;136597420 |  |  |  | :11326 | 11326:11326 | main_exi_3_route_oh | CIRCUIT_BREAKER |  |  |  |  | 0 | 2 |  | 504449 |  | [MDSYS.SDO_GEOMETRY]
60914039 | 136632082 | EXISTING | WIND TUNNEL | 19521 | ALDER | 5672 | D | UNKNOWN | SCE | THREE | UNKNOWN | 12KV | LOW 8 | UNKNOWN | MB |  |  |  |  | SYSTEM | 2017-11-16 | krumwimg |  |  | VISTA | DESERT | 2190377 | 2 | 2213000 | A | N | N |  | -1 | I | 2008-12-31 |  | D |  |  | 136632104 |  |  |  | :19521 | 19521:19521 | main_exi_3_route_oh | CIRCUIT_BREAKER |  |  |  |  | 0 | 2 |  | 504449 |  | [MDSYS.SDO_GEOMETRY]
60914040 | 136867112 | EXISTING | ESP2 DESALTER | 21100 | COMPRESS | 8818 | C | UNKNOWN | SCE | THREE | UNKNOWN | 12KV | LOW 16 | UNKNOWN | MB |  |  |  |  | SYSTEM | 2015-04-17 | manthak |  |  | EL NIDO | METRO WEST | 2190881 |  | 2213924 | A | Y | N |  | -1 | I | 2008-11-15 |  | D |  |  | 136867141 |  |  |  | :21100 | 21100:21100 | main_exi_3_route_oh | CIRCUIT_BREAKER |  |  |  |  | 0 | 2 |  | 504449 |  | [MDSYS.SDO_GEOMETRY]
60913380 | 63042013 | EXISTING | VARSITY | 18626 | SHANDIN | 8093 | D | NO | SCE | THREE | UNKNOWN | 12KV | LOW 2 | UNKNOWN | MB | UNKNOWN | UNKNOWN |  |  | SYSTEM | 2014-04-09 | bodduvh |  | CONSOLIDATED | VISTA | DESERT | 2191006 |  | 2213632 |  | N | N |  | -1 | I | 1991-05-29 |  | D |  | 63042023 | 63054972;102208234 |  |  |  | :18626 | 18626:18626 | main_exi_3_route_oh | CIRCUIT_BREAKER |  |  |  |  | 88.17 | 3 |  | 504449 |  | [MDSYS.SDO_GEOMETRY]
60913381 | 63055348 | EXISTING | VASSAL | 18628 | CORONA | 8279 | D | NO | SCE | THREE | UNKNOWN | 12KV | LOW 18 | UNKNOWN | MB | UNKNOWN | UNKNOWN |  |  | SYSTEM | 2017-09-22 | murilljl |  | CONSOLIDATED | MIRA LOMA | METRO EAST | 2190634 | 7 | 2220750 | S | N | N | 129 | -1 | I | 1978-03-01 |  | D |  | 63055355 | 63101246 |  |  |  | :18628 | 18628:18628 | main_exi_3_route_oh | CIRCUIT_BREAKER |  |  |  |  | -16.67 | 3 |  | 504449 |  | [MDSYS.SDO_GEOMETRY]
60913382 | 63069000 | EXISTING | LAREDO | 10100 | IMPERIAL | 5772 | D | NO | SCE | THREE | UNKNOWN | 12KV | LOW 8 | UNKNOWN | MB | UNKNOWN | UNKNOWN |  |  | SYSTEM | 2017-10-05 | beealdb |  | CONSOLIDATED | LIGHTHIPE | METRO WEST | 2173854 |  | 2217728 | S | N | Y | 135 | -1 | I | 1950-01-01 |  | D |  | 63069010 | 63094913 |  |  |  | :10100 | 10100:10100 | main_exi_3_route_oh | CIRCUIT_BREAKER |  |  |  |  | -1.77 | 3 |  | 504449 |  | [MDSYS.SDO_GEOMETRY]
60913384 | 63086111 | EXISTING | IRONWOOD | 8987 | ALESSANDRO | 8024 | D | NO | SCE | THREE | UNKNOWN | 33KV | LOW 2 | UNKNOWN | MB | UNKNOWN | UNKNOWN |  |  | SYSTEM | 2014-08-30 | rajendrs |  | CONSOLIDATED | VALLEY | SAN JACINTO | 2180376 |  | 2220422 | S | N | Y | 116 | -1 | I | 1966-10-01 |  | D |  | 63086118 | 63109290;63109291 |  |  |  | :08987 | 08987:08987 | main_exi_3_route_oh | CIRCUIT_BREAKER |  |  |  |  | -1.81 | 3 |  | 504449 |  | [MDSYS.SDO_GEOMETRY]
60913385 | 63096138 | EXISTING | VAN BROCKLIN | 18586 | BROOKHURST | 5854 | D | NO | SCE | THREE | UNKNOWN | 12KV | LOW 6 | UNKNOWN | MB | UNKNOWN | UNKNOWN |  |  | SYSTEM | 2018-01-05 | bradlem |  | CONSOLIDATED | ELLIS | ORANGE | 2189391 |  | 2213330 | A | N | N |  | -1 | I | 1981-04-01 |  | D |  | 63096145 | 63150198 |  |  |  | :18586 | 18586:18586 | main_exi_3_route_oh | CIRCUIT_BREAKER |  |  |  |  | -1.78 | 3 |  | 504449 |  | [MDSYS.SDO_GEOMETRY]
60913386 | 63104233 | EXISTING | VECINO | 18629 | CORTEZ | 5186 | D | NO | SCE | THREE | UNKNOWN | 12KV | LOW 4 | UNKNOWN | MB | UNKNOWN | UNKNOWN |  |  | SYSTEM | 2017-11-17 | krumwimg |  | CONSOLIDATED | MIRA LOMA | METRO EAST | 2189396 | 2 | 2214504 | S | N | Y | 136 | -1 | I | 1961-05-01 |  | D |  | 63104240 | 63175404 |  |  |  | :18629 | 18629:18629 | main_exi_3_route_oh | CIRCUIT_BREAKER |  |  |  |  | -1.78 | 3 |  | 504449 |  | [MDSYS.SDO_GEOMETRY]
60913387 | 63113126 | EXISTING | IRVINE PARK | 8990 | IRVINE PARK P.T. | 7408 | A | NO | SCE | THREE | UNKNOWN | 2.4KV | LOW 1 | UNKNOWN | MB | UNKNOWN | UNKNOWN |  |  | SYSTEM | 2017-06-26 | lantzmk |  | CONSOLIDATED | VILLA PARK | ORANGE | 2180378 |  | 2124711 | N | N | N |  | -1 | I | 1950-01-01 |  | D |  | 63113133 | 99543968;169250043 |  |  |  | :08990 | 08990:08990 | main_exi_3_route_oh | CIRCUIT_BREAKER |  |  |  |  | 0.38 | 2 |  | 504449 |  | [MDSYS.SDO_GEOMETRY]
60913388 | 63116815 | EXISTING | LARRY | 10126 | SOMERSET | 5754 | D | NO | SCE | THREE | UNKNOWN | 12KV | LOW 4 | UNKNOWN | MB | UNKNOWN | UNKNOWN |  |  | SYSTEM | 2017-10-05 | maxwelbw |  | CONSOLIDATED | LIGHTHIPE | METRO WEST | 2182201 |  | 2215356 | S | Y | N |  | -1 | I | 1986-08-25 |  | D |  | 63116825 | 63142528 |  |  |  | :10126 | 10126:10126 | main_exi_3_route_oh | CIRCUIT_BREAKER |  |  |  |  | -1.77 | 3 |  | 504449 |  | [MDSYS.SDO_GEOMETRY]
60913389 | 63122001 | EXISTING | IRON | 8991 | LIMESTONE | 8804 | D | NO | SCE | THREE | UNKNOWN | 12KV | LOW 11 | UNKNOWN | MB | UNKNOWN | UNKNOWN |  |  | SYSTEM | 2017-12-04 | thompsma |  | CONSOLIDATED | ELLIS | ORANGE | 2180459 | 2 | 2220828 | A | N | Y | 238 | -1 | I | 1972-12-01 |  | D |  | 63122008 | 63168010 |  |  |  | :08991 | 08991:08991 | main_exi_3_route_oh | CIRCUIT_BREAKER |  |  |  |  | -1.79 | 3 |  | 504449 |  | [MDSYS.SDO_GEOMETRY]
60913390 | 63151496 | EXISTING | VAN BUREN | 18590 | ATWOOD | 5804 | D | NO | SCE | THREE | UNKNOWN | 12KV | LOW 3 | UNKNOWN | MB | UNKNOWN | UNKNOWN |  |  | SYSTEM | 2014-08-26 | simhadk |  | CONSOLIDATED | VILLA PARK | ORANGE | 2190628 |  | 2215470 | A | Y | N |  | -1 | I | 1950-01-01 |  | D |  | 63151506 | 63195644;63195645 |  |  |  | :18590 | 18590:18590 | main_exi_3_route_oh | CIRCUIT_BREAKER |  |  |  |  | -89.67 | 2 |  | 504449 |  | [MDSYS.SDO_GEOMETRY]
60913391 | 63182460 | EXISTING | MEMPHIS | 18633 | TENNESSEE | 5628 | D | NO | SCE | THREE | UNKNOWN | 12KV | LOW 5 | UNKNOWN | MB | UNKNOWN | UNKNOWN |  |  | SYSTEM | 2014-04-23 | bessar |  | CONSOLIDATED | VISTA | DESERT | 2188270 |  | 2219824 | A | N | Y | 232 | -1 | I | 1970-08-01 |  | D |  | 63182464 | 63286053;70939111 |  | 63247916 |  | :18633 | 18633:18633 | main_exi_3_route_oh | CIRCUIT_BREAKER |  |  |  |  | -1.82 | 3 |  | 504449 |  | [MDSYS.SDO_GEOMETRY]
60913392 | 63192320 | EXISTING | ISRAEL | 9038 | MODENA | 5802 | D | NO | SCE | THREE | UNKNOWN | 12KV | LOW 10 | UNKNOWN | MB | UNKNOWN | UNKNOWN |  |  | SYSTEM | 2014-11-11 | aminencn |  | CONSOLIDATED | VILLA PARK | ORANGE | 2161851 | 2 | 2220120 | A | N | Y | 232 | -1 | I | 1973-08-01 |  | D |  | 63192327 | 63239286;69005928 |  |  |  | :09038 | 09038:09038 | main_exi_3_route_oh | CIRCUIT_BREAKER |  |  |  |  | -3.95 | 3 |  | 504449 |  | [MDSYS.SDO_GEOMETRY]
60913393 | 63196435 | EXISTING | VASCO | 18622 | CABRILLO | 5879 | D | NO | SCE | THREE | UNKNOWN | 12KV | LOW 1 | UNKNOWN | MB | UNKNOWN | UNKNOWN |  |  | SYSTEM | 2014-08-20 | simhadk |  | CONSOLIDATED | ELLIS | ORANGE | 2190633 | 1 | 2220290 | A | Y | N |  | -1 | I | 1978-06-01 |  | D |  | 63196442 | 63198988;63198989 |  |  |  | :18622 | 18622:18622 | main_exi_3_route_oh | CIRCUIT_BREAKER |  |  |  |  | -1.78 | 3 |  | 504449 |  | [MDSYS.SDO_GEOMETRY]
60913692 | 89851861 | EXISTING | CHARDONNAY | 3353 | PAUBA | 8003 | D | UNKNOWN | SCE | THREE | UNKNOWN | 12KV | LOW 4 | UNKNOWN | MB |  |  |  |  | SYSTEM | 2014-08-18 | rajendrs |  |  | VALLEY | SAN JACINTO | 2140310 |  | 2220348 | A | N | N |  | -1 | I | 2005-07-01 |  | D |  |  | 91351666;91823482 |  |  |  | :03353 | 03353:03353 | main_exi_3_route_oh | CIRCUIT_BREAKER |  |  |  |  | -1.83 | 3 |  | 504449 |  | [MDSYS.SDO_GEOMETRY]
60913693 | 89915918 | EXISTING | ENDOR | 5928 | SHUTTLE | 5522 | D | UNKNOWN | SCE | THREE | UNKNOWN | 12KV | LOW 9 | UNKNOWN | MB |  |  |  |  | SYSTEM | 2013-11-08 | aminencn |  |  | VINCENT | NORTH COAST | 2169080 |  | 2212678 | A | Y | Y |  | -1 | I | 2005-08-01 |  | D |  |  | 89916135;90060313 |  |  |  | :05928 | 05928:05928 | main_exi_3_route_oh | CIRCUIT_BREAKER |  |  |  |  | -1.78 | 3 |  | 504449 |  | [MDSYS.SDO_GEOMETRY]
60913694 | 89947062 | EXISTING | CHUCK WAGON | 3502 | IVYGLEN | 8073 | D | UNKNOWN | SCE | THREE | UNKNOWN | 12KV | LOW 2 | UNKNOWN | MB |  |  |  |  | SYSTEM | 2014-09-19 | merugusn |  |  | VALLEY | SAN JACINTO | 2140318 |  | 2220540 | S | N | N |  | -1 | I | 2005-04-30 |  | D |  |  | 90886944;94471153 |  | 131899680 |  | :03502 | 03502:03502 | main_exi_3_route_oh | CIRCUIT_BREAKER |  |  |  |  | -1.81 | 2 |  | 504449 |  | [MDSYS.SDO_GEOMETRY]
60913695 | 90068646 | EXISTING | RANA | 16152 | FARRELL | 8016 | D | UNKNOWN | SCE | THREE | UNKNOWN | 12KV | LOW 12 | UNKNOWN | MB |  |  |  |  | SYSTEM | 2014-04-16 | simhadk |  |  | DEVERS | DESERT | 2183966 |  | 2220394 | A | N | N |  | -1 | I | 2005-06-01 |  | D |  |  | 90068738 |  |  |  | :16152 | 16152:16152 | main_exi_3_route_oh | CIRCUIT_BREAKER |  |  |  |  | -1.86 | 2 |  | 504449 |  | [MDSYS.SDO_GEOMETRY]
60913701 | 90171270 | EXISTING | MERLOT | 11697 | PAUBA | 8003 | D | UNKNOWN | SCE | THREE | UNKNOWN | 12KV | LOW 1 | UNKNOWN | MB |  |  |  |  | SYSTEM | 2014-08-22 | rajendrs |  |  | VALLEY | SAN JACINTO | 2180025 |  | 2220348 | A | N | N |  | -1 | I | 2005-08-01 |  | D |  |  | 90172181;94094413 |  |  |  | :11697 | 11697:11697 | main_exi_3_route_oh | CIRCUIT_BREAKER |  |  |  |  | -1.83 | 2 |  | 504449 |  | [MDSYS.SDO_GEOMETRY]
60913702 | 90202362 | EXISTING | WESTBLUFF | 19176 | MAXWELL | 8019 | D | UNKNOWN | SCE | THREE | UNKNOWN | 12KV | LOW 12 | UNKNOWN | MB |  |  |  |  | SYSTEM | 2014-08-22 | attadas |  |  | VALLEY | SAN JACINTO | 2190301 | 1 | 2218074 | A | N | N |  | -1 | I | 2005-08-01 |  | D |  |  | 90202417;95182705 |  |  |  | :19176 | 19176:19176 | main_exi_3_route_oh | CIRCUIT_BREAKER |  |  |  |  | -1.82 | 2 |  | 504449 |  | [MDSYS.SDO_GEOMETRY]
60913703 | 90247560 | EXISTING | BREWER | 2197 | MIRA LOMA | 5069 | D | UNKNOWN | SCE | THREE | UNKNOWN | 12KV | LOW 21 | UNKNOWN | MB |  |  |  |  | SYSTEM | 2014-05-26 | merugusn |  |  | MIRA LOMA | METRO EAST | 2138069 |  | 2214212 | A | N | N |  | -1 | I | 2005-05-20 |  | D |  |  | 90247718 |  |  |  | :02197 | 02197:02197 | main_exi_3_route_oh | CIRCUIT_BREAKER |  |  |  |  | -1.8 | 2 |  | 504449 |  | [MDSYS.SDO_GEOMETRY]
60913704 | 90290881 | EXISTING | BURLESON | 2463 | ROYAL | 5580 | D | UNKNOWN | SCE | THREE | UNKNOWN | 16KV | LOW 9 | UNKNOWN | MB |  |  |  |  | SYSTEM | 2014-01-22 | inneswm |  |  | MOORPARK | NORTH COAST | 2138252 | 2 | 2212820 | A | N | N |  | -1 | I | 2005-07-01 |  | D |  |  | 98373723;138158828 |  |  |  | :02463 | 02463:02463 | main_exi_3_route_oh | CIRCUIT_BREAKER |  |  |  |  | 0 | 2 |  | 504449 |  | [MDSYS.SDO_GEOMETRY]
60913705 | 90300239 | EXISTING | CENTAUR | 3265 | SAN BERNARDINO | 8076 | D | UNKNOWN | SCE | THREE | UNKNOWN | 12KV | LOW 12 | UNKNOWN | MB |  |  |  |  | SYSTEM | 2014-04-09 | attiliv |  |  | VISTA | DESERT | 2140142 |  | 2215864 | A | N | N |  | -1 | I | 2005-06-01 |  | D |  |  | 90300330 |  |  |  | :03265 | 03265:03265 | main_exi_3_route_oh | CIRCUIT_BREAKER |  |  |  |  | -1.82 | 2 |  | 504449 |  | [MDSYS.SDO_GEOMETRY]
60913706 | 90389344 | EXISTING | GRILLEY | 7663 | ARCHLINE | 5667 | D | NO | SCE | THREE | UNKNOWN | 12KV | LOW 14 | UNKNOWN | MB | UNKNOWN | UNKNOWN |  |  | SYSTEM | 2014-06-06 | yallasv |  | CONSOLIDATED | VISTA | DESERT | 2164823 | 1 | 2212994 | A | N | N |  | -1 | I | 2005-05-23 |  | D |  |  | 90389467;90796019 |  |  |  | :07663 | 07663:07663 | main_exi_3_route_oh | CIRCUIT_BREAKER |  |  |  |  | -1.8 | 2 |  | 504449 |  | [MDSYS.SDO_GEOMETRY]
60913707 | 90406559 | EXISTING | WINNEBAGO | 19543 | WEST RIVERSIDE | 8265 | D | UNKNOWN | SCE | THREE | UNKNOWN | 12KV | LOW 4 | UNKNOWN | MB |  |  |  |  | SYSTEM | 2014-06-25 | attadas |  |  | VISTA | DESERT | 2190381 |  | 2213806 | A | N | N |  | -1 | I | 2005-05-24 |  | D |  |  | 90406683 |  |  |  | :19543 | 19543:19543 | main_exi_3_route_oh | CIRCUIT_BREAKER |  |  |  |  | -1.81 | 2 |  | 504449 |  | [MDSYS.SDO_GEOMETRY]
60913708 | 90477034 | EXISTING | EVEREST | 6131 | MIRA LOMA | 5069 | D | UNKNOWN | SCE | THREE | UNKNOWN | 12KV | LOW 23 | UNKNOWN | MB |  |  |  |  | SYSTEM | 2014-07-10 | merugusn |  |  | MIRA LOMA | METRO EAST | 2171095 |  | 2214212 | A | N | N |  | -1 | I | 2005-05-20 |  | D |  |  | 90477191 |  |  |  | :06131 | 06131:06131 | main_exi_3_route_oh | CIRCUIT_BREAKER |  |  |  |  | -1.8 | 2 |  | 504449 |  | [MDSYS.SDO_GEOMETRY]
60913709 | 90489654 | EXISTING | HELENKA | 8302 | SKYLARK | 8088 | D | UNKNOWN | SCE | THREE | UNKNOWN | 12KV | LOW 2 | UNKNOWN | MB |  |  |  |  | SYSTEM | 2014-08-12 | attadas |  |  | VALLEY | SAN JACINTO | 2160252 |  | 2220574 | A | N | N |  | -1 | I | 2005-07-01 |  | D |  |  | 90366093;90775726 |  |  |  | :08302 | 08302:08302 | main_exi_3_route_oh | CIRCUIT_BREAKER |  |  |  |  | -1.82 | 3 |  | 504449 |  | [MDSYS.SDO_GEOMETRY]
60913710 | 90600820 | EXISTING | HAN SOLO | 7935 | SHUTTLE | 5522 | D | UNKNOWN | SCE | THREE | UNKNOWN | 12KV | LOW 10 | UNKNOWN | MB |  |  |  |  | SYSTEM | 2013-11-21 | garciacm |  |  | VINCENT | NORTH COAST | 2160063 |  | 2212678 | A | N | N |  | -1 | I | 2005-06-03 |  | D |  |  | 91793549;91794866 |  |  |  | :07935 | 07935:07935 | main_exi_3_route_oh | CIRCUIT_BREAKER |  |  |  |  | -1.78 | 3.5 |  | 504449 |  | [MDSYS.SDO_GEOMETRY]
60913711 | 90644300 | EXISTING | GILLIBRAND | 7251 | SANTA SUSANA | 5532 | D | UNKNOWN | SCE | THREE | UNKNOWN | 16KV | LOW 10 | UNKNOWN | MB |  |  |  |  | SYSTEM | 2013-12-27 | aminencn |  |  | SAUGUS | NORTH COAST | 2175357 | 3 | 2214960 | A | N | N |  | -1 | I | 2005-08-03 |  | D |  |  | 90644506;126072183 |  |  |  | :07251 | 07251:07251 | main_exi_3_route_oh | CIRCUIT_BREAKER |  |  |  |  | -1.75 | 2 |  | 504449 |  | [MDSYS.SDO_GEOMETRY]
60913065 | 60411713 | EXISTING | HARRIER | 8086 | BUNKER | 8014 | D | NO | SCE | THREE | UNKNOWN | 12KV | LOW 7 | UNKNOWN | MB | UNKNOWN | UNKNOWN |  |  | SYSTEM | 2014-07-31 | attadas |  | CONSOLIDATED | VALLEY | SAN JACINTO | 2160067 |  | 2213458 | A | N | N |  | -1 | I | 1992-06-05 |  | D |  | 60411723 | 60532035;60532036 |  |  |  | :08086 | 08086:08086 | main_exi_3_route_oh | CIRCUIT_BREAKER |  |  |  |  | -1.81 | 3 |  | 504449 |  | [MDSYS.SDO_GEOMETRY]
60913066 | 60432229 | EXISTING | SHRED 1 | 21003 | SHRED | 5288 | C | NO | SCE | THREE | UNKNOWN | 16KV | LOW 1 | UNKNOWN | MB | UNKNOWN | UNKNOWN |  |  | SYSTEM | 2015-01-29 | bodduvh |  | CONSOLIDATED | LIGHTHIPE | METRO WEST | 2190448 |  | 13157387 | A | Y | N |  | -1 | I | 1995-11-09 |  | D |  | 60432239 | 60432534 |  |  |  | :21003 | 21003:21003 | main_exi_3_route_oh | CIRCUIT_BREAKER |  |  |  |  | -1.77 | 2 |  | 504449 |  | [MDSYS.SDO_GEOMETRY]
60913067 | 60432589 | EXISTING | POLARIS 1 | 21019 | POLARIS | 5202 | C | NO | SCE | THREE | UNKNOWN | 16KV | LOW 2 | UNKNOWN | MB | UNKNOWN | UNKNOWN |  |  | SYSTEM | 2015-04-23 | simhadk |  | CONSOLIDATED | EL NIDO | METRO WEST | 2190451 |  | 2273825 | N | N | N |  | -1 | I | 1996-07-06 |  | D |  | 60432599 | 60433363 |  |  |  | :21019 | 21019:21019 | main_exi_3_route_oh | CIRCUIT_BREAKER |  |  |  |  | -1.76 | 3 |  | 504449 |  | [MDSYS.SDO_GEOMETRY]
60913068 | 60433478 | EXISTING | COOLING 1 | 21026 | COMPRESS | 8818 | C | NO | SCE | THREE | UNKNOWN | 12KV | LOW 7 | UNKNOWN | MB | UNKNOWN | UNKNOWN |  |  | SYSTEM | 2015-04-20 | aminencn |  | CONSOLIDATED | EL NIDO | METRO WEST | 2190453 |  | 2213924 | S | N | N |  | -1 | I | 1988-03-01 |  | D |  | 60433485 | 60433592 |  |  |  | :21026 | 21026:21026 | main_exi_3_route_oh | CIRCUIT_BREAKER |  |  |  |  | -1.76 | 2 |  | 504449 |  | [MDSYS.SDO_GEOMETRY]
60913069 | 60440580 | EXISTING | TORPEDO | 18000 | NARROWS | 5838 | D | NO | SCE | THREE | UNKNOWN | 12KV | LOW 2 | UNKNOWN | MB | UNKNOWN | UNKNOWN |  |  | SYSTEM | 2018-01-08 | krumwimg |  | CONSOLIDATED | MESA | METRO EAST | 2190587 | 1 | 2220218 | A | N | N |  | -1 | I | 1950-01-01 |  | D |  | 60440587 | 60503585 |  |  |  | :18000 | 18000:18000 | main_exi_3_route_oh | CIRCUIT_BREAKER |  |  |  |  | -1.77 | 3 |  | 504449 |  | [MDSYS.SDO_GEOMETRY]
60913070 | 60444116 | EXISTING | JOSIE | 9340 | CLARK | 5769 | D | NO | SCE | THREE | UNKNOWN | 4KV | LOW 4 | UNKNOWN | MB | UNKNOWN | UNKNOWN |  |  | SYSTEM | 2015-01-30 | kallurr |  | CONSOLIDATED | LIGHTHIPE | METRO WEST | 2169283 | 2 | 2217718 | A | N | Y | 235 | -1 | I | 1961-07-01 |  | D |  | 60444126 | 60515720;60515721 |  |  |  | :09340 | 09340:09340 | main_exi_3_route_oh | CIRCUIT_BREAKER |  |  |  |  | 148 | 3 |  | 504449 |  | [MDSYS.SDO_GEOMETRY]
60913071 | 60462376 | EXISTING | TAURUS | 17577 | ESTRELLA | 5865 | D | NO | SCE | THREE | UNKNOWN | 12KV | LOW 3 | UNKNOWN | MB | UNKNOWN | UNKNOWN |  |  | SYSTEM | 2014-09-13 | kallurr |  | CONSOLIDATED | ELLIS | ORANGE | 2187044 | 4 | 2213342 | A | Y | N |  | -1 | I | 1973-08-01 |  | D |  | 60462383 | 60541857 |  |  |  | :17577 | 17577:17577 | main_exi_3_route_oh | CIRCUIT_BREAKER |  |  |  |  | 0.38 | 3 |  | 504449 |  | [MDSYS.SDO_GEOMETRY]
60913072 | 60472066 | EXISTING | MANOR | 11090 | ANITA | 5105 | D | NO | SCE | THREE | UNKNOWN | 4KV | LOW 15 | UNKNOWN | MB | UNKNOWN | UNKNOWN |  |  | SYSTEM | 2015-05-18 | beealdb |  | CONSOLIDATED | MESA | METRO EAST | 2172050 | 4 | 2218988 | S | N | Y | 135 | -1 | I | 1950-01-01 |  | D |  | 60472076 | 60499732;60499733 |  |  |  | :11090 | 11090:11090 | main_exi_3_route_oh | CIRCUIT_BREAKER |  |  |  |  | -1.78 | 3 |  | 504449 |  | [MDSYS.SDO_GEOMETRY]
60913073 | 60476746 | EXISTING | COOLING 2 | 21027 | COMPRESS | 8818 | C | NO | SCE | THREE | UNKNOWN | 12KV | LOW 14 | UNKNOWN | MB | UNKNOWN | UNKNOWN |  |  | SYSTEM | 2015-04-17 | manthak |  | CONSOLIDATED | EL NIDO | METRO WEST | 2190483 |  | 2213924 | S | N | N |  | -1 | I | 1988-03-01 |  | D |  | 60476750 | 60476857 |  |  |  | :21027 | 21027:21027 | main_exi_3_route_oh | CIRCUIT_BREAKER |  |  |  |  | -1.76 | 2 |  | 504449 |  | [MDSYS.SDO_GEOMETRY]
60913074 | 60477083 | EXISTING | HYDROCRACKER 1 | 21028 | MOBILOIL | 5229 | C | NO | SCE | THREE | UNKNOWN | 12KV | LOW 18 | UNKNOWN | MB | UNKNOWN | UNKNOWN |  |  | SYSTEM | 2015-04-17 | merugusn |  | CONSOLIDATED | EL NIDO | METRO WEST | 2190454 | 4 | 2212312 |  |  |  |  | -1 | I | 1989-03-01 |  | D |  | 60477090 | 60477224 |  |  |  | :21028 | 21028:21028 | main_exi_3_route_oh | CIRCUIT_BREAKER |  |  |  |  | -1.76 | 2 |  | 504449 |  | [MDSYS.SDO_GEOMETRY]
60913075 | 60477369 | EXISTING | HYDROCRACKER 2 | 21029 | MOBILOIL | 5229 | C | NO | SCE | THREE | UNKNOWN | 12KV | LOW 32 | UNKNOWN | MB | UNKNOWN | UNKNOWN |  |  | SYSTEM | 2015-04-17 | attadas |  | CONSOLIDATED | EL NIDO | METRO WEST | 2190455 |  | 2212312 | A | Y | N |  | -1 | I | 1989-03-01 |  | D |  | 60477373 | 60477504 |  |  |  | :21029 | 21029:21029 | main_exi_3_route_oh | CIRCUIT_BREAKER |  |  |  |  | -1.76 | 2 |  | 504449 |  | [MDSYS.SDO_GEOMETRY]
60913076 | 60477658 | EXISTING | HANJIN 1 | 21031 | HANJIN | 5290 | C | NO | SCE | THREE | UNKNOWN | 12KV | LOW 1 | UNKNOWN | MB | UNKNOWN | UNKNOWN |  |  | SYSTEM | 2015-01-13 | simhadk |  | CONSOLIDATED | LIGHTHIPE | METRO WEST | 2190864 |  | 2214716 |  | N | N | 101 | -1 | I | 1999-12-30 |  | D |  | 60477665 | 60478080 |  |  |  | :21031 | 21031:21031 | main_exi_3_route_oh | CIRCUIT_BREAKER |  |  |  |  | -1.76 | 2 |  | 504449 |  | [MDSYS.SDO_GEOMETRY]
60913077 | 60478183 | EXISTING | HANJIN 2 | 21032 | HANJIN | 5290 | C | NO | SCE | THREE | UNKNOWN | 12KV | LOW 2 | UNKNOWN | MB | UNKNOWN | UNKNOWN |  |  | SYSTEM | 2015-01-13 | simhadk |  | CONSOLIDATED | LIGHTHIPE | METRO WEST | 2190865 |  | 2214716 |  | N | N |  | -1 | I | 1999-12-30 |  | D |  | 60478190 | 60478249 |  |  |  | :21032 | 21032:21032 | main_exi_3_route_oh | CIRCUIT_BREAKER |  |  |  |  | -1.76 | 2 |  | 504449 |  | [MDSYS.SDO_GEOMETRY]
60913078 | 60478298 | EXISTING | TREATER 1 | 21035 | MOBILOIL | 5229 | C | NO | SCE | THREE | UNKNOWN | 12KV | LOW 37 | UNKNOWN | MB | UNKNOWN | UNKNOWN |  |  | SYSTEM | 2015-04-15 | attadas |  | CONSOLIDATED | EL NIDO | METRO WEST | 2190866 | 1 | 2212312 | S | N | N |  | -1 | I | 1988-03-01 |  | D |  | 60478305 | 60478385 |  |  |  | :21035 | 21035:21035 | main_exi_3_route_oh | CIRCUIT_BREAKER |  |  |  |  | -1.76 | 2 |  | 504449 |  | [MDSYS.SDO_GEOMETRY]
60914041 | 137129041 | EXISTING | PLUMMER | 14244 | CAJALCO | 8086 | D | UNKNOWN | SCE | THREE | UNKNOWN | 12KV | LOW 7 | UNKNOWN | MB |  |  |  |  | SYSTEM | 2014-10-09 | manthak |  |  | VALLEY | SAN JACINTO | 2190409 |  | 2213616 | A | N | N |  | -1 | I | 2009-06-01 |  | D |  |  | 137129096;137129097 |  |  |  | :14244 | 14244:14244 | main_exi_3_route_oh | CIRCUIT_BREAKER |  |  |  |  | 0 | 2 |  | 504449 |  | [MDSYS.SDO_GEOMETRY]
60914042 | 137567598 | EXISTING | KUNA | 9882 | SANTIAGO | 5088 | D | UNKNOWN | SCE | THREE | UNKNOWN | 12KV | LOW 20 | UNKNOWN | MB |  |  |  |  | SYSTEM | 2014-09-01 | kallurr |  |  | ELLIS | ORANGE | 2164061 |  | 2211986 | A | N | N |  | -1 | I | 2009-06-10 |  | D |  |  | 137567612;137567613 |  |  |  | :09882 | 09882:09882 | main_exi_3_route_oh | CIRCUIT_BREAKER |  |  |  |  | 53.85 | 2 |  | 504449 |  | [MDSYS.SDO_GEOMETRY]
60914043 | 137610515 | EXISTING | KEEFER | 9503 | QUARTZ HILL | 5566 | D | UNKNOWN | SCE | THREE | UNKNOWN | 12KV | LOW 9 | UNKNOWN | MB |  |  |  |  | SYSTEM | 2013-11-15 | ramuj |  |  | VINCENT | NORTH COAST | 2166313 |  | 2219714 | A | N | N |  | -1 | I | 2009-06-10 |  | D |  |  | 137610642;138655610 |  |  |  | :09503 | 09503:09503 | main_exi_3_route_oh | CIRCUIT_BREAKER |  |  |  |  | 178.48 | 2 |  | 504449 |  | [MDSYS.SDO_GEOMETRY]
60914049 | 137654030 | EXISTING | SPHINX | 16776 | SAN BERNARDINO | 8076 | D | UNKNOWN | SCE | THREE | UNKNOWN | 12KV | LOW 15 | UNKNOWN | MB |  |  |  |  | SYSTEM | 2014-04-24 | attadas |  |  | VISTA | DESERT | 2189554 |  | 2215864 | A | N | N |  | -1 | I | 2009-05-30 |  | D |  |  | 137654055 |  |  |  | :16776 | 16776:16776 | main_exi_3_route_oh | CIRCUIT_BREAKER |  |  |  |  | 94.33 | 2 |  | 504449 |  | [MDSYS.SDO_GEOMETRY]
60914050 | 137689846 | EXISTING | WHITECLIFF | 19262 | THOUSAND OAKS | 5569 | D | UNKNOWN | SCE | THREE | UNKNOWN | 16KV | LOW 10 | UNKNOWN | MB |  |  |  |  | SYSTEM | 2014-02-20 | attadas |  |  | MOORPARK | NORTH COAST | 2191041 | 2 | 2212798 | A | N | N |  | -1 | I | 2009-07-30 |  | D |  |  | 137819001;137819002 |  |  |  | :19262 | 19262:19262 | main_exi_3_route_oh | CIRCUIT_BREAKER |  |  |  |  | -91.9 | 3 |  | 504449 |  | [MDSYS.SDO_GEOMETRY]
60914051 | 137707773 | EXISTING | SPRING VALLEY | 16806 | SAVAGE | 8020 | D | UNKNOWN | SCE | THREE | UNKNOWN | 12KV | LOW 15 | UNKNOWN | MB |  |  |  |  | SYSTEM | 2014-02-26 | bodduvh |  |  | LUGO | DESERT | 2186780 | 2 | 2220412 |  | N | N |  | -1 | I | 2009-08-01 |  | D |  |  | 137707978;141815255 |  |  |  | :16806 | 16806:16806 | main_exi_3_route_oh | CIRCUIT_BREAKER |  |  |  |  | 88.18 | 2 |  | 504449 |  | [MDSYS.SDO_GEOMETRY]
60914052 | 137708586 | EXISTING | FARMINGTON | 6276 | NEWCOMB | 8342 | D | UNKNOWN | SCE | THREE | UNKNOWN | 12KV | LOW 6 | UNKNOWN | MB |  |  |  |  | SYSTEM | 2014-07-31 | bessar |  |  | VALLEY | SAN JACINTO | 2151125 | 2 | 2218460 | A | N | N |  | -1 | I | 2009-06-12 |  | D |  |  | 137708623;137708624 |  |  |  | :06276 | 06276:06276 | main_exi_3_route_oh | CIRCUIT_BREAKER |  |  |  |  | 50.29 | 2.5 |  | 504449 |  | [MDSYS.SDO_GEOMETRY]
60914053 | 137710057 | EXISTING | RAIDERS | 14641 | SLATER | 5809 | D | UNKNOWN | SCE | THREE | UNKNOWN | 12KV | LOW 1 | UNKNOWN | MB |  |  |  |  | SYSTEM | 2015-02-24 | kallurr |  |  | ELLIS | ORANGE | 2190527 |  | 2220132 | A | N | N |  | -1 | I | 2009-04-22 |  | D |  |  | 137710062;137710063 |  |  |  | :14641 | 14641:14641 | main_exi_3_route_oh | CIRCUIT_BREAKER |  |  |  |  | 37.17 | 2.5 |  | 504449 |  | [MDSYS.SDO_GEOMETRY]
60914054 | 137755827 | EXISTING | SUCCESS | 17165 | PORTERVILLE | 5323 | D | UNKNOWN | SCE | THREE | UNKNOWN | 12KV | LOW 14 | UNKNOWN | MB |  |  |  |  | SYSTEM | 2014-04-28 | attadas |  |  | SAN JOAQUIN | SAN JOAQUIN | 2190928 | 1 | 2212530 | A | N | N |  | -1 | I | 2009-07-31 |  | D |  |  | 137756175;140376639 |  |  |  | :17165 | 17165:17165 | main_exi_3_route_oh | CIRCUIT_BREAKER |  |  |  |  | -1.18 | 3 |  | 504449 |  | [MDSYS.SDO_GEOMETRY]
60914055 | 137805773 | EXISTING | THOROUGHBRED | 17797 | AULD | 8018 | D | UNKNOWN | SCE | THREE | UNKNOWN | 12KV | LOW 14 | UNKNOWN | MB |  |  |  |  | SYSTEM | 2014-08-05 | rajendrs |  |  | VALLEY | SAN JACINTO | 2190357 |  | 2213470 | A | N | N |  | -1 | I | 2009-05-16 |  | D |  |  | 137805816;137805817 |  |  |  | :17797 | 17797:17797 | main_exi_3_route_oh | CIRCUIT_BREAKER |  |  |  |  | -1.73 | 2 |  | 504449 |  | [MDSYS.SDO_GEOMETRY]
60914056 | 137813914 | EXISTING | CROMWELL | 4396 | IRVINE | 5829 | D | UNKNOWN | SCE | THREE | UNKNOWN | 12KV | LOW 1 | UNKNOWN | MB |  |  |  |  | SYSTEM | 2017-11-16 | thompsma |  |  | ELLIS | ORANGE | 2141961 |  | 2217856 | A | N | N |  | -1 | I | 2009-06-12 |  | D |  |  | 137813932 |  |  |  | :04396 | 04396:04396 | main_exi_3_route_oh | CIRCUIT_BREAKER |  |  |  |  | -127.99 | 2 |  | 504449 |  | [MDSYS.SDO_GEOMETRY]
60914057 | 137813987 | EXISTING | VACA | 18501 | BORREGO | 5887 | D | UNKNOWN | SCE | THREE | UNKNOWN | 12KV | LOW 1 | UNKNOWN | MB |  |  |  |  | SYSTEM | 2014-09-15 | attadas |  |  | ELLIS | ORANGE | 2189390 |  | 2213386 | A | N | N |  | -1 | I | 2009-06-19 |  | D |  |  | 137813999;142187772 |  |  |  | :18501 | 18501:18501 | main_exi_3_route_oh | CIRCUIT_BREAKER |  |  |  |  | 178.66 | 2 |  | 504449 |  | [MDSYS.SDO_GEOMETRY]
60914058 | 137898699 | EXISTING | BIG CONE | 1622 | LIVE OAK | 5611 | D | UNKNOWN | SCE | THREE | UNKNOWN | 12KV | LOW 7 | UNKNOWN | MB |  |  |  |  | SYSTEM | 2014-08-21 | simhadk |  |  | MIRA LOMA | METRO EAST | 2133434 |  | 2217432 | A | N | N |  | -1 | I | 2009-06-10 |  | D |  |  | 137898737;142063874 |  |  |  | :01622 | 01622:01622 | main_exi_3_route_oh | CIRCUIT_BREAKER |  |  |  |  | 145.15 | 2 |  | 504449 |  | [MDSYS.SDO_GEOMETRY]
60914059 | 137932471 | EXISTING | CORDOBA | 4049 | SANTIAGO | 5088 | D | UNKNOWN | SCE | THREE | UNKNOWN | 12KV | LOW 30 | UNKNOWN | MB |  |  |  |  | SYSTEM | 2014-09-12 | punukos |  |  | ELLIS | ORANGE | 2143084 |  | 2211986 | A | N | N |  | -1 | I | 2009-06-10 |  | D |  |  | 137932505;137932506 |  |  |  | :04049 | 04049:04049 | main_exi_3_route_oh | CIRCUIT_BREAKER |  |  |  |  | 49.3 | 2 |  | 504449 |  | [MDSYS.SDO_GEOMETRY]
60914060 | 137979996 | EXISTING | CRUMVILLE | 4446 | DOWNS | 8137 | D | UNKNOWN | SCE | THREE | UNKNOWN | 12KV | LOW 7 | UNKNOWN | MB |  |  |  |  | SYSTEM | 2014-03-19 | simhadk |  |  | LUGO | RURALS | 2163718 |  | 17994938 | A | N | N |  | -1 | I | 2009-06-18 |  | D |  |  | 137980438;139748041 |  |  |  | :04446 | 04446:04446 | main_exi_3_route_oh | CIRCUIT_BREAKER |  |  |  |  | 0 | 2 |  | 504449 |  | [MDSYS.SDO_GEOMETRY]
60913394 | 63206820 | EXISTING | LASKY | 10150 | OLYMPIC | 5222 | D | NO | SCE | THREE | UNKNOWN | 4KV | LOW 1 | UNKNOWN | MB | UNKNOWN | UNKNOWN |  |  | SYSTEM | 2015-03-24 | attadas |  | CONSOLIDATED | EL NIDO | METRO WEST | 2168323 |  | 2216906 | A | N | Y |  | -1 | I | 1950-01-01 |  | D |  | 63206830 | 63208916 |  |  |  | :10150 | 10150:10150 | main_exi_3_route_oh | CIRCUIT_BREAKER |  |  |  |  | -1.76 | 3 |  | 504449 |  | [MDSYS.SDO_GEOMETRY]
60913395 | 63209382 | EXISTING | LASSEN | 10160 | SANTA MONICA | 5231 | D | NO | SCE | THREE | UNKNOWN | 4KV | LOW 14 | UNKNOWN | MB | UNKNOWN | UNKNOWN |  |  | SYSTEM | 2015-03-24 | bessar |  | CONSOLIDATED | EL NIDO | METRO WEST | 2182203 | 2 | 2214606 | A | N | Y | 216 | -1 | I | 1950-01-01 |  | D |  | 63209392 | 63210921 |  |  |  | :10160 | 10160:10160 | main_exi_3_route_oh | CIRCUIT_BREAKER |  |  |  |  | -1.75 | 3 |  | 504449 |  | [MDSYS.SDO_GEOMETRY]
60913396 | 63211123 | EXISTING | LATCHFORD | 10180 | RANDOLPH | 5739 | D | NO | SCE | THREE | UNKNOWN | 16KV | LOW 8 | UNKNOWN | MB | UNKNOWN | UNKNOWN |  |  | SYSTEM | 2015-04-21 | aminencn |  | CONSOLIDATED | LIGHTHIPE | METRO WEST | 2174569 | 2 | 2217662 | S | Y | N |  | -1 | I | 1950-01-01 |  | D |  | 63211133 | 63303574;63303575 |  |  |  | :10180 | 10180:10180 | main_exi_3_route_oh | CIRCUIT_BREAKER |  |  |  |  | -1.77 | 3 |  | 504449 |  | [MDSYS.SDO_GEOMETRY]
60913397 | 63224910 | EXISTING | VARDON | 18624 | LAFAYETTE | 5872 | D | NO | SCE | THREE | UNKNOWN | 12KV | LOW 3 | UNKNOWN | MB | UNKNOWN | UNKNOWN |  |  | SYSTEM | 2014-12-18 | attadas |  | CONSOLIDATED | ELLIS | ORANGE | 2189395 |  | 2220276 | A | Y | N |  | -1 | I | 1985-12-01 |  | D |  | 63224920 | 63242555 |  |  |  | :18624 | 18624:18624 | main_exi_3_route_oh | CIRCUIT_BREAKER |  |  |  |  | -1.77 | 3 |  | 504449 |  | [MDSYS.SDO_GEOMETRY]
60913399 | 63242745 | EXISTING | VELARDO | 18632 | MORAGA | 8348 | D | NO | SCE | THREE | UNKNOWN | 12KV | LOW 16 | UNKNOWN | MB | UNKNOWN | UNKNOWN |  |  | SYSTEM | 2014-10-11 | bodduvh |  | CONSOLIDATED | VALLEY | SAN JACINTO | 2188269 |  | 2213880 | A | N | N |  | -1 | I | 1999-06-28 |  | D |  | 63242755 | 63327272;63327273 |  |  |  | :18632 | 18632:18632 | main_exi_3_route_oh | CIRCUIT_BREAKER |  |  |  |  | -1.82 | 2.5 |  | 504449 |  | [MDSYS.SDO_GEOMETRY]
60913400 | 63257571 | EXISTING | JAMAICA | 9114 | ELY | 5819 | D | NO | SCE | THREE | UNKNOWN | 12KV | LOW 6 | UNKNOWN | MB | UNKNOWN | UNKNOWN |  |  | SYSTEM | 2014-09-08 | aminencn |  | CONSOLIDATED | VILLA PARK | ORANGE | 2161854 | 2 | 2213258 | A | N | Y | 245 | -1 | I | 1973-11-01 |  | D |  | 63257578 | 63313570;63313571 |  |  |  | :09114 | 09114:09114 | main_exi_3_route_oh | CIRCUIT_BREAKER |  |  |  |  | 0.39 | 3 |  | 504449 |  | [MDSYS.SDO_GEOMETRY]
60913401 | 63298719 | EXISTING | VELLA | 18634 | EISENHOWER | 8098 | D | NO | SCE | THREE | UNKNOWN | 33KV | LOW 4 | UNKNOWN | MB | UNKNOWN | UNKNOWN |  |  | SYSTEM | 2014-06-09 | bessar |  | CONSOLIDATED | DEVERS | DESERT | 2190635 |  | 2215922 | A | N | N |  | -1 | I | 1974-05-01 |  | D |  | 63298726 | 63299380;63299381 |  |  |  | :18634 | 18634:18634 | main_exi_3_route_oh | CIRCUIT_BREAKER |  |  |  |  | -1.85 | 3 |  | 504449 |  | [MDSYS.SDO_GEOMETRY]
60913402 | 63301401 | EXISTING | VELMA | 18635 | AMADOR | 5161 | D | NO | SCE | THREE | UNKNOWN | 16KV | LOW 1 | UNKNOWN | MB | UNKNOWN | UNKNOWN |  |  | SYSTEM | 2014-10-31 | bodduvh |  | CONSOLIDATED | MESA | METRO EAST | 2189398 | 4 | 2212150 | A | N | Y | 210 | -1 | I | 1950-01-01 |  | D |  | 63301411 | 63340904 |  |  |  | :18635 | 18635:18635 | main_exi_3_route_oh | CIRCUIT_BREAKER |  |  |  |  | -1.78 | 3 |  | 504449 |  | [MDSYS.SDO_GEOMETRY]
60913403 | 63305253 | EXISTING | LAWS | 10250 | STADIUM | 5796 | D | NO | SCE | THREE | UNKNOWN | 12KV | LOW 12 | UNKNOWN | MB | UNKNOWN | UNKNOWN |  |  | SYSTEM | 2015-01-10 | rajendrs |  |  | LIGHTHIPE | METRO WEST | 2174769 | 2 | 2213204 | S | N | Y | 125 | -1 | I | 1966-11-01 |  | D |  | 63305263 | 63351545;63351546 |  |  |  | :10250 | 10250:10250 | main_exi_3_route_oh | CIRCUIT_BREAKER |  |  |  |  | -1.77 | 3 |  | 504449 |  | [MDSYS.SDO_GEOMETRY]
60913404 | 63319360 | EXISTING | JAMBOREE | 9116 | CROWN | 5818 | D | NO | SCE | THREE | UNKNOWN | 12KV | LOW 8 | UNKNOWN | MB | UNKNOWN | UNKNOWN |  |  | SYSTEM | 2015-02-20 | bessar |  | CONSOLIDATED | ELLIS | ORANGE | 2161855 | 1 | 2217826 | S | Y | N |  | -1 | I | 1950-01-01 |  | D |  | 63319370 | 63388273;63388274 |  |  |  | :09116 | 09116:09116 | main_exi_3_route_oh | CIRCUIT_BREAKER |  |  |  |  | -1.78 | 3 |  | 504449 |  | [MDSYS.SDO_GEOMETRY]
60913405 | 63338103 | EXISTING | VERA CRUZ | 18650 | BREA | 8802 | D | NO | SCE | THREE | UNKNOWN | 12KV | LOW 1 | UNKNOWN | MB | UNKNOWN | UNKNOWN |  |  | SYSTEM | 2014-10-07 | rajendrs |  | CONSOLIDATED | VILLA PARK | ORANGE | 2188271 |  | 2216194 | A | N | N |  | -1 | I | 1982-05-01 |  | D |  | 63338110 | 63406255;63406256 |  |  |  | :18650 | 18650:18650 | main_exi_3_route_oh | CIRCUIT_BREAKER |  |  |  |  | 0.38 | 3 |  | 504449 |  | [MDSYS.SDO_GEOMETRY]
60913406 | 63343465 | EXISTING | VERDI | 18657 | PADUA | 5060 | D | NO | SCE | THREE | UNKNOWN | 12KV | LOW 11 | UNKNOWN | MB | UNKNOWN | UNKNOWN |  |  | SYSTEM | 2014-07-09 | yallasv |  | CONSOLIDATED | MIRA LOMA | METRO EAST | 2191007 | 6 | 2216446 |  |  |  | 135 | -1 | I | 1981-06-01 |  | D |  | 63343472 | 63395670 |  |  |  | :18657 | 18657:18657 | main_exi_3_route_oh | CIRCUIT_BREAKER |  |  |  |  | -1.79 | 3 |  | 504449 |  | [MDSYS.SDO_GEOMETRY]
60913412 | 63352576 | EXISTING | LEE | 10290 | LOCUST | 5735 | D | NO | SCE | THREE | UNKNOWN | 4KV | LOW 2 | UNKNOWN | MB | UNKNOWN | UNKNOWN |  |  | SYSTEM | 2015-01-19 | manthak |  | CONSOLIDATED | LIGHTHIPE | METRO WEST | 2182285 |  | 2213106 | S | N | N |  | -1 | I | 2026-11-01 |  | D |  | 63352586 | 63381913 |  |  |  | :10290 | 10290:10290 | main_exi_3_route_oh | CIRCUIT_BREAKER |  |  |  |  | -1.76 | 3 |  | 504449 |  | [MDSYS.SDO_GEOMETRY]
60913712 | 90657685 | EXISTING | LEIA | 10316 | SHUTTLE | 5522 | D | UNKNOWN | SCE | THREE | UNKNOWN | 12KV | LOW 11 | UNKNOWN | MB |  |  |  |  | SYSTEM | 2013-12-26 | manthak |  |  | VINCENT | NORTH COAST | 2174774 |  | 2212678 | A | N | N |  | -1 | I | 2005-06-10 |  | D |  |  | 90762521;90763305 |  |  |  | :10316 | 10316:10316 | main_exi_3_route_oh | CIRCUIT_BREAKER |  |  |  |  | -1.78 | 3.5 |  | 504449 |  | [MDSYS.SDO_GEOMETRY]
60913718 | 90664329 | EXISTING | ARBORETUM | 671 | ARCADIA | 5106 | D | UNKNOWN | SCE | THREE | UNKNOWN | 16KV | LOW 6 | UNKNOWN | MB |  |  |  |  | SYSTEM | 2014-11-20 | punukos |  |  | MESA | METRO EAST | 2134747 | 4 | 2218994 | A | N | N |  | -1 | I | 2005-05-13 |  | D |  |  | 90664334;139428741 |  |  |  | :00671 | 00671:00671 | main_exi_3_route_oh | CIRCUIT_BREAKER |  |  |  |  | -1.78 | 2 |  | 504449 |  | [MDSYS.SDO_GEOMETRY]
60913719 | 90690998 | EXISTING | BOLOR | 1894 | ALDER | 5672 | D | UNKNOWN | SCE | THREE | UNKNOWN | 12KV | LOW 13 | UNKNOWN | MB |  |  |  |  | SYSTEM | 2014-05-06 | merugusn |  |  | VISTA | DESERT | 2133708 | 2 | 2213000 | A | N | N |  | -1 | I | 2005-07-01 |  | D |  |  | 90691090 |  |  |  | :01894 | 01894:01894 | main_exi_3_route_oh | CIRCUIT_BREAKER |  |  |  |  | -1.81 | 2 |  | 504449 |  | [MDSYS.SDO_GEOMETRY]
60913720 | 90694362 | EXISTING | HIMALAYAS | 8496 | MIRA LOMA | 5069 | D | UNKNOWN | SCE | THREE | UNKNOWN | 12KV | LOW 24 | UNKNOWN | MB |  |  |  |  | SYSTEM | 2014-06-23 | bodduvh |  |  | MIRA LOMA | METRO EAST | 2177669 |  | 2214212 | A | N | N |  | -1 | I | 2005-06-01 |  | D |  |  | 90694511 |  |  |  | :08496 | 08496:08496 | main_exi_3_route_oh | CIRCUIT_BREAKER |  |  |  |  | -1.8 | 2 |  | 504449 |  | [MDSYS.SDO_GEOMETRY]
60913721 | 90743493 | EXISTING | GUERNSEY | 7715 | TULARE | 5328 | D | UNKNOWN | SCE | THREE | UNKNOWN | 12KV | LOW 11 | UNKNOWN | MB |  |  |  |  | SYSTEM | 2014-04-04 | attadas |  |  | SAN JOAQUIN | SAN JOAQUIN | 2158616 |  | 2212542 | A | N | N |  | -1 | I | 2005-08-01 |  | D |  |  | 90743667;94099096 |  |  |  | :07715 | 07715:07715 | main_exi_3_route_oh | CIRCUIT_BREAKER |  |  |  |  | 0 | 2 |  | 504449 |  | [MDSYS.SDO_GEOMETRY]
60913722 | 90788346 | EXISTING | ANDES | 526 | MIRA LOMA | 5069 | D | UNKNOWN | SCE | THREE | UNKNOWN | 12KV | LOW 22 | UNKNOWN | MB |  |  |  |  | SYSTEM | 2014-06-04 | merugusn |  |  | MIRA LOMA | METRO EAST | 2141968 |  | 2214212 | A | N | N |  | -1 | I | 2005-05-20 |  | D |  |  | 90788504 |  |  |  | :00526 | 00526:00526 | main_exi_3_route_oh | CIRCUIT_BREAKER |  |  |  |  | -1.8 | 2 |  | 504449 |  | [MDSYS.SDO_GEOMETRY]
60913723 | 90790886 | EXISTING | MAMBA | 11022 | NORTH OAKS | 5542 | D | UNKNOWN | SCE | THREE | UNKNOWN | 16KV | LOW 9 | UNKNOWN | MB |  |  |  |  | SYSTEM | 2013-12-11 | simhadk |  |  | SAUGUS | NORTH COAST | 2170655 |  | 2214980 | A | N | N |  | -1 | I | 2005-08-01 |  | D |  |  | 90540535;90791089 |  |  |  | :11022 | 11022:11022 | main_exi_3_route_oh | CIRCUIT_BREAKER |  |  |  |  | -1.77 | 3 |  | 504449 |  | [MDSYS.SDO_GEOMETRY]
60913724 | 90810652 | EXISTING | HATFIELD | 8161 | PORTERVILLE | 5323 | D | UNKNOWN | SCE | THREE | UNKNOWN | 12KV | LOW 12 | UNKNOWN | MB |  |  |  |  | SYSTEM | 2014-05-09 | yallasv |  |  | SAN JOAQUIN | SAN JOAQUIN | 2153498 | 2 | 2212530 | A | N | N |  | -1 | I | 2005-05-18 |  | D |  |  | 90810756 |  |  |  | :08161 | 08161:08161 | main_exi_3_route_oh | CIRCUIT_BREAKER |  |  |  |  | -1.79 | 3 |  | 504449 |  | [MDSYS.SDO_GEOMETRY]
60913725 | 90836573 | EXISTING | GUARD | 7695 | STADLER | 8005 | D | UNKNOWN | SCE | THREE | UNKNOWN | 12KV | LOW 6 | UNKNOWN | MB |  |  |  |  | SYSTEM | 2014-08-07 | rajendrs |  |  | VALLEY | SAN JACINTO | 2158613 | 2 | 2215704 | A | N | N |  | -1 | I | 2005-08-01 |  | D |  |  | 90337144;95667242 |  |  |  | :07695 | 07695:07695 | main_exi_3_route_oh | CIRCUIT_BREAKER |  |  |  |  | -1.82 | 2 |  | 504449 |  | [MDSYS.SDO_GEOMETRY]
60913726 | 90944773 | EXISTING | ALLEGIANCE | 321 | LIBERTY | 5312 | D | UNKNOWN | SCE | THREE | UNKNOWN | 12KV | LOW 11 | UNKNOWN | MB |  |  |  |  | SYSTEM | 2014-01-06 | attadas |  |  | SAN JOAQUIN | SAN JOAQUIN | 2141210 |  | 2212500 | A | N | N |  | -1 | I | 2005-08-01 |  | D |  |  | 90944953 |  |  |  | :00321 | 00321:00321 | main_exi_3_route_oh | CIRCUIT_BREAKER |  |  |  |  | -1.79 | 4 |  | 504449 |  | [MDSYS.SDO_GEOMETRY]
60913727 | 91067994 | EXISTING | LUISENO | 10785 | PECHANGA | 8347 | D | UNKNOWN | SCE | THREE | UNKNOWN | 33KV | LOW 1 | UNKNOWN | MB |  |  |  |  | SYSTEM | 2014-11-14 | bessar |  |  | VALLEY | SAN JACINTO | 2182852 |  | 2213872 | A | N | N |  | -1 | I | 2005-05-20 |  | D |  |  | 90798381;91822123 |  |  |  | :10785 | 10785:10785 | main_exi_3_route_oh | CIRCUIT_BREAKER |  |  |  |  | -1.83 | 2 |  | 504449 |  | [MDSYS.SDO_GEOMETRY]
60913728 | 91467710 | EXISTING | JANAE | 9125 | CARMENITA | 5814 | D | NO | SCE | THREE | UNKNOWN | 12KV | LOW 10 | UNKNOWN | MB | UNKNOWN | UNKNOWN |  |  | SYSTEM | 2017-10-16 | beealdb |  | CONSOLIDATED | LIGHTHIPE | METRO WEST | 2162390 | 2 | 2217816 | S | N | N |  | -1 | I | 2005-08-24 |  | D |  |  | 91467870 |  |  |  | :09125 | 09125:09125 | main_exi_3_route_oh | CIRCUIT_BREAKER |  |  |  |  | -1.78 | 3 |  | 504449 |  | [MDSYS.SDO_GEOMETRY]
60913729 | 91566488 | EXISTING | BODKIN | 1861 | SKYLARK | 8088 | D | UNKNOWN | SCE | THREE | UNKNOWN | 12KV | LOW 9 | UNKNOWN | MB |  |  |  |  | SYSTEM | 2014-07-08 | punukos |  |  | VALLEY | SAN JACINTO | 2137734 |  | 2220574 | A | N | N |  | -1 | I | 2005-09-01 |  | D |  |  | 91566638;94446235 |  |  |  | :01861 | 01861:01861 | main_exi_3_route_oh | CIRCUIT_BREAKER |  |  |  |  | -1.82 | 2 |  | 504449 |  | [MDSYS.SDO_GEOMETRY]
60913730 | 91703329 | EXISTING | GRAHAM | 7463 | MAXWELL | 8019 | D | UNKNOWN | SCE | THREE | UNKNOWN | 12KV | LOW 6 | UNKNOWN | MB |  |  |  |  | SYSTEM | 2014-08-08 | kallurr |  |  | VALLEY | SAN JACINTO | 2158433 | 1 | 2218074 | A | N | N |  | -1 | I | 2005-08-01 |  | D |  |  | 91703351;91721603 |  |  |  | :07463 | 07463:07463 | main_exi_3_route_oh | CIRCUIT_BREAKER |  |  |  |  | -1.82 | 2 |  | 504449 |  | [MDSYS.SDO_GEOMETRY]
60913731 | 91723480 | EXISTING | FREEDOM | 6745 | LIBERTY | 5312 | D | UNKNOWN | SCE | THREE | UNKNOWN | 12KV | LOW 10 | UNKNOWN | MB |  |  |  |  | SYSTEM | 2014-01-16 | manthak |  |  | SAN JOAQUIN | SAN JOAQUIN | 2152043 |  | 2212500 | A | N | N |  | -1 | I | 2005-08-01 |  | D |  |  | 91723696 |  |  |  | :06745 | 06745:06745 | main_exi_3_route_oh | CIRCUIT_BREAKER |  |  |  |  | -1.79 | 4 |  | 504449 |  | [MDSYS.SDO_GEOMETRY]
60913079 | 60478629 | EXISTING | TREATER 2 | 21036 | MOBILOIL | 5229 | C | NO | SCE | THREE | UNKNOWN | 12KV | LOW 27 | UNKNOWN | MB | UNKNOWN | UNKNOWN |  |  | SYSTEM | 2015-04-14 | amathis |  | CONSOLIDATED | EL NIDO | METRO WEST | 2190484 | 1 | 2212312 | S | N | N |  | -1 | I | 1988-03-01 |  | D |  | 60478636 | 60478716 |  |  |  | :21036 | 21036:21036 | main_exi_3_route_oh | CIRCUIT_BREAKER |  |  |  |  | -1.76 | 2 |  | 504449 |  | [MDSYS.SDO_GEOMETRY]
60913080 | 60478936 | EXISTING | TREATER 3 | 21037 | MOBILOIL | 5229 | C | NO | SCE | THREE | UNKNOWN | 12KV | LOW 20 | UNKNOWN | MB | UNKNOWN | UNKNOWN |  |  | SYSTEM | 2015-04-14 | bessar |  | CONSOLIDATED | EL NIDO | METRO WEST | 2190867 | 4 | 2212312 | S | N | N |  | -1 | I | 1988-03-01 |  | D |  | 60478943 | 60479012 |  |  |  | :21037 | 21037:21037 | main_exi_3_route_oh | CIRCUIT_BREAKER |  |  |  |  | -1.76 | 2 |  | 504449 |  | [MDSYS.SDO_GEOMETRY]
60913081 | 60479229 | EXISTING | TREATER 4 | 21038 | MOBILOIL | 5229 | C | NO | SCE | THREE | UNKNOWN | 12KV | LOW 22 | UNKNOWN | MB | UNKNOWN | UNKNOWN |  |  | SYSTEM | 2015-04-14 | manthak |  | CONSOLIDATED | EL NIDO | METRO WEST | 2190486 | 4 | 2212312 | S | N | N |  | -1 | I | 1988-03-01 |  | D |  | 60479236 | 60479308 |  |  |  | :21038 | 21038:21038 | main_exi_3_route_oh | CIRCUIT_BREAKER |  |  |  |  | -1.76 | 2 |  | 504449 |  | [MDSYS.SDO_GEOMETRY]
60913082 | 60479546 | EXISTING | LAYE | 21039 | COMPRESS | 8818 | C | NO | SCE | THREE | UNKNOWN | 12KV | LOW 11 | UNKNOWN | MB | UNKNOWN | UNKNOWN |  |  | SYSTEM | 2015-04-27 | beealdb |  | CONSOLIDATED | EL NIDO | METRO WEST | 2190487 |  | 2213924 | A | N | N |  | -1 | I | 1998-05-01 |  | D |  | 60479556 | 60479771 |  |  |  | :21039 | 21039:21039 | main_exi_3_route_oh | CIRCUIT_BREAKER |  |  |  |  | -1.76 | 2 |  | 504449 |  | [MDSYS.SDO_GEOMETRY]
60913083 | 60480096 | EXISTING | MATA | 21040 | COMPRESS | 8818 | C | NO | SCE | THREE | UNKNOWN | 12KV | LOW 8 | UNKNOWN | MB | UNKNOWN | UNKNOWN |  |  | SYSTEM | 2015-03-30 | maxwelbw |  | CONSOLIDATED | EL NIDO | METRO WEST | 2190868 |  | 2213924 | A | N | N |  | -1 | I | 1998-05-01 |  | D |  | 60480106 | 60480236 |  |  |  | :21040 | 21040:21040 | main_exi_3_route_oh | CIRCUIT_BREAKER |  |  |  |  | -1.76 | 3 |  | 504449 |  | [MDSYS.SDO_GEOMETRY]
60913084 | 60480471 | EXISTING | SONY 1 | 21041 | SONY | 5287 | C | NO | SCE | THREE | UNKNOWN | 16KV | LOW 1 | UNKNOWN | MB | UNKNOWN | UNKNOWN |  |  | SYSTEM | 2015-04-07 | bodduvh |  | CONSOLIDATED | EL NIDO | METRO WEST | 2190489 |  | 2212450 | A | N | N |  | -1 | I | 1995-11-28 |  | D |  | 60480481 | 60657310 |  |  |  | :21041 | 21041:21041 | main_exi_3_route_oh | CIRCUIT_BREAKER |  |  |  |  | -1.76 | 2.5 |  | 504449 |  | [MDSYS.SDO_GEOMETRY]
60913086 | 60501363 | EXISTING | MANSA | 11100 | COLTON | 5610 | D | NO | SCE | THREE | UNKNOWN | 12KV | LOW 2 | UNKNOWN | MB | UNKNOWN | UNKNOWN |  |  | SYSTEM | 2014-03-14 | simhadk |  | CONSOLIDATED | VISTA | DESERT | 2172051 |  | 2212868 | M | Y | N |  | -1 | I | 1950-01-01 |  | D |  | 60501373 | 60501687;137061205 |  |  |  | :11100 | 11100:11100 | main_exi_3_route_oh | CIRCUIT_BREAKER |  |  |  |  | -1.81 | 3 |  | 504449 |  | [MDSYS.SDO_GEOMETRY]
60913091 | 60501895 | EXISTING | MARBLE | 11170 | DECLEZ | 5615 | D | NO | SCE | THREE | UNKNOWN | 12KV | LOW 3 | UNKNOWN | MB | UNKNOWN | UNKNOWN |  |  | SYSTEM | 2014-06-19 | kallurr |  | CONSOLIDATED | VISTA | DESERT | 2185053 | 3 | 2219794 | S | Y | N |  | -1 | I | 1950-01-01 |  | D |  | 60501902 | 60547160 |  |  |  | :11170 | 11170:11170 | main_exi_3_route_oh | CIRCUIT_BREAKER |  |  |  |  | -1.8 | 3 |  | 504449 |  | [MDSYS.SDO_GEOMETRY]
60913093 | 60505078 | EXISTING | TORRO PEAK | 18008 | SANTA ROSA | 8036 | D | NO | SCE | THREE | UNKNOWN | 33KV | LOW 1 | UNKNOWN | MB | UNKNOWN | UNKNOWN |  |  | SYSTEM | 2014-06-10 | bodduvh |  | CONSOLIDATED | DEVERS | DESERT | 2188442 |  | 2220464 | S | N | Y | 141 | -1 | I | 1965-09-01 |  | D |  | 60505085 | 60505588;60505589 |  |  |  | :18008 | 18008:18008 | main_exi_3_route_oh | CIRCUIT_BREAKER |  |  |  |  | 0 | 2 |  | 504449 |  | [MDSYS.SDO_GEOMETRY]
60913094 | 60518314 | EXISTING | JOSLYN | 9350 | BANDINI | 5107 | D | NO | SCE | THREE | UNKNOWN | 16KV | LOW 8 | UNKNOWN | MB | UNKNOWN | UNKNOWN |  |  | SYSTEM | 2015-01-22 | bondigc |  | CONSOLIDATED | LIGHTHIPE | METRO WEST | 2162024 | 2 | 2214362 | S | Y | Y | 130 | -1 | I | 1950-01-01 |  | D |  | 60518324 | 60563858 |  |  |  | :09350 | 09350:09350 | main_exi_3_route_oh | CIRCUIT_BREAKER |  |  |  |  | -1.77 | 3 |  | 504449 |  | [MDSYS.SDO_GEOMETRY]
60913095 | 60534075 | EXISTING | TORTUGA | 18018 | FARRELL | 8016 | D | NO | SCE | THREE | UNKNOWN | 12KV | LOW 11 | UNKNOWN | MB | UNKNOWN | UNKNOWN |  |  | SYSTEM | 2017-10-26 | krumwimg |  | CONSOLIDATED | DEVERS | DESERT | 2190590 |  | 2220394 | A | N | Y | 245 | -1 | I | 1972-03-01 |  | D |  | 60534085 | 60585149 |  |  |  | :18018 | 18018:18018 | main_exi_3_route_oh | CIRCUIT_BREAKER |  |  |  |  | -1.85 | 3 |  | 504449 |  | [MDSYS.SDO_GEOMETRY]
60913096 | 60542687 | EXISTING | TAVA | 17579 | CAJALCO | 8086 | D | NO | SCE | THREE | UNKNOWN | 12KV | LOW 5 | UNKNOWN | MB | UNKNOWN | UNKNOWN |  |  | SYSTEM | 2014-08-21 | bessar |  | 720A / 180A | VALLEY | SAN JACINTO | 2187045 |  | 2213616 | A | N | Y | 201 | -1 | I | 1975-11-01 |  | D |  | 60542694 | 60684022;60684023 |  |  |  | :17579 | 17579:17579 | main_exi_3_route_oh | CIRCUIT_BREAKER |  |  |  |  | -1.81 | 3 |  | 504449 |  | [MDSYS.SDO_GEOMETRY]
60913097 | 60548577 | EXISTING | MARBUCK | 11175 | FRANCIS | 5639 | D | NO | SCE | THREE | UNKNOWN | 12KV | LOW 1 | UNKNOWN | MB | UNKNOWN | UNKNOWN |  |  | SYSTEM | 2014-06-24 | merugusn |  | CONSOLIDATED | MIRA LOMA | METRO EAST | 2170881 | 1 | 2217516 | A | Y | N |  | -1 | I | 1960-07-01 |  | D |  | 60548587 | 60570067;60570068 |  |  |  | :11175 | 11175:11175 | main_exi_3_route_oh | CIRCUIT_BREAKER |  |  |  |  | -1.79 | 3 |  | 504449 |  | [MDSYS.SDO_GEOMETRY]
60913098 | 60551028 | EXISTING | HARVARD | 8130 | FULLERTON | 5822 | D | NO | SCE | THREE | UNKNOWN | 4KV | LOW 11 | UNKNOWN | MB | UNKNOWN | UNKNOWN |  |  | SYSTEM | 2014-08-11 | manthak |  | CONSOLIDATED | VILLA PARK | ORANGE | 2177406 |  | 2215532 | S | N | Y | 131 | -1 | I | 1950-01-01 |  | D |  | 60551035 | 60580230;60580231 |  |  |  | :08130 | 08130:08130 | main_exi_3_route_oh | CIRCUIT_BREAKER |  |  |  |  | 0.39 | 3 |  | 504449 |  | [MDSYS.SDO_GEOMETRY]
60914061 | 137985849 | EXISTING | VORTEX | 18851 | YORBA LINDA | 5880 | D | UNKNOWN | SCE | THREE | UNKNOWN | 12KV | LOW 1 | UNKNOWN | MB |  |  |  |  | SYSTEM | 2014-08-26 | merugusn |  |  | VILLA PARK | ORANGE | 2188616 |  | 2213376 | A | N | N |  | -1 | I | 2009-05-29 |  | D |  |  | 137986007;137986008 |  |  |  | :18851 | 18851:18851 | main_exi_3_route_oh | CIRCUIT_BREAKER |  |  |  |  | 79.02 | 2 |  | 504449 |  | [MDSYS.SDO_GEOMETRY]
60914062 | 138032521 | EXISTING | ZEVO | 19826 | MURRIETTA 2 | 8195 | D | UNKNOWN | SCE | THREE | UNKNOWN | 12KV | LOW 1 | UNKNOWN | MB |  |  |  |  | SYSTEM | 2014-08-27 | kallurr |  |  | VALLEY | SAN JACINTO | 2190392 |  | 2216012 | A | N | N |  | -1 | I | 2009-05-06 |  | D |  |  | 138032526;138032527 |  |  |  | :19826 | 19826:19826 | main_exi_3_route_oh | CIRCUIT_BREAKER |  |  |  |  | 43.59 | 2.5 |  | 504449 |  | [MDSYS.SDO_GEOMETRY]
60914063 | 138123759 | EXISTING | LIMBER | 10475 | LIVE OAK | 5611 | D | UNKNOWN | SCE | THREE | UNKNOWN | 12KV | LOW 6 | UNKNOWN | MB |  |  |  |  | SYSTEM | 2014-07-16 | merugusn |  |  | MIRA LOMA | METRO EAST | 2174962 |  | 2217432 | A | N | N |  | -1 | I | 2009-06-10 |  | D |  |  | 138123782;139980951 |  |  |  | :10475 | 10475:10475 | main_exi_3_route_oh | CIRCUIT_BREAKER |  |  |  |  | 0 | 2 |  | 504449 |  | [MDSYS.SDO_GEOMETRY]
60914064 | 138194923 | EXISTING | NAVIGATOR | 12551 | HANFORD | 5310 | D | UNKNOWN | SCE | THREE | UNKNOWN | 12KV | LOW 15 | UNKNOWN | MB |  |  |  |  | SYSTEM | 2014-04-17 | kallurr |  |  | SAN JOAQUIN | SAN JOAQUIN | 2173282 |  | 2219430 | A | N | N |  | -1 | I | 2009-05-13 |  | D |  |  | 138012596;138195203 |  |  |  | :12551 | 12551:12551 | main_exi_3_route_oh | CIRCUIT_BREAKER |  |  |  |  | -1.61 | 2 |  | 504449 |  | [MDSYS.SDO_GEOMETRY]
60914065 | 138315077 | EXISTING | DARTMOUTH | 4693 | MAYBERRY | 8089 | D | UNKNOWN | SCE | THREE | UNKNOWN | 12KV | LOW 1 | UNKNOWN | MB |  |  |  |  | SYSTEM | 2014-09-11 | bessar |  |  | VALLEY | SAN JACINTO | 2147930 | 1 | 2215898 | A | N | N |  | -1 | I | 2009-06-11 |  | D |  |  | 138315085;138315086 |  |  |  | :04693 | 04693:04693 | main_exi_3_route_oh | CIRCUIT_BREAKER |  |  |  |  | 88.32 | 2.5 |  | 504449 |  | [MDSYS.SDO_GEOMETRY]
60914066 | 138425624 | EXISTING | SONOMA | 16668 | VALLEY | 5070 | D | UNKNOWN | SCE | THREE | UNKNOWN | 12KV | LOW 14 | UNKNOWN | MB |  |  |  |  | SYSTEM | 2014-08-05 | yallasv |  |  | VALLEY | SAN JACINTO | 2190829 |  | 2211862 | S | N | N |  | -1 | I | 2009-05-26 |  | D |  |  | 138425650;138425651 |  |  |  | :16668 | 16668:16668 | main_exi_3_route_oh | CIRCUIT_BREAKER |  |  |  |  | -88.93 | 2 |  | 504449 |  | [MDSYS.SDO_GEOMETRY]
60914067 | 138464491 | EXISTING | MARCUS | 11184 | HASKELL | 5594 | D | UNKNOWN | SCE | THREE | UNKNOWN | 16KV | LOW 9 | UNKNOWN | MB |  |  |  |  | SYSTEM | 2013-12-11 | bodduvh |  |  | SAUGUS | NORTH COAST | 2178037 |  | 2217404 | A | N | N |  | -1 | I | 2009-06-30 |  | D |  |  | 138464887;138464897 |  |  |  | :11184 | 11184:11184 | main_exi_3_route_oh | CIRCUIT_BREAKER |  |  |  |  | 88.23 | 3 |  | 504449 |  | [MDSYS.SDO_GEOMETRY]
60914068 | 138564903 | EXISTING | CHEETAH | 3391 | LAMPSON | 5870 | D | UNKNOWN | SCE | THREE | UNKNOWN | 12KV | LOW 1 | UNKNOWN | MB |  |  |  |  | SYSTEM | 2017-10-27 | thompsma |  |  | VILLA PARK | ORANGE | 2140314 |  | 2213356 | A | N | N |  | -1 | I | 2009-06-03 |  | D |  |  | 138565158 |  |  |  | :03391 | 03391:03391 | main_exi_3_route_oh | CIRCUIT_BREAKER |  |  |  |  | 22.49 | 2 |  | 504449 |  | [MDSYS.SDO_GEOMETRY]
60914070 | 138581456 | EXISTING | RICKO | 6364 | PARKWOOD | 5816 | D | UNKNOWN | SCE | THREE | UNKNOWN | 12KV | LOW 2 | UNKNOWN | MB |  |  |  |  | SYSTEM | 2014-11-03 | simhadk |  |  | VILLA PARK | ORANGE | 2158061 |  | 2215504 | A | N | N |  | -1 | I | 2009-06-10 |  | D |  |  | 138581517;138581518 |  |  |  | :06364 | 06364:06364 | main_exi_3_route_oh | CIRCUIT_BREAKER |  |  |  |  | -1.42 | 2 |  | 504449 |  | [MDSYS.SDO_GEOMETRY]
60914074 | 138620836 | EXISTING | KATELLA | 9471 | CYPRESS | 5837 | D | UNKNOWN | SCE | THREE | UNKNOWN | 12KV | LOW 8 | UNKNOWN | MB |  |  |  |  | SYSTEM | 2017-10-11 | maxwelbw |  |  | LIGHTHIPE | METRO WEST | 2180609 |  | 2217874 | A | N | N |  | -1 | I | 2009-06-15 |  | D |  |  | 138620841 |  |  |  | :09471 | 09471:09471 | main_exi_3_route_oh | CIRCUIT_BREAKER |  |  |  |  | -1.37 | 2 |  | 504449 |  | [MDSYS.SDO_GEOMETRY]
60914077 | 138641315 | EXISTING | PICCOLO | 14061 | NIGUEL | 5896 | D | UNKNOWN | SCE | THREE | UNKNOWN | 12KV | LOW 1 | UNKNOWN | MB |  |  |  |  | SYSTEM | 2014-09-24 | bodduvh |  |  | ELLIS | ORANGE | 2190333 |  | 2215686 | A | N | N |  | -1 | I | 2009-06-16 |  | D |  |  | 138641347 |  |  |  | :14061 | 14061:14061 | main_exi_3_route_oh | CIRCUIT_BREAKER |  |  |  |  | -1.58 | 2 |  | 504449 |  | [MDSYS.SDO_GEOMETRY]
60914078 | 138685754 | EXISTING | AMBERCREST | 436 | OAK PARK | 5525 | D | UNKNOWN | SCE | THREE | UNKNOWN | 16KV | LOW 5 | UNKNOWN | MB |  |  |  |  | SYSTEM | 2013-12-21 | punukos |  |  | MOORPARK | NORTH COAST | 2141964 |  | 2217252 | A | N | N |  | -1 | I | 2009-06-18 |  | D |  |  | 138686432;140994736 |  |  |  | :00436 | 00436:00436 | main_exi_3_route_oh | CIRCUIT_BREAKER |  |  |  |  | -91.75 | 3 |  | 504449 |  | [MDSYS.SDO_GEOMETRY]
60914079 | 138801505 | EXISTING | PERRIS | 13965 | PERRIS P.T. | 7684 | A | UNKNOWN | SCE | THREE | UNKNOWN | 12KV | LOW 5 | UNKNOWN | MB |  |  |  |  | SYSTEM | 2014-07-23 | bessar |  | CAUTION: MAXIMUM LOAD 250 AMPS | VALLEY | SAN JACINTO | 2179463 |  | 2125331 | N | N | N |  | -1 | I | 2009-05-06 |  | D |  |  | 138801521;138801522 |  |  |  | :13965 | 13965:13965 | main_exi_3_route_oh | CIRCUIT_BREAKER |  |  |  |  | -91.8 | 2 |  | 504449 |  | [MDSYS.SDO_GEOMETRY]
60914080 | 138862673 | EXISTING | MANTECA | 11115 | RANDALL | 5601 | D | UNKNOWN | SCE | THREE | UNKNOWN | 12KV | LOW 1 | UNKNOWN | MB |  |  |  |  | SYSTEM | 2014-04-28 | punukos |  |  | VISTA | DESERT | 2185050 |  | 2215076 | A | N | N |  | -1 | I | 2009-06-10 |  | D |  |  | 138862697;139770306 |  |  |  | :11115 | 11115:11115 | main_exi_3_route_oh | CIRCUIT_BREAKER |  |  |  |  | -3.3 | 2 |  | 504449 |  | [MDSYS.SDO_GEOMETRY]
60914081 | 138959544 | EXISTING | SAKIOKA | 15651 | FAIRVIEW | 5821 | D | UNKNOWN | SCE | THREE | UNKNOWN | 12KV | LOW 10 | UNKNOWN | MB |  |  |  |  | SYSTEM | 2015-01-29 | bessar |  |  | ELLIS | ORANGE | 2187621 | 1 | 2220170 | A | N | N |  | -1 | I | 2009-06-10 |  | D |  |  | 138959549;138959550 |  |  |  | :15651 | 15651:15651 | main_exi_3_route_oh | CIRCUIT_BREAKER |  |  |  |  | -172.46 | 2 |  | 504449 |  | [MDSYS.SDO_GEOMETRY]
60913413 | 63382151 | EXISTING | LEFFINGWELL | 10310 | SANTA FE SPRINGS | 5850 | D | NO | SCE | THREE | UNKNOWN | 12KV | LOW 2 | UNKNOWN | MB | UNKNOWN | UNKNOWN |  |  | SYSTEM | 2015-02-02 | merugusn |  |  | LIGHTHIPE | METRO WEST | 2182287 | 1 | 2215586 | S | N | Y | 115 | -1 | I | 1950-01-01 |  | D |  | 63382161 | 63474786;63474787 |  |  |  | :10310 | 10310:10310 | main_exi_3_route_oh | CIRCUIT_BREAKER |  |  |  |  | -1.77 | 2 |  | 504449 |  | [MDSYS.SDO_GEOMETRY]
60913414 | 63389241 | EXISTING | JANUARY | 9142 | LAFAYETTE | 5872 | D | NO | SCE | THREE | UNKNOWN | 12KV | LOW 1 | UNKNOWN | MB | UNKNOWN | UNKNOWN |  |  | SYSTEM | 2015-02-24 | amathis |  | CONSOLIDATED | ELLIS | ORANGE | 2162393 |  | 2220276 | A | N | N |  | -1 | I | 1967-12-01 |  | D |  | 63389248 | 63458731;63458732;63458733 |  |  |  | :09142 | 09142:09142 | main_exi_3_route_oh | CIRCUIT_BREAKER |  |  |  |  | -1.77 | 3 |  | 504449 |  | [MDSYS.SDO_GEOMETRY]
60913415 | 63398074 | EXISTING | VERDUGO | 18660 | LA CANADA | 5130 | D | NO | SCE | THREE | UNKNOWN | 16KV | LOW 2 | UNKNOWN | MB | UNKNOWN | UNKNOWN |  |  | SYSTEM | 2015-01-28 | attadas |  | CONSOLIDATED | MESA | METRO EAST | 2189479 |  | 2219040 | A | Y | N |  | -1 | I | 1950-01-01 |  | D |  | 63398084 | 63461309;63461310 |  | 63434309 |  | :18660 | 18660:18660 | main_exi_3_route_oh | CIRCUIT_BREAKER |  |  |  |  | -1.77 | 3 |  | 504449 |  | [MDSYS.SDO_GEOMETRY]
60913416 | 63407838 | EXISTING | VERBENA | 18654 | BARRE | 5081 | D | NO | SCE | THREE | UNKNOWN | 12KV | LOW 21 | UNKNOWN | MB | UNKNOWN | UNKNOWN |  |  | SYSTEM | 2014-10-13 | merugusn |  | CONSOLIDATED | VILLA PARK | ORANGE | 2188272 |  | 2218876 | M | N | Y | 133 | -1 | I | 1963-06-01 |  | D |  | 63407845 | 63472492;63472493;63472494 |  |  |  | :18654 | 18654:18654 | main_exi_3_route_oh | CIRCUIT_BREAKER |  |  |  |  | 0.39 | 2 |  | 504449 |  | [MDSYS.SDO_GEOMETRY]
60913417 | 63460555 | EXISTING | JACQUE | 9146 | MARION | 5866 | D | NO | SCE | THREE | UNKNOWN | 12KV | LOW 11 | UNKNOWN | MB | UNKNOWN | UNKNOWN |  |  | SYSTEM | 2014-10-24 | aminencn |  | CONSOLIDATED | VILLA PARK | ORANGE | 2162394 | 2 | 2215624 | A | Y | Y | 211 | -1 | I | 1986-07-01 |  | D |  | 63460562 | 63548602;63548603 |  |  |  | :09146 | 09146:09146 | main_exi_3_route_oh | CIRCUIT_BREAKER |  |  |  |  | 88.21 | 1.5 |  | 504449 |  | [MDSYS.SDO_GEOMETRY]
60913418 | 63473677 | EXISTING | VERMONT | 18691 | CAROLINA | 5813 | D | NO | SCE | THREE | UNKNOWN | 12KV | LOW 2 | UNKNOWN | MB | UNKNOWN | UNKNOWN |  |  | SYSTEM | 2014-09-08 | simhadk |  | CONSOLIDATED | VILLA PARK | ORANGE | 2190134 | 2 | 2217814 | A | N | N |  | -1 | I | 1979-08-01 |  | D |  | 63473684 | 63536509;63536510 |  |  |  | :18691 | 18691:18691 | main_exi_3_route_oh | CIRCUIT_BREAKER |  |  |  |  | 0.38 | 2 |  | 504449 |  | [MDSYS.SDO_GEOMETRY]
60913419 | 63482108 | EXISTING | LEMON | 10330 | LOCUST | 5735 | D | NO | SCE | THREE | UNKNOWN | 4KV | LOW 5 | UNKNOWN | MB | UNKNOWN | UNKNOWN |  |  | SYSTEM | 2015-01-21 | aminencn |  | CONSOLIDATED | LIGHTHIPE | METRO WEST | 2168511 |  | 2213106 | S | N | N |  | -1 | I | 2026-11-01 |  | D |  | 63482118 | 63495208 |  |  |  | :10330 | 10330:10330 | main_exi_3_route_oh | CIRCUIT_BREAKER |  |  |  |  | -1.76 | 3 |  | 504449 |  | [MDSYS.SDO_GEOMETRY]
60913420 | 63526835 | EXISTING | LEOTA | 10390 | FRUITLAND | 5718 | D | NO | SCE | THREE | UNKNOWN | 16KV | LOW 4 | UNKNOWN | MB | UNKNOWN | UNKNOWN |  |  | SYSTEM | 2017-10-18 | maxwelbw |  |  | LIGHTHIPE | METRO WEST | 2169821 |  | 2215290 | S | N | Y | 136 | -1 | I | 1950-01-01 |  | D |  | 63526845 | 63559934 |  |  |  | :10390 | 10390:10390 | main_exi_3_route_oh | CIRCUIT_BREAKER |  |  |  |  | -1.77 | 3 |  | 504449 |  | [MDSYS.SDO_GEOMETRY]
60913421 | 63537702 | EXISTING | VINE | 18776 | MORAGA | 8348 | D | NO | SCE | THREE | UNKNOWN | 12KV | LOW 5 | UNKNOWN | MB | UNKNOWN | UNKNOWN |  |  | SYSTEM | 2014-08-06 | punukos |  | CONSOLIDATED | VALLEY | SAN JACINTO | 2190210 |  | 2213880 | A | N | N |  | -1 | I | 2003-07-17 |  | D |  | 63537709 | 63584633 |  |  |  | :18776 | 18776:18776 | main_exi_3_route_oh | CIRCUIT_BREAKER |  |  |  |  | -1.82 | 2 |  | 504449 |  | [MDSYS.SDO_GEOMETRY]
60913428 | 63574377 | EXISTING | JAYMAC | 9191 | BASTA | 5883 | D | NO | SCE | THREE | UNKNOWN | 4KV | LOW 2 | UNKNOWN | MB | UNKNOWN | UNKNOWN |  |  | SYSTEM | 2014-09-08 | kallurr |  | CONSOLIDATED | VILLA PARK | ORANGE | 2169086 |  | 2215650 | A | N | N |  | -1 | I | 2003-05-29 |  | D |  | 63574387 | 63586745 |  |  |  | :09191 | 09191:09191 | main_exi_3_route_oh | CIRCUIT_BREAKER |  |  |  |  | -1.78 | 2 |  | 504449 |  | [MDSYS.SDO_GEOMETRY]
60913430 | 63579822 | EXISTING | VERDEMONT | 18674 | CALECTRIC | 8042 | D | NO | SCE | THREE | UNKNOWN | 33KV | LOW 4 | UNKNOWN | MB | UNKNOWN | UNKNOWN |  |  | SYSTEM | 2014-04-09 | kallurr |  | CONSOLIDATED | VISTA | DESERT | 2188274 |  | 2218150 | S | N | Y | 141 | -1 | I | 1950-01-01 |  | D |  | 63579829 | 63608580;63608581 |  |  |  | :18674 | 18674:18674 | main_exi_3_route_oh | CIRCUIT_BREAKER |  |  |  |  | -1.81 | 2 |  | 504449 |  | [MDSYS.SDO_GEOMETRY]
60913431 | 63587034 | EXISTING | JAZZ | 9192 | TEAM | 8808 | D | NO | SCE | THREE | UNKNOWN | 12KV | LOW 3 | UNKNOWN | MB | UNKNOWN | UNKNOWN |  |  | SYSTEM | 2015-01-07 | merugusn |  | CONSOLIDATED | VILLA PARK | ORANGE | 2162584 |  | 2220830 | A | N | N |  | -1 | I | 1986-06-01 |  | D |  | 63587044 | 63634160;63634161 |  |  |  | :09192 | 09192:09192 | main_exi_3_route_oh | CIRCUIT_BREAKER |  |  |  |  | -1.77 | 3 |  | 504449 |  | [MDSYS.SDO_GEOMETRY]
60913432 | 63590767 | EXISTING | VIOLIN | 18793 | NIGUEL | 5896 | D | NO | SCE | THREE | UNKNOWN | 12KV | LOW 7 | UNKNOWN | MB | UNKNOWN | UNKNOWN |  |  | SYSTEM | 2014-10-29 | rajendrs |  | CONSOLIDATED | ELLIS | ORANGE | 2190641 |  | 2215686 | A | Y | N |  | -1 | I | 1970-08-01 |  | D |  | 63590777 | 63604964;63604965;63604966 |  |  |  | :18793 | 18793:18793 | main_exi_3_route_oh | CIRCUIT_BREAKER |  |  |  |  | -1.79 | 3 |  | 504449 |  | [MDSYS.SDO_GEOMETRY]
60913732 | 91953212 | EXISTING | UNICORN | 18415 | SAN BERNARDINO | 8076 | D | UNKNOWN | SCE | THREE | UNKNOWN | 12KV | LOW 10 | UNKNOWN | MB |  |  |  |  | SYSTEM | 2014-04-14 | aminencn |  |  | VISTA | DESERT | 2189334 |  | 2215864 | A | N | N |  | -1 | I | 2005-06-01 |  | D |  |  | 91953374;94259457 |  |  |  | :18415 | 18415:18415 | main_exi_3_route_oh | CIRCUIT_BREAKER |  |  |  |  | -1.82 | 2 |  | 504449 |  | [MDSYS.SDO_GEOMETRY]
60913733 | 92008495 | EXISTING | ATENTO | 817 | VIEJO | 5083 | D | UNKNOWN | SCE | THREE | UNKNOWN | 12KV | LOW 6 | UNKNOWN | MB |  |  |  |  | SYSTEM | 2015-01-08 | aminencn |  |  | ELLIS | ORANGE | 2135658 |  | 2211936 | A | N | N |  | -1 | I | 2005-08-01 |  | D |  |  | 90864532;94491167 |  |  |  | :00817 | 00817:00817 | main_exi_3_route_oh | CIRCUIT_BREAKER |  |  |  |  | -1.8 | 2 |  | 504449 |  | [MDSYS.SDO_GEOMETRY]
60913734 | 92008500 | EXISTING | SEGURO | 16112 | VIEJO | 5083 | D | UNKNOWN | SCE | THREE | UNKNOWN | 12KV | LOW 7 | UNKNOWN | MB |  |  |  |  | SYSTEM | 2014-09-18 | manthak |  |  | ELLIS | ORANGE | 2189041 |  | 2211936 | A | N | N |  | -1 | I | 2005-08-01 |  | D |  |  | 90819497;95460702 |  |  |  | :16112 | 16112:16112 | main_exi_3_route_oh | CIRCUIT_BREAKER |  |  |  |  | -1.8 | 2 |  | 504449 |  | [MDSYS.SDO_GEOMETRY]
60913735 | 92008505 | EXISTING | TESTARUDO | 17692 | VIEJO | 5083 | D | UNKNOWN | SCE | THREE | UNKNOWN | 12KV | LOW 11 | UNKNOWN | MB |  |  |  |  | SYSTEM | 2014-08-27 | rajendrs |  |  | ELLIS | ORANGE | 2188023 |  | 2211936 | A | N | N |  | -1 | I | 2005-08-01 |  | D |  |  | 92009390;94134353 |  |  |  | :17692 | 17692:17692 | main_exi_3_route_oh | CIRCUIT_BREAKER |  |  |  |  | -1.8 | 2 |  | 504449 |  | [MDSYS.SDO_GEOMETRY]
60913736 | 92008510 | EXISTING | FUTURO | 6887 | VIEJO | 5083 | D | UNKNOWN | SCE | THREE | UNKNOWN | 12KV | LOW 10 | UNKNOWN | MB |  |  |  |  | SYSTEM | 2014-11-22 | merugusn |  |  | ELLIS | ORANGE | 2159878 |  | 2211936 | A | N | N |  | -1 | I | 2005-08-01 |  | D |  |  | 91643271;94628959 |  |  |  | :06887 | 06887:06887 | main_exi_3_route_oh | CIRCUIT_BREAKER |  |  |  |  | -1.8 | 2 |  | 504449 |  | [MDSYS.SDO_GEOMETRY]
60913742 | 92073331 | EXISTING | COGNAC | 3745 | CHIQUITA | 5811 | D | UNKNOWN | SCE | THREE | UNKNOWN | 12KV | LOW 13 | UNKNOWN | MB |  |  |  |  | SYSTEM | 2014-08-25 | attadas |  |  | ELLIS | ORANGE | 2158965 | 3 | 2215488 | A | N | N |  | -1 | I | 2006-01-19 |  | D |  |  | 92073557;95274084 |  |  |  | :03745 | 03745:03745 | main_exi_3_route_oh | CIRCUIT_BREAKER |  |  |  |  | -1.8 | 2 |  | 504449 |  | [MDSYS.SDO_GEOMETRY]
60913743 | 93030756 | EXISTING | TELSTAR | 17645 | ROSEMEAD | 5141 | D | UNKNOWN | SCE | THREE | UNKNOWN | 16KV | LOW 9 | UNKNOWN | MB |  |  |  |  | SYSTEM | 2015-02-05 | bessar |  | MIN TRIP 720 | MESA | METRO EAST | 2190340 | 3 | 2214424 | A | N | N |  | -1 | I | 2005-07-01 |  | D |  |  | 93030881;108578011 |  |  |  | :17645 | 17645:17645 | main_exi_3_route_oh | CIRCUIT_BREAKER |  |  |  |  | -1.78 | 2 |  | 504449 |  | [MDSYS.SDO_GEOMETRY]
60913744 | 93458917 | EXISTING | DRAGON | 5308 | SAN BERNARDINO | 8076 | D | UNKNOWN | SCE | THREE | UNKNOWN | 12KV | LOW 11 | UNKNOWN | MB |  |  |  |  | SYSTEM | 2014-09-22 | gallog |  |  | VISTA | DESERT | 2149588 |  | 2215864 | A | N | N |  | -1 | I | 2005-06-01 |  | D |  |  | 93459048;101640331 |  |  |  | :05308 | 05308:05308 | main_exi_3_route_oh | CIRCUIT_BREAKER |  |  |  |  | -1.82 | 2 |  | 504449 |  | [MDSYS.SDO_GEOMETRY]
60913745 | 94025136 | EXISTING | WUTCHUMNA | 19693 | RECTOR | 5033 | D | UNKNOWN | SCE | THREE | UNKNOWN | 12KV | LOW 19 | UNKNOWN | MB |  |  |  |  | SYSTEM | 2014-01-13 | bodduvh |  |  | SAN JOAQUIN | SAN JOAQUIN | 2188970 |  | 2216322 | M | N | N |  | -1 | I | 2005-09-01 |  | D |  |  | 94025549 |  |  |  | :19693 | 19693:19693 | main_exi_3_route_oh | CIRCUIT_BREAKER |  |  |  |  | 0 | 3 |  | 504449 |  | [MDSYS.SDO_GEOMETRY]
60913746 | 94036432 | EXISTING | BORDEAUX | 1979 | PAUBA | 8003 | D | UNKNOWN | SCE | THREE | UNKNOWN | 12KV | LOW 6 | UNKNOWN | MB |  |  |  |  | SYSTEM | 2014-08-04 | yallasv |  |  | VALLEY | SAN JACINTO | 2133854 |  | 2220348 | A | N | N |  | -1 | I | 2005-08-01 |  | D |  |  | 94037453;94596784 |  |  |  | :01979 | 01979:01979 | main_exi_3_route_oh | CIRCUIT_BREAKER |  |  |  |  | -1.83 | 2 |  | 504449 |  | [MDSYS.SDO_GEOMETRY]
60913747 | 94039341 | EXISTING | MARTINI | 11302 | CHIQUITA | 5811 | D | UNKNOWN | SCE | THREE | UNKNOWN | 12KV | LOW 2 | UNKNOWN | MB |  |  |  |  | SYSTEM | 2014-08-28 | bessar |  |  | ELLIS | ORANGE | 2185142 | 3 | 2215488 | A | N | N |  | -1 | I | 2005-08-01 |  | D |  |  | 94039609;94783127 |  |  |  | :11302 | 11302:11302 | main_exi_3_route_oh | CIRCUIT_BREAKER |  |  |  |  | -1.8 | 2 |  | 504449 |  | [MDSYS.SDO_GEOMETRY]
60913748 | 94084168 | EXISTING | KUMQUAT | 9881 | CITRUS | 5185 | D | UNKNOWN | SCE | THREE | UNKNOWN | 12KV | LOW 12 | UNKNOWN | MB |  |  |  |  | SYSTEM | 2014-06-13 | punukos |  |  | MESA | METRO EAST | 2167935 | 2 | 2212194 | A | N | Y |  | -1 | I | 2005-07-01 |  | D |  |  | 94084252 |  |  |  | :09881 | 09881:09881 | main_exi_3_route_oh | CIRCUIT_BREAKER |  |  |  |  | -1.79 | 2 |  | 504449 |  | [MDSYS.SDO_GEOMETRY]
60913749 | 94115317 | EXISTING | BROADCAST | 2261 | GOULD | 5015 | D | UNKNOWN | SCE | THREE | UNKNOWN | 33KV | LOW 3 | UNKNOWN | MB |  |  |  |  | SYSTEM | 2014-10-25 | bodduvh |  | STATION LIGHT & POWER POTS FED FROM ANGELES 16KV DO NOT ENERGIZE WITH SINGLE PHASE DEVICE | MESA | METRO EAST | 2146482 | 4 | 2213972 | A | N | N |  | -1 | I | 2005-09-10 |  | D |  |  | 94115441;99301755 |  |  |  | :02261 | 02261:02261 | main_exi_3_route_oh | CIRCUIT_BREAKER |  |  |  |  | -1.78 | 2 |  | 504449 |  | [MDSYS.SDO_GEOMETRY]
60913750 | 94129890 | EXISTING | RED BOX | 14758 | RED BOX P.T. | 7720 | A | UNKNOWN | SCE | THREE | UNKNOWN | 16KV | LOW 2 | UNKNOWN | MB |  |  |  |  | SYSTEM | 2014-11-11 | simhadk |  |  | MESA | METRO EAST | 2190543 |  | 2125340 | A | N | N |  | -1 | I | 2005-10-12 |  | D |  |  | 94130108;136571833 |  |  |  | :14758 | 14758:14758 | main_exi_3_route_oh | CIRCUIT_BREAKER |  |  |  |  | -1.78 | 2 |  | 504449 |  | [MDSYS.SDO_GEOMETRY]
60913751 | 94327130 | EXISTING | ACOSTA | 108 | RANDALL | 5601 | D | UNKNOWN | SCE | THREE | UNKNOWN | 12KV | LOW 12 | UNKNOWN | MB |  |  |  |  | SYSTEM | 2014-05-23 | simhadk |  |  | VISTA | DESERT | 2134378 |  | 2215076 | A | N | N |  | -1 | I | 2005-09-01 |  | D |  |  | 94327266;99780857 |  |  |  | :00108 | 00108:00108 | main_exi_3_route_oh | CIRCUIT_BREAKER |  |  |  |  | -1.81 | 2 |  | 504449 |  | [MDSYS.SDO_GEOMETRY]
60913099 | 60578403 | EXISTING | JUDAH | 9370 | FELTON | 5244 | D | NO | SCE | THREE | UNKNOWN | 4KV | LOW 7 | UNKNOWN | MB | UNKNOWN | UNKNOWN |  |  | SYSTEM | 2017-05-04 | beealdb |  | CONSOLIDATED | EL NIDO | METRO WEST | 2180542 |  | 2219312 | A | Y | N |  | -1 | I | 1950-01-01 |  | D |  | 60578413 | 60604889;60604890 |  |  |  | :09370 | 09370:09370 | main_exi_3_route_oh | CIRCUIT_BREAKER |  |  |  |  | -1.76 | 3 |  | 504449 |  | [MDSYS.SDO_GEOMETRY]
60913100 | 60580832 | EXISTING | HARWOOD | 8137 | TENAJA | 8270 | D | NO | SCE | THREE | UNKNOWN | 12KV | LOW 9 | UNKNOWN | MB | UNKNOWN | UNKNOWN |  |  | SYSTEM | 2014-08-05 | merugusn |  | CONSOLIDATED | VALLEY | SAN JACINTO | 2165748 |  | 2273862 | A | N | N |  | -1 | I | 2000-05-01 |  | D |  | 60580839 | 60698213;60698214 |  |  |  | :08137 | 08137:08137 | main_exi_3_route_oh | CIRCUIT_BREAKER |  |  |  |  | -1.81 | 2 |  | 504449 |  | [MDSYS.SDO_GEOMETRY]
60913101 | 60586855 | EXISTING | TOWER | 18020 | GANESHA | 5617 | D | NO | SCE | THREE | UNKNOWN | 4KV | LOW 11 | UNKNOWN | MB | UNKNOWN | UNKNOWN |  |  | SYSTEM | 2014-06-02 | yallasv |  | CONSOLIDATED | MIRA LOMA | METRO EAST | 2187206 | 3 | 2212888 | A | N | N |  | -1 | I | 1950-01-01 |  | D |  | 60586862 | 60608484 |  |  |  | :18020 | 18020:18020 | main_exi_3_route_oh | CIRCUIT_BREAKER |  |  |  |  | -1.79 | 3 |  | 504449 |  | [MDSYS.SDO_GEOMETRY]
60913102 | 60592916 | EXISTING | MARCONI | 11182 | PADUA | 5060 | D | NO | SCE | THREE | UNKNOWN | 12KV | LOW 18 | UNKNOWN | MB | UNKNOWN | UNKNOWN |  |  | SYSTEM | 2014-06-06 | punukos |  | CONSOLIDATED | MIRA LOMA | METRO EAST | 2185054 | 6 | 2216446 | M | Y | N |  | -1 | I | 1981-06-01 |  | D |  | 60592923 | 60650308 |  |  |  | :11182 | 11182:11182 | main_exi_3_route_oh | CIRCUIT_BREAKER |  |  |  |  | -1.79 | 3 |  | 504449 |  | [MDSYS.SDO_GEOMETRY]
60913103 | 60608821 | EXISTING | TOWNHALL | 18043 | GARNET | 8044 | D | NO | SCE | THREE | UNKNOWN | 33KV | LOW 2 | UNKNOWN | MB | UNKNOWN | UNKNOWN |  |  | SYSTEM | 2014-08-11 | yallasv |  | CONSOLIDATED | DEVERS | DESERT | 2190976 |  | 2213560 | S | N | N |  | -1 | I | 1950-01-01 |  | D |  | 60608828 | 60646982;60646983 |  |  |  | :18043 | 18043:18043 | main_exi_3_route_oh | CIRCUIT_BREAKER |  |  |  |  | -1.85 | 3 |  | 504449 |  | [MDSYS.SDO_GEOMETRY]
60913104 | 60641679 | EXISTING | JUDGE | 9375 | CORNUTA | 5723 | D | NO | SCE | THREE | UNKNOWN | 12KV | LOW 6 | UNKNOWN | MB | UNKNOWN | UNKNOWN |  |  | SYSTEM | 2017-12-27 | maxwelbw |  | CONSOLIDATED | LIGHTHIPE | METRO WEST | 2162961 |  | 2215298 | A | Y | N |  | -1 | I | 1965-10-01 |  | D |  | 60641689 | 60672536 |  |  |  | :09375 | 09375:09375 | main_exi_3_route_oh | CIRCUIT_BREAKER |  |  |  |  | 16.91 | 3 |  | 504449 |  | [MDSYS.SDO_GEOMETRY]
60913105 | 60657485 | EXISTING | SONY 2 | 21042 | SONY | 5287 | C | NO | SCE | THREE | UNKNOWN | 16KV | LOW 2 | UNKNOWN | MB | UNKNOWN | UNKNOWN |  |  | SYSTEM | 2015-04-09 | bessar |  | CONSOLIDATED | EL NIDO | METRO WEST | 2190869 |  | 2212450 | A | N | N |  | -1 | I | 1995-11-28 |  | D |  | 60657495 | 60658243 |  |  |  | :21042 | 21042:21042 | main_exi_3_route_oh | CIRCUIT_BREAKER |  |  |  |  | -1.76 | 2.5 |  | 504449 |  | [MDSYS.SDO_GEOMETRY]
60913108 | 60658484 | EXISTING | NOX 1 | 21044 | COMPRESS | 8818 | C | NO | SCE | THREE | UNKNOWN | 12KV | LOW 5 | UNKNOWN | MB | UNKNOWN | UNKNOWN |  |  | SYSTEM | 2015-04-21 | beealdb |  | CONSOLIDATED | EL NIDO | METRO WEST | 2190490 |  | 2213924 | A | N | N |  | -1 | I | 1992-08-28 |  | D |  | 60658491 | 60658562 |  |  |  | :21044 | 21044:21044 | main_exi_3_route_oh | CIRCUIT_BREAKER |  |  |  |  | -1.76 | 2 |  | 504449 |  | [MDSYS.SDO_GEOMETRY]
60913112 | 60658806 | EXISTING | NOX 2 | 21045 | COMPRESS | 8818 | C | NO | SCE | THREE | UNKNOWN | 12KV | LOW 2 | UNKNOWN | MB | UNKNOWN | UNKNOWN |  |  | SYSTEM | 2015-04-17 | kallurr |  | CONSOLIDATED | EL NIDO | METRO WEST | 2190492 |  | 2213924 | A | N | N |  | -1 | I | 1992-08-28 |  | D |  | 60658813 | 60658896 |  |  |  | :21045 | 21045:21045 | main_exi_3_route_oh | CIRCUIT_BREAKER |  |  |  |  | -1.76 | 2 |  | 504449 |  | [MDSYS.SDO_GEOMETRY]
60913113 | 60659140 | EXISTING | BOOST 1 | 21052 | BOOST | 5717 | C | NO | SCE | THREE | UNKNOWN | 12KV | LOW 1 | UNKNOWN | MB | UNKNOWN | UNKNOWN |  |  | SYSTEM | 2015-01-09 | aminencn |  | CONSOLIDATED | LIGHTHIPE | METRO WEST | 2190457 |  | 2217606 | A | N | N |  | -1 | I | 1990-06-14 |  | D |  | 60659147 | 60659997 |  |  |  | :21052 | 21052:21052 | main_exi_3_route_oh | CIRCUIT_BREAKER |  |  |  |  | -1.77 | 2 |  | 504449 |  | [MDSYS.SDO_GEOMETRY]
60913114 | 60660142 | EXISTING | I-BEAM | 21055 | SHULTZ | 5172 | C | NO | SCE | THREE | UNKNOWN | 16KV | LOW 1 | UNKNOWN | MB | UNKNOWN | UNKNOWN |  |  | SYSTEM | 2015-01-23 | bessar |  | CONSOLIDATED | LIGHTHIPE | METRO WEST | 2191121 | 2 | 2216796 | A | N | N |  | -1 | I | 1993-11-26 |  | D |  | 60660152 | 60824815 |  |  |  | :21055 | 21055:21055 | main_exi_3_route_oh | CIRCUIT_BREAKER |  |  |  |  | -1.77 | 2 |  | 504449 |  | [MDSYS.SDO_GEOMETRY]
60913115 | 60665996 | EXISTING | MARENDALE | 11185 | ARCADIA | 5106 | D | NO | SCE | THREE | UNKNOWN | 16KV | LOW 7 | UNKNOWN | MB | UNKNOWN | UNKNOWN |  |  | SYSTEM | 2014-11-26 | bodduvh |  | CONSOLIDATED | MESA | METRO EAST | 2185055 | 4 | 2218994 | A | Y | N |  | -1 | I | 1966-11-01 |  | D |  | 60666003 | 60669000;166388976 |  |  |  | :11185 | 11185:11185 | main_exi_3_route_oh | CIRCUIT_BREAKER |  |  |  |  | -1.78 | 3 |  | 504449 |  | [MDSYS.SDO_GEOMETRY]
60913116 | 60669265 | EXISTING | MARENGO | 11190 | ALHAMBRA | 5101 | D | NO | SCE | THREE | UNKNOWN | 4KV | LOW 10 | UNKNOWN | MB | UNKNOWN | UNKNOWN |  |  | SYSTEM | 2014-11-15 | attiliv |  | CONSOLIDATED | MESA | METRO EAST | 2185056 | 4 | 2216666 | A | N | Y | 206 | -1 | I | 1950-01-01 |  | D |  | 60669275 | 60680718 |  | 60679785 |  | :11190 | 11190:11190 | main_exi_3_route_oh | CIRCUIT_BREAKER |  |  |  |  | -1.77 | 3 |  | 504449 |  | [MDSYS.SDO_GEOMETRY]
60913117 | 60673675 | EXISTING | JUNEAU | 9410 | YUKON | 5241 | D | NO | SCE | THREE | UNKNOWN | 4KV | LOW 9 | UNKNOWN | MB | UNKNOWN | UNKNOWN |  |  | SYSTEM | 2015-03-27 | amathis |  | CONSOLIDATED | EL NIDO | METRO WEST | 2180546 | 1 | 2214644 | S | N | Y | 248 | -1 | I | 1950-01-01 |  | D |  | 60673685 | 60689934;60689935 |  |  |  | :09410 | 09410:09410 | main_exi_3_route_oh | CIRCUIT_BREAKER |  |  |  |  | -1.76 | 3 |  | 504449 |  | [MDSYS.SDO_GEOMETRY]
60914082 | 138977173 | EXISTING | SOLDIER | 16624 | BUNKER | 8014 | D | UNKNOWN | SCE | THREE | UNKNOWN | 12KV | LOW 9 | UNKNOWN | MB |  |  |  |  | SYSTEM | 2014-08-11 | aminencn |  |  | VALLEY | SAN JACINTO | 2185892 |  | 2213458 | A | N | N |  | -1 | I | 2009-07-01 |  | D |  |  | 139581330;139581331 |  |  |  | :16624 | 16624:16624 | main_exi_3_route_oh | CIRCUIT_BREAKER |  |  |  |  | -1.74 | 2 |  | 504449 |  | [MDSYS.SDO_GEOMETRY]
60914083 | 139033813 | EXISTING | CONSTANTINE | 3949 | HASKELL | 5594 | D | UNKNOWN | SCE | THREE | UNKNOWN | 16KV | LOW 8 | UNKNOWN | MB |  |  |  |  | SYSTEM | 2013-12-02 | aminencn |  |  | SAUGUS | NORTH COAST | 2141572 |  | 2217404 | A | N | N |  | -1 | I | 2009-06-10 |  | D |  |  | 139033818;139034100 |  |  |  | :03949 | 03949:03949 | main_exi_3_route_oh | CIRCUIT_BREAKER |  |  |  |  | -1.77 | 3 |  | 504449 |  | [MDSYS.SDO_GEOMETRY]
60914089 | 139062134 | EXISTING | BOMBAY | 1897 | BLOOMINGTON | 5620 | D | UNKNOWN | SCE | THREE | UNKNOWN | 12KV | LOW 13 | UNKNOWN | MB |  |  |  |  | SYSTEM | 2014-04-27 | attiliv |  |  | VISTA | DESERT | 2137910 |  | 2217458 | S | N | N |  | -1 | I | 2009-05-26 |  | D |  |  | 137591386;139062157 |  |  |  | :01897 | 01897:01897 | main_exi_3_route_oh | CIRCUIT_BREAKER |  |  |  |  | -91.82 | 2 |  | 504449 |  | [MDSYS.SDO_GEOMETRY]
60914090 | 139169010 | EXISTING | MACIEL | 10871 | SOQUEL | 5686 | D | UNKNOWN | SCE | THREE | UNKNOWN | 12KV | LOW 9 | UNKNOWN | MB |  |  |  |  | SYSTEM | 2014-06-19 | aminencn |  |  | MIRA LOMA | METRO EAST | 2171684 |  | 2215254 | A | N | N |  | -1 | I | 2009-05-26 |  | D |  |  | 139169029;141235242 |  |  |  | :10871 | 10871:10871 | main_exi_3_route_oh | CIRCUIT_BREAKER |  |  |  |  | 89.07 | 2 |  | 504449 |  | [MDSYS.SDO_GEOMETRY]
60914091 | 139390262 | EXISTING | HULSTEIN | 8816 | DRYDEN P.T. | 7181 | D | UNKNOWN | SCE | THREE | UNKNOWN | 12KV | LOW 8 | UNKNOWN | MB |  |  |  |  | SYSTEM | 2014-07-19 | merugusn |  |  | VALLEY | SAN JACINTO | 2167761 |  | 2123113 | A | N | N |  | -1 | I | 2009-06-01 |  | D |  |  | 139390267;139390268 |  |  |  | :08816 | 08816:08816 | main_exi_3_route_oh | CIRCUIT_BREAKER |  |  |  |  | 0 | 2 |  | 504449 |  | [MDSYS.SDO_GEOMETRY]
60914092 | 139418579 | EXISTING | TAMALE | 17508 | TORTILLA | 8037 | D | UNKNOWN | SCE | THREE | UNKNOWN | 12KV | LOW 8 | UNKNOWN | MB |  |  |  |  | SYSTEM | 2014-03-18 | bodduvh |  |  | LUGO | RURALS | 2184970 |  | 2213542 | A | N | N |  | -1 | I | 2009-05-29 |  | D |  |  | 139418640;139721842 |  |  |  | :17508 | 17508:17508 | main_exi_3_route_oh | CIRCUIT_BREAKER |  |  |  |  | -92.41 | 2 |  | 504449 |  | [MDSYS.SDO_GEOMETRY]
60914093 | 139456410 | EXISTING | TUGGLE | 18254 | TULARE | 5328 | D | UNKNOWN | SCE | THREE | UNKNOWN | 12KV | LOW 13 | UNKNOWN | MB |  |  |  |  | SYSTEM | 2014-04-23 | bodduvh |  |  | SAN JOAQUIN | SAN JOAQUIN | 2188114 |  | 2212542 | A | N | N |  | -1 | I | 2009-06-04 |  | D |  |  | 139456787 |  |  |  | :18254 | 18254:18254 | main_exi_3_route_oh | CIRCUIT_BREAKER |  |  |  |  | -1.38 | 2 |  | 504449 |  | [MDSYS.SDO_GEOMETRY]
60914095 | 139521212 | EXISTING | NEW CASTLE | 12641 | JEFFERSON | 8275 | D | UNKNOWN | SCE | THREE | UNKNOWN | 12KV | LOW 11 | UNKNOWN | MB |  |  |  |  | SYSTEM | 2014-07-02 | punukos |  |  | MIRA LOMA | METRO EAST | 2178502 | 1 | 2220744 | A | N | N |  | -1 | I | 2009-05-29 |  | D |  |  | 139521231 |  |  |  | :12641 | 12641:12641 | main_exi_3_route_oh | CIRCUIT_BREAKER |  |  |  |  | 178.52 | 2 |  | 504449 |  | [MDSYS.SDO_GEOMETRY]
60914096 | 139521243 | EXISTING | MODELO | 12028 | JEFFERSON | 8275 | D | UNKNOWN | SCE | THREE | UNKNOWN | 12KV | LOW 12 | UNKNOWN | MB |  |  |  |  | SYSTEM | 2014-07-30 | manthak |  |  | MIRA LOMA | METRO EAST | 2172778 | 1 | 2220744 | A | N | N |  | -1 | I | 2009-06-01 |  | D |  |  | 139521262 |  |  |  | :12028 | 12028:12028 | main_exi_3_route_oh | CIRCUIT_BREAKER |  |  |  |  | 178.76 | 2 |  | 504449 |  | [MDSYS.SDO_GEOMETRY]
60914097 | 139671494 | EXISTING | PREGO | 14396 | PADUA | 5060 | D | UNKNOWN | SCE | THREE | UNKNOWN | 12KV | LOW 22 | UNKNOWN | MB |  |  |  |  | SYSTEM | 2014-07-28 | bodduvh |  |  | MIRA LOMA | METRO EAST | 2185316 | 6 | 2216446 | A | N | N |  | -1 | I | 2009-05-21 |  | D |  |  | 139671517 |  |  |  | :14396 | 14396:14396 | main_exi_3_route_oh | CIRCUIT_BREAKER |  |  |  |  | -105.01 | 2 |  | 504449 |  | [MDSYS.SDO_GEOMETRY]
60914098 | 139770206 | EXISTING | AMADO | 413 | FARRELL | 8016 | D | UNKNOWN | SCE | THREE | UNKNOWN | 12KV | LOW 2 | UNKNOWN | MB |  |  |  |  | SYSTEM | 2014-05-23 | attadas |  |  | DEVERS | DESERT | 2131722 |  | 2220394 | A | N | N |  | -1 | I | 2009-07-23 |  | D |  |  | 139770234 |  |  |  | :00413 | 00413:00413 | main_exi_3_route_oh | CIRCUIT_BREAKER |  |  |  |  | 0 | 2 |  | 504449 |  | [MDSYS.SDO_GEOMETRY]
60914099 | 140247041 | EXISTING | SHOWDOWN | 16382 | RITTER RANCH | 8504 | D | UNKNOWN | SCE | THREE | UNKNOWN | 12KV | LOW 1 | UNKNOWN | MB |  |  |  |  | SYSTEM | 2013-11-21 | bodduvh |  |  | VINCENT | NORTH COAST | 2183880 |  | 2216182 | A | N | N |  | -1 | I | 2009-08-04 |  | D |  |  | 140247770;141424982 |  |  |  | :16382 | 16382:16382 | main_exi_3_route_oh | CIRCUIT_BREAKER |  |  |  |  | -91.83 | 2.5 |  | 504449 |  | [MDSYS.SDO_GEOMETRY]
60914100 | 140615873 | EXISTING | SIENNA | 16418 | VALDEZ | 5236 | D | UNKNOWN | SCE | THREE | UNKNOWN | 16KV | LOW 9 | UNKNOWN | MB |  |  |  |  | SYSTEM | 2014-01-01 | merugusn |  |  | MOORPARK | NORTH COAST | 2184149 | 2 | 2212338 | A | N | N |  | -1 | I | 2009-08-27 |  | D |  |  | 140616519;140616526 |  |  |  | :16418 | 16418:16418 | main_exi_3_route_oh | CIRCUIT_BREAKER |  |  |  |  | 88.25 | 2 |  | 504449 |  | [MDSYS.SDO_GEOMETRY]
60914101 | 140853087 | EXISTING | TETRIS | 17698 | JOHANNA | 5085 | D | UNKNOWN | SCE | THREE | UNKNOWN | 12KV | LOW 13 | UNKNOWN | MB |  |  |  |  | SYSTEM | 2017-11-09 | spatesmw |  |  | ELLIS | ORANGE | 2190959 |  | 2216608 | A | N | N |  | -1 | I | 2009-10-16 |  | D |  |  | 140853118 |  |  |  | :17698 | 17698:17698 | main_exi_3_route_oh | CIRCUIT_BREAKER |  |  |  |  | -92.03 | 2 |  | 504449 |  | [MDSYS.SDO_GEOMETRY]
60913433 | 63605618 | EXISTING | VIPER | 18796 | GISLER | 5851 | D | NO | SCE | THREE | UNKNOWN | 12KV | LOW 7 | UNKNOWN | MB | UNKNOWN | UNKNOWN |  |  | SYSTEM | 2014-10-06 | merugusn |  | CONSOLIDATED | ELLIS | ORANGE | 2190642 | 1 | 2220234 | A | N | Y | 242 | -1 | I | 1981-03-01 |  | D |  | 63605628 | 63622577;63622578 |  |  |  | :18796 | 18796:18796 | main_exi_3_route_oh | CIRCUIT_BREAKER |  |  |  |  | -1.78 | 4 |  | 504449 |  | [MDSYS.SDO_GEOMETRY]
60913434 | 63623440 | EXISTING | VIRGO | 18815 | ESTRELLA | 5865 | D | NO | SCE | THREE | UNKNOWN | 12KV | LOW 14 | UNKNOWN | MB | UNKNOWN | UNKNOWN |  |  | SYSTEM | 2014-08-20 | manthak |  | CONSOLIDATED | ELLIS | ORANGE | 2188610 | 2 | 2213342 | A | Y | N |  | -1 | I | 1973-07-01 |  | D |  | 63623450 | 63643478;63643479 |  |  |  | :18815 | 18815:18815 | main_exi_3_route_oh | CIRCUIT_BREAKER |  |  |  |  | 0.38 | 2 |  | 504449 |  | [MDSYS.SDO_GEOMETRY]
60913435 | 63635377 | EXISTING | JEFFREY | 9200 | IRVINE | 5829 | D | NO | SCE | THREE | UNKNOWN | 12KV | LOW 7 | UNKNOWN | MB | UNKNOWN | UNKNOWN |  |  | SYSTEM | 2015-02-05 | merugusn |  | CONSOLIDATED | ELLIS | ORANGE | 2169088 |  | 2217856 | S | Y | N |  | -1 | I | 1950-01-01 |  | D |  | 63635387 | 63635410;106351657 |  |  |  | :09200 | 09200:09200 | main_exi_3_route_oh | CIRCUIT_BREAKER |  |  |  |  | -1.79 | 3 |  | 504449 |  | [MDSYS.SDO_GEOMETRY]
60913436 | 63635960 | EXISTING | JEROME | 9226 | TRASK | 5899 | D | NO | SCE | THREE | UNKNOWN | 12KV | LOW 7 | UNKNOWN | MB | UNKNOWN | UNKNOWN |  |  | SYSTEM | 2014-11-07 | rajendrs |  | CONSOLIDATED | VILLA PARK | ORANGE | 2162586 | 2 | 2213412 | A | N | Y | 127 | -1 | I | 1959-08-01 |  | D |  | 63635970 | 63654561;63654562;63654563 |  |  |  | :09226 | 09226:09226 | main_exi_3_route_oh | CIRCUIT_BREAKER |  |  |  |  | -1.77 | 2 |  | 504449 |  | [MDSYS.SDO_GEOMETRY]
60913437 | 63641275 | EXISTING | VERONA | 18700 | AMALIA | 5104 | D | NO | SCE | THREE | UNKNOWN | 4KV | LOW 8 | UNKNOWN | MB | UNKNOWN | UNKNOWN |  |  | SYSTEM | 2014-12-18 | merugusn |  | CONSOLIDATED | MESA | METRO EAST | 2190135 |  | 2212032 | A | N | N |  | -1 | I | 1950-01-01 |  | D |  | 63641285 | 63653871;63653872 |  |  |  | :18700 | 18700:18700 | main_exi_3_route_oh | CIRCUIT_BREAKER |  |  |  |  | -1.77 | 3 |  | 504449 |  | [MDSYS.SDO_GEOMETRY]
60913439 | 63643963 | EXISTING | WACO | 18880 | TRASK | 5899 | D | NO | SCE | THREE | UNKNOWN | 12KV | LOW 10 | UNKNOWN | MB | UNKNOWN | UNKNOWN |  |  | SYSTEM | 2014-10-08 | punukos |  | CONSOLIDATED | VILLA PARK | ORANGE | 2191018 | 2 | 2213412 | S | N | N |  | -1 | I | 1986-07-01 |  | D |  | 63643970 | 63728521;63728522 |  |  |  | :18880 | 18880:18880 | main_exi_3_route_oh | CIRCUIT_BREAKER |  |  |  |  | 0.39 | 2 |  | 504449 |  | [MDSYS.SDO_GEOMETRY]
60913441 | 63648209 | EXISTING | LEMONT | 10350 | CARMENITA | 5814 | D | NO | SCE | THREE | UNKNOWN | 12KV | LOW 8 | UNKNOWN | MB | UNKNOWN | UNKNOWN |  |  | SYSTEM | 2015-01-28 | aminencn |  | CONSOLIDATED | LIGHTHIPE | METRO WEST | 2168514 | 1 | 2217816 | S | N | Y | 107 | -1 | I | 1950-01-01 |  | D |  | 63648219 | 63673437 |  |  |  | :10350 | 10350:10350 | main_exi_3_route_oh | CIRCUIT_BREAKER |  |  |  |  | -1.77 | 3 |  | 504449 |  | [MDSYS.SDO_GEOMETRY]
60913446 | 63659658 | EXISTING | VIADUCT | 18720 | STODDARD | 5632 | D | NO | SCE | THREE | UNKNOWN | 4KV | LOW 7 | UNKNOWN | MB | UNKNOWN | UNKNOWN |  |  | SYSTEM | 2018-01-10 | krumwimg |  | CONSOLIDATED | VISTA | DESERT | 2191008 | 1 | 2215156 | S | N | Y | 116 | -1 | I | 1950-01-01 |  | D |  | 63659668 | 63662820 |  |  |  | :18720 | 18720:18720 | main_exi_3_route_oh | CIRCUIT_BREAKER |  |  |  |  | -1.81 | 3 |  | 504449 |  | [MDSYS.SDO_GEOMETRY]
60913447 | 63668244 | EXISTING | JOAQUIN | 9270 | FAIRVIEW | 5821 | D | NO | SCE | THREE | UNKNOWN | 12KV | LOW 4 | UNKNOWN | MB | UNKNOWN | UNKNOWN |  |  | SYSTEM | 2014-11-05 | attadas |  | CONSOLIDATED | ELLIS | ORANGE | 2162783 | 2 | 2220170 | S | N | N |  | -1 | I | 1950-01-01 |  | D |  | 63668254 | 63703211;162464272 |  |  |  | :09270 | 09270:09270 | main_exi_3_route_oh | CIRCUIT_BREAKER |  |  |  |  | -1.78 | 3 |  | 504449 |  | [MDSYS.SDO_GEOMETRY]
60913448 | 63677623 | EXISTING | VICENTIA | 18725 | CORONA | 8279 | D | NO | SCE | THREE | UNKNOWN | 12KV | LOW 14 | UNKNOWN | MB | UNKNOWN | UNKNOWN |  |  | SYSTEM | 2017-10-03 | murilljl |  | CONSOLIDATED | MIRA LOMA | METRO EAST | 2191009 | 7 | 2220750 |  |  |  | 129 | -1 | I | 1981-03-01 |  | D |  | 63677633 | 63706906 |  |  |  | :18725 | 18725:18725 | main_exi_3_route_oh | CIRCUIT_BREAKER |  |  |  |  | -1.8 | 2 |  | 504449 |  | [MDSYS.SDO_GEOMETRY]
60913450 | 63703617 | EXISTING | JOPLIN | 9315 | TRASK | 5899 | D | NO | SCE | THREE | UNKNOWN | 12KV | LOW 6 | UNKNOWN | MB | UNKNOWN | UNKNOWN |  |  | SYSTEM | 2015-01-07 | merugusn |  | CONSOLIDATED | VILLA PARK | ORANGE | 2169281 | 1 | 2213412 | S | N | Y | 134 | -1 | I | 1966-01-01 |  | D |  | 63703624 | 63795202;63795203;63795204 |  |  |  | :09315 | 09315:09315 | main_exi_3_route_oh | CIRCUIT_BREAKER |  |  |  |  | -1.78 | 2 |  | 504449 |  | [MDSYS.SDO_GEOMETRY]
60913451 | 63708494 | EXISTING | VIDEO | 18730 | EATON | 5115 | D | NO | SCE | THREE | UNKNOWN | 16KV | LOW 1 | UNKNOWN | MB | UNKNOWN | UNKNOWN |  |  | SYSTEM | 2014-11-11 | kallurr |  | CONSOLIDATED | MESA | METRO EAST | 2190639 |  | 2214374 | S | Y | N |  | -1 | I | 1950-01-01 |  | D |  | 63708504 | 63719786;63719787 |  | 63718841 |  | :18730 | 18730:18730 | main_exi_3_route_oh | CIRCUIT_BREAKER |  |  |  |  | -1.78 | 3 |  | 504449 |  | [MDSYS.SDO_GEOMETRY]
60913752 | 94389822 | EXISTING | BLACKHORSE | 1748 | CAVALRY P.T. | 7185 | A | UNKNOWN | SCE | THREE | UNKNOWN | 12KV | LOW 1 | UNKNOWN | MB |  |  |  |  | SYSTEM | 2014-02-06 | bodduvh |  |  | LUGO | RURALS | 2133564 |  | 2122667 | N | N | N |  | -1 | I | 2006-04-20 |  | D |  |  | 94390325 |  |  |  | :01748 | 01748:01748 | main_exi_3_route_oh | CIRCUIT_BREAKER |  |  |  |  | -1.85 | 6 |  | 504449 |  | [MDSYS.SDO_GEOMETRY]
60913753 | 94521736 | EXISTING | OLANCHA | 13082 | VICTOR | 8049 | D | UNKNOWN | SCE | THREE | UNKNOWN | 12KV | LOW 26 | UNKNOWN | MB |  |  |  |  | SYSTEM | 2014-05-13 | merugusn |  |  | LUGO | DESERT | 2187540 |  | 2220516 | S | N | N |  | -1 | I | 2005-09-01 |  | D |  |  | 94521900;94655783 |  |  |  | :13082 | 13082:13082 | main_exi_3_route_oh | CIRCUIT_BREAKER |  |  |  |  | -1.82 | 2 |  | 504449 |  | [MDSYS.SDO_GEOMETRY]
60913754 | 94865309 | EXISTING | REDINGTON | 14791 | HANFORD | 5310 | D | UNKNOWN | SCE | THREE | UNKNOWN | 12KV | LOW 13 | UNKNOWN | MB |  |  |  |  | SYSTEM | 2014-01-11 | attadas |  |  | SAN JOAQUIN | SAN JOAQUIN | 2186066 |  | 2219430 | A | N | N |  | -1 | I | 2005-12-01 |  | D |  |  | 94865509;95908832 |  |  |  | :14791 | 14791:14791 | main_exi_3_route_oh | CIRCUIT_BREAKER |  |  |  |  | -1.79 | 2 |  | 504449 |  | [MDSYS.SDO_GEOMETRY]
60913755 | 94867348 | EXISTING | QUARTERBACK | 14569 | STADLER | 8005 | D | UNKNOWN | SCE | THREE | UNKNOWN | 12KV | LOW 15 | UNKNOWN | MB |  |  |  |  | SYSTEM | 2014-08-01 | kallurr |  |  | VALLEY | SAN JACINTO | 2182047 | 2 | 2215704 | A | N | N |  | -1 | I | 2005-09-01 |  | D |  |  | 94351738;94867536 |  |  |  | :14569 | 14569:14569 | main_exi_3_route_oh | CIRCUIT_BREAKER |  |  |  |  | 0 | 2 |  | 504449 |  | [MDSYS.SDO_GEOMETRY]
60913761 | 94867356 | EXISTING | SCRIMMAGE | 16019 | STADLER | 8005 | D | UNKNOWN | SCE | THREE | UNKNOWN | 12KV | LOW 14 | UNKNOWN | MB |  |  |  |  | SYSTEM | 2014-07-18 | merugusn |  |  | VALLEY | SAN JACINTO | 2183959 | 2 | 2215704 | A | N | N |  | -1 | I | 2005-09-01 |  | D |  |  | 94332810;94867640 |  |  |  | :16019 | 16019:16019 | main_exi_3_route_oh | CIRCUIT_BREAKER |  |  |  |  | -1.82 | 2 |  | 504449 |  | [MDSYS.SDO_GEOMETRY]
60913762 | 94962445 | EXISTING | TWAIN | 18338 | PALMDALE | 5564 | D | UNKNOWN | SCE | THREE | UNKNOWN | 12KV | LOW 12 | UNKNOWN | MB |  |  |  |  | SYSTEM | 2013-11-20 | ramuj |  |  | VINCENT | NORTH COAST | 2190618 | 1 | 2212778 | A | N | N |  | -1 | I | 2006-03-24 |  | D |  |  | 94962766;95593806 |  |  |  | :18338 | 18338:18338 | main_exi_3_route_oh | CIRCUIT_BREAKER |  |  |  |  | -1.79 | 2 |  | 504449 |  | [MDSYS.SDO_GEOMETRY]
60913763 | 95121794 | EXISTING | TABERNA | 17454 | CONCHO | 8017 | D | UNKNOWN | SCE | THREE | UNKNOWN | 12KV | LOW 8 | UNKNOWN | MB |  |  |  |  | SYSTEM | 2014-06-06 | bodduvh |  |  | DEVERS | DESERT | 2190072 |  | 2215730 | A | N | N |  | -1 | I | 2005-07-01 |  | D |  |  | 95121799;98911296 |  |  |  | :17454 | 17454:17454 | main_exi_3_route_oh | CIRCUIT_BREAKER |  |  |  |  | -1.87 | 2 |  | 504449 |  | [MDSYS.SDO_GEOMETRY]
60913764 | 95553183 | EXISTING | DOERNER | 5145 | SANTA FE SPRINGS | 5850 | D | UNKNOWN | SCE | THREE | UNKNOWN | 12KV | LOW 13 | UNKNOWN | MB |  |  |  |  | SYSTEM | 2015-01-12 | bessar |  |  | LIGHTHIPE | METRO WEST | 2145320 | 2 | 2215586 | S | N | N |  | -1 | I | 2006-01-20 |  | D |  |  | 95553360 |  |  |  | :05145 | 05145:05145 | main_exi_3_route_oh | CIRCUIT_BREAKER |  |  |  |  | 0 | 2 |  | 504449 |  | [MDSYS.SDO_GEOMETRY]
60913765 | 95656518 | EXISTING | MCLAUGHLIN | 11512 | NEWCOMB | 8342 | D | UNKNOWN | SCE | THREE | UNKNOWN | 12KV | LOW 14 | UNKNOWN | MB |  |  |  |  | SYSTEM | 2014-09-05 | merugusn |  |  | VALLEY | SAN JACINTO | 2179931 |  | 2218460 | A | N | N |  | -1 | I | 2006-05-01 |  | D |  |  | 95657068;99543113 |  | 98562927 |  | :11512 | 11512:11512 | main_exi_3_route_oh | CIRCUIT_BREAKER |  |  |  |  | -1.82 | 2.5 |  | 504449 |  | [MDSYS.SDO_GEOMETRY]
60913766 | 95656523 | EXISTING | NEAPOLITAN | 12563 | NEWCOMB | 8342 | D | UNKNOWN | SCE | THREE | UNKNOWN | 12KV | LOW 9 | UNKNOWN | MB |  |  |  |  | SYSTEM | 2014-09-10 | bodduvh |  |  | VALLEY | SAN JACINTO | 2173856 |  | 2218460 | A | N | N |  | -1 | I | 2006-06-01 |  | D |  |  | 95656881;99254210 |  | 98931490 |  | :12563 | 12563:12563 | main_exi_3_route_oh | CIRCUIT_BREAKER |  |  |  |  | -1.82 | 2.5 |  | 504449 |  | [MDSYS.SDO_GEOMETRY]
60913767 | 95656528 | EXISTING | WARDELL | 19001 | NEWCOMB | 8342 | D | UNKNOWN | SCE | THREE | UNKNOWN | 12KV | LOW 3 | UNKNOWN | MB |  |  |  |  | SYSTEM | 2014-08-05 | aminencn |  |  | VALLEY | SAN JACINTO | 2190218 |  | 2218460 | A | N | N |  | -1 | I | 2006-05-01 |  | D |  |  | 95656533;98715252 |  |  |  | :19001 | 19001:19001 | main_exi_3_route_oh | CIRCUIT_BREAKER |  |  |  |  | -1.82 | 2.5 |  | 504449 |  | [MDSYS.SDO_GEOMETRY]
60913768 | 95739977 | EXISTING | DEALER | 4726 | PHELAN | 8010 | D | UNKNOWN | SCE | THREE | UNKNOWN | 12KV | LOW 5 | UNKNOWN | MB |  |  |  |  | SYSTEM | 2014-03-03 | bodduvh |  |  | LUGO | DESERT | 2144961 |  | 2215716 | A | N | N |  | -1 | I | 2005-10-01 |  | D |  |  | 94579292;95740678 |  |  |  | :04726 | 04726:04726 | main_exi_3_route_oh | CIRCUIT_BREAKER |  |  |  |  | -1.81 | 5.5 |  | 504449 |  | [MDSYS.SDO_GEOMETRY]
60913769 | 95823352 | EXISTING | MOCCASIN | 12024 | NORTH OAKS | 5542 | D | UNKNOWN | SCE | THREE | UNKNOWN | 16KV | LOW 10 | UNKNOWN | MB |  |  |  |  | SYSTEM | 2013-12-13 | kallurr |  |  | SAUGUS | NORTH COAST | 2186302 |  | 2214980 | A | N | N |  | -1 | I | 2006-01-28 |  | D |  |  | 95823482;98315113 |  |  |  | :12024 | 12024:12024 | main_exi_3_route_oh | CIRCUIT_BREAKER |  |  |  |  | -1.77 | 2 |  | 504449 |  | [MDSYS.SDO_GEOMETRY]
60913770 | 96032826 | EXISTING | SLUMP | 16553 | BREEZE | 5360 | C | UNKNOWN | SCE | THREE | UNKNOWN | 12KV | LOW 4 | UNKNOWN | MB |  |  |  |  | SYSTEM | 2014-01-27 | attadas |  | BREEZE SUB | VINCENT | RURALS | 2184235 | 1 | 2219542 | A | Y | N |  | -1 | I | 1984-03-01 |  | D |  |  | 96033012 |  |  |  | :16553 | 16553:16553 | main_exi_3_route_oh | CIRCUIT_BREAKER |  |  |  |  | -1.79 | 2 |  | 504449 |  | [MDSYS.SDO_GEOMETRY]
60913773 | 96032831 | EXISTING | SLURRY | 16556 | BREEZE | 5360 | C | UNKNOWN | SCE | THREE | UNKNOWN | 12KV | LOW 3 | UNKNOWN | MB |  |  |  |  | SYSTEM | 2014-01-27 | attadas |  | BREEZE SUB | VINCENT | RURALS | 2190822 | 2 | 2219542 | A | Y | N |  | -1 | I | 1984-02-01 |  | D |  |  | 96032836 |  |  |  | :16556 | 16556:16556 | main_exi_3_route_oh | CIRCUIT_BREAKER |  |  |  |  | -1.79 | 2 |  | 504449 |  | [MDSYS.SDO_GEOMETRY]
60913118 | 60681094 | EXISTING | MARGUERITA | 11210 | ALHAMBRA | 5101 | D | NO | SCE | THREE | UNKNOWN | 16KV | LOW 5 | UNKNOWN | MB | UNKNOWN | UNKNOWN |  |  | SYSTEM | 2017-11-03 | murilljl |  | CONSOLIDATED | MESA | METRO EAST | 2170886 | 2 | 2218972 | M | Y | N |  | -1 | I | 1950-01-01 |  | D |  | 60681101 | 60711471 |  |  |  | :11210 | 11210:11210 | main_exi_3_route_oh | CIRCUIT_BREAKER |  |  |  |  | -1.77 | 3 |  | 504449 |  | [MDSYS.SDO_GEOMETRY]
60913119 | 60692998 | EXISTING | TEACHER | 17597 | PLACENTIA | 5889 | D | NO | SCE | THREE | UNKNOWN | 12KV | LOW 4 | UNKNOWN | MB | UNKNOWN | UNKNOWN |  |  | SYSTEM | 2014-09-08 | merugusn |  | CONSOLIDATED | VILLA PARK | ORANGE | 2187939 | 2 | 2220310 | A | N | N |  | -1 | I | 1964-12-01 |  | D |  | 60693008 | 60706333;60706334 |  |  |  | :17597 | 17597:17597 | main_exi_3_route_oh | CIRCUIT_BREAKER |  |  |  |  | 0.38 | 2 |  | 504449 |  | [MDSYS.SDO_GEOMETRY]
60913120 | 60699775 | EXISTING | HAWK | 8193 | TALBERT | 5853 | D | NO | SCE | THREE | UNKNOWN | 12KV | LOW 3 | UNKNOWN | MB | UNKNOWN | UNKNOWN |  |  | SYSTEM | 2015-01-01 | manthak |  | CONSOLIDATED | ELLIS | ORANGE | 2165904 |  | 2213328 | A | N | N |  | -1 | I | 1960-01-01 |  | D |  | 60699785 | 60796605;60796606 |  |  |  | :08193 | 08193:08193 | main_exi_3_route_oh | CIRCUIT_BREAKER |  |  |  |  | -1.78 | 2 |  | 504449 |  | [MDSYS.SDO_GEOMETRY]
60913121 | 60706722 | EXISTING | TEE | 17606 | GILBERT | 5833 | D | NO | SCE | THREE | UNKNOWN | 12KV | LOW 11 | UNKNOWN | MB | UNKNOWN | UNKNOWN |  |  | SYSTEM | 2014-09-10 | rajendrs |  | CONSOLIDATED | VILLA PARK | ORANGE | 2190956 | 2 | 2220202 | A | N | N |  | -1 | I | 1985-07-01 |  | D |  | 60706732 | 60774106;60774107 |  |  |  | :17606 | 17606:17606 | main_exi_3_route_oh | CIRCUIT_BREAKER |  |  |  |  | 0.39 | 2 |  | 504449 |  | [MDSYS.SDO_GEOMETRY]
60913127 | 60713161 | EXISTING | JUPITER | 9415 | BLUFF COVE | 5266 | D | NO | SCE | THREE | UNKNOWN | 4KV | LOW 4 | UNKNOWN | MB | UNKNOWN | UNKNOWN |  |  | SYSTEM | 2015-04-03 | manthak |  | CONSOLIDATED | EL NIDO | METRO WEST | 2162028 |  | 2214680 | A | N | Y |  | -1 | I | 1961-11-01 |  | D |  | 60713168 | 60749835;60749836 |  | 141110040 |  | :09415 | 09415:09415 | main_exi_3_route_oh | CIRCUIT_BREAKER |  |  |  |  | -1.75 | 3 |  | 504449 |  | [MDSYS.SDO_GEOMETRY]
60913128 | 60725355 | EXISTING | TRACK | 18070 | MICHILLINDA | 5133 | D | NO | SCE | THREE | UNKNOWN | 4KV | LOW 2 | UNKNOWN | MB | UNKNOWN | UNKNOWN |  |  | SYSTEM | 2016-11-16 | beealdb |  | CONSOLIDATED | MESA | METRO EAST | 2188448 | 1 | 2216732 | A | N | Y | 234 | -1 | I | 1950-01-01 |  | D |  | 60725365 | 60740500 |  |  |  | :18070 | 18070:18070 | main_exi_3_route_oh | CIRCUIT_BREAKER |  |  |  |  | -1.78 | 3 |  | 504449 |  | [MDSYS.SDO_GEOMETRY]
60913129 | 60727776 | EXISTING | MARQUIS | 11256 | THORNHILL | 8004 | D | NO | SCE | THREE | UNKNOWN | 12KV | LOW 2 | UNKNOWN | MB | UNKNOWN | UNKNOWN |  |  | SYSTEM | 2014-05-02 | yallasv |  | CONSOLIDATED | DEVERS | DESERT | 2178106 |  | 2220356 | A | N | N |  | -1 | I | 1991-04-02 |  | D |  | 60727783 | 60782841 |  |  |  | :11256 | 11256:11256 | main_exi_3_route_oh | CIRCUIT_BREAKER |  |  |  |  | -1.85 | 3 |  | 504449 |  | [MDSYS.SDO_GEOMETRY]
60913130 | 60741446 | EXISTING | TRACTOR | 18073 | DECLEZ | 5615 | D | NO | SCE | THREE | UNKNOWN | 12KV | LOW 4 | UNKNOWN | MB | UNKNOWN | UNKNOWN |  |  | SYSTEM | 2014-06-27 | simhadk |  | CONSOLIDATED | VISTA | DESERT | 2188529 | 1 | 2219794 |  | N | N |  | -1 | I | 1994-06-06 |  | D |  | 60741453 | 60844296 |  |  |  | :18073 | 18073:18073 | main_exi_3_route_oh | CIRCUIT_BREAKER |  |  |  |  | -1.8 | 3 |  | 504449 |  | [MDSYS.SDO_GEOMETRY]
60913131 | 60766031 | EXISTING | JURY | 9423 | CORNUTA | 5723 | D | NO | SCE | THREE | UNKNOWN | 12KV | LOW 4 | UNKNOWN | MB | UNKNOWN | UNKNOWN |  |  | SYSTEM | 2015-02-27 | yallasv |  | CONSOLIDATED | LIGHTHIPE | METRO WEST | 2162189 |  | 2215298 | A | N | Y | 229 | -1 | I | 1965-10-01 |  | D |  | 60766041 | 60882422 |  |  |  | :09423 | 09423:09423 | main_exi_3_route_oh | CIRCUIT_BREAKER |  |  |  |  | -1.77 | 3 |  | 504449 |  | [MDSYS.SDO_GEOMETRY]
60913132 | 60775515 | EXISTING | TELLER | 17636 | CABRILLO | 5879 | D | NO | SCE | THREE | UNKNOWN | 12KV | LOW 19 | UNKNOWN | MB | UNKNOWN | UNKNOWN |  |  | SYSTEM | 2015-01-07 | rajendrs |  | CONSOLIDATED | ELLIS | ORANGE | 2187942 | 2 | 2220290 | A | N | N |  | -1 | I | 1994-06-01 |  | D |  | 60775522 | 60904014;149896305 |  |  |  | :17636 | 17636:17636 | main_exi_3_route_oh | CIRCUIT_BREAKER |  |  |  |  | -1.78 | 3 |  | 504449 |  | [MDSYS.SDO_GEOMETRY]
60913133 | 60797723 | EXISTING | HAZELNUT | 8252 | CHESTNUT | 5861 | D | NO | SCE | THREE | UNKNOWN | 12KV | LOW 14 | UNKNOWN | MB | UNKNOWN | UNKNOWN |  |  | SYSTEM | 2014-10-25 | attadas |  | CONSOLIDATED | ELLIS | ORANGE | 2165907 | 1 | 2215608 | A | N | Y | 230 | -1 | I | 1985-06-01 |  | D |  | 60797730 | 60933643;60933644 |  |  |  | :08252 | 08252:08252 | main_exi_3_route_oh | CIRCUIT_BREAKER |  |  |  |  | 0.38 | 2 |  | 504449 |  | [MDSYS.SDO_GEOMETRY]
60913134 | 60799086 | EXISTING | MATEUS | 11339 | PEPPER | 8021 | D | NO | SCE | THREE | UNKNOWN | 12KV | LOW 6 | UNKNOWN | MB | UNKNOWN | UNKNOWN |  |  | SYSTEM | 2017-09-26 | rezag |  | CONSOLIDATED | VISTA | DESERT | 2185145 |  | 2215752 | A | N | Y | 241 | -1 | I | 1985-06-01 |  | D |  | 60799096 | 60833682 |  |  |  | :11339 | 11339:11339 | main_exi_3_route_oh | CIRCUIT_BREAKER |  |  |  |  | -1.81 | 3 |  | 504449 |  | [MDSYS.SDO_GEOMETRY]
60913135 | 60825038 | EXISTING | BLUEWATER | 21056 | WESBASIN | 8820 | C | NO | SCE | THREE | UNKNOWN | 16KV | LOW 1 | UNKNOWN | MB | UNKNOWN | UNKNOWN |  |  | SYSTEM | 2015-03-06 | attiliv |  | CONSOLIDATED | EL NIDO | METRO WEST | 2191122 |  | 2216206 | A | Y | N |  | -1 | I | 1994-03-03 |  | D |  | 60825048 | 60826844 |  |  |  | :21056 | 21056:21056 | main_exi_3_route_oh | CIRCUIT_BREAKER |  |  |  |  | -1.76 | 1.5 |  | 504449 |  | [MDSYS.SDO_GEOMETRY]
60913136 | 60827040 | EXISTING | JETWATER | 21058 | MOBILOIL | 5229 | C | NO | SCE | THREE | UNKNOWN | 12KV | LOW 4 | UNKNOWN | MB | UNKNOWN | UNKNOWN |  |  | SYSTEM | 2015-04-21 | beealdb |  | CONSOLIDATED | EL NIDO | METRO WEST | 2190495 | 1 | 2212312 | A | N | N |  | -1 | I | 1993-12-01 |  | D |  | 60827047 | 60827112 |  |  |  | :21058 | 21058:21058 | main_exi_3_route_oh | CIRCUIT_BREAKER |  |  |  |  | -1.76 | 2 |  | 504449 |  | [MDSYS.SDO_GEOMETRY]
60914102 | 140883515 | EXISTING | ASHLEY | 801 | ASHLEY P.T. | 7020 | A | UNKNOWN | SCE | THREE | UNKNOWN | 4KV | LOW 1 | UNKNOWN | MB |  |  |  |  | SYSTEM | 2013-10-30 | manthak |  |  | GOLETA | NORTH COAST | 2142519 |  | 2121056 | N | N | N |  | -1 | I | 2009-10-21 |  | D |  |  | 140884065 |  |  |  | :00801 | 00801:00801 | main_exi_3_route_oh | CIRCUIT_BREAKER |  |  |  |  | -1.61 | 2 |  | 504449 |  | [MDSYS.SDO_GEOMETRY]
60914103 | 141999989 | EXISTING | FOGG | 6595 | TULARE | 5328 | D | UNKNOWN | SCE | THREE | UNKNOWN | 12KV | LOW 14 | UNKNOWN | MB |  |  |  |  | SYSTEM | 2014-05-08 | merugusn |  |  | SAN JOAQUIN | SAN JOAQUIN | 2152210 |  | 2212542 | A | N | N |  | -1 | I | 2010-04-13 |  | D |  |  | 142000244;148525141 |  |  |  | :06595 | 06595:06595 | main_exi_3_route_oh | CIRCUIT_BREAKER |  |  |  |  | -1.79 | 2 |  | 504449 |  | [MDSYS.SDO_GEOMETRY]
60914104 | 142317108 | EXISTING | VIMINAL | 18765 | FARRELL | 8016 | D | UNKNOWN | SCE | THREE | UNKNOWN | 12KV | LOW 1 | UNKNOWN | MB |  |  |  |  | SYSTEM | 2014-05-14 | merugusn |  |  | DEVERS | DESERT | 2190209 |  | 2220394 | A | N | N |  | -1 | I | 2009-12-08 |  | D |  |  | 141506325;142317120 |  |  |  | :18765 | 18765:18765 | main_exi_3_route_oh | CIRCUIT_BREAKER |  |  |  |  | -2.1 | 2 |  | 504449 |  | [MDSYS.SDO_GEOMETRY]
60914110 | 143563476 | EXISTING | TURTLE | 18334 | CABRILLO | 5879 | D | UNKNOWN | SCE | THREE | UNKNOWN | 12KV | LOW 3 | UNKNOWN | MB |  |  |  |  | SYSTEM | 2014-09-22 | bessar |  |  | ELLIS | ORANGE | 2190989 | 1 | 2220290 | A | N | N |  | -1 | I | 2010-04-13 |  | D |  |  | 143563705;143563706 |  |  |  | :18334 | 18334:18334 | main_exi_3_route_oh | CIRCUIT_BREAKER |  |  |  |  | 47.13 | 2 |  | 504449 |  | [MDSYS.SDO_GEOMETRY]
60914111 | 143627861 | EXISTING | PRYOR | 14473 | ETIWANDA | 5096 | D | UNKNOWN | SCE | THREE | UNKNOWN | 12KV | LOW 14 | UNKNOWN | MB |  |  |  |  | SYSTEM | 2014-06-12 | yallasv |  |  | VISTA | DESERT | 2180118 |  | 2212014 | A | N | N |  | -1 | I | 2010-04-28 |  | D |  |  | 143627876;148718176 |  |  |  | :14473 | 14473:14473 | main_exi_3_route_oh | CIRCUIT_BREAKER |  |  |  |  | -91.3 | 2 |  | 504449 |  | [MDSYS.SDO_GEOMETRY]
60914112 | 143741808 | EXISTING | PRIMERO | 14406 | VIEJO | 5083 | D | UNKNOWN | SCE | THREE | UNKNOWN | 12KV | LOW 9 | UNKNOWN | MB |  |  |  |  | SYSTEM | 2014-09-08 | bodduvh |  |  | ELLIS | ORANGE | 2180114 |  | 2211936 | A | N | N |  | -1 | I | 2010-04-13 |  | D |  |  | 143741816;143741817 |  |  |  | :14406 | 14406:14406 | main_exi_3_route_oh | CIRCUIT_BREAKER |  |  |  |  | 178.07 | 2 |  | 504449 |  | [MDSYS.SDO_GEOMETRY]
60914113 | 143803764 | EXISTING | MAULHARDT | 11351 | GONZALES | 5587 | D | UNKNOWN | SCE | THREE | UNKNOWN | 16KV | LOW 8 | UNKNOWN | MB |  |  |  |  | SYSTEM | 2013-12-10 | ankarlr |  |  | SANTA CLARA | NORTH COAST | 2172262 |  | 2212826 | A | N | N |  | -1 | I | 2010-03-17 |  | D |  |  | 143804222 |  |  |  | :11351 | 11351:11351 | main_exi_3_route_oh | CIRCUIT_BREAKER |  |  |  |  | -91.73 | 3 |  | 504449 |  | [MDSYS.SDO_GEOMETRY]
60914114 | 143986637 | EXISTING | FOXGLOVE | 6701 | BARRE | 5081 | D | UNKNOWN | SCE | THREE | UNKNOWN | 12KV | LOW 16 | UNKNOWN | MB |  |  |  |  | SYSTEM | 2014-10-31 | simhadk |  |  | VILLA PARK | ORANGE | 2159681 |  | 2218876 | M | N | N |  | -1 | I | 2010-01-05 |  | D |  |  | 143986674;143986675 |  |  |  | :06701 | 06701:06701 | main_exi_3_route_oh | CIRCUIT_BREAKER |  |  |  |  | 177.72 | 2 |  | 504449 |  | [MDSYS.SDO_GEOMETRY]
60914115 | 144014052 | EXISTING | STOCKCAR | 17033 | BLOOMINGTON | 5620 | D | UNKNOWN | SCE | THREE | UNKNOWN | 12KV | LOW 1 | UNKNOWN | MB |  |  |  |  | SYSTEM | 2014-07-14 | bessar |  |  | VISTA | DESERT | 2189631 | 1 | 2217458 | A | N | N |  | -1 | I | 2010-04-28 |  | D |  |  | 144014068;150577854;152548987 |  |  |  | :17033 | 17033:17033 | main_exi_3_route_oh | CIRCUIT_BREAKER |  |  |  |  | -90.63 | 2 |  | 504449 |  | [MDSYS.SDO_GEOMETRY]
60914116 | 144029731 | EXISTING | SDGE 521 | 30521 | SDGE AVOCADO | 4089 | F | UNKNOWN | SCE | THREE | UNKNOWN | 12KV | LOW 3 | UNKNOWN | MB |  |  |  |  | SYSTEM | 2015-07-15 | lantzmk |  |  | VALLEY | SAN JACINTO | 2190652 |  | 2274156 | A | N | N |  | -1 | I | 1970-01-01 |  | D |  |  | 144029757 |  |  |  | :30521 | 30521:30521 | main_exi_3_route_oh | CIRCUIT_BREAKER |  |  |  |  | 0 | 2 |  | 504449 |  | [MDSYS.SDO_GEOMETRY]
60914117 | 144113296 | EXISTING | DANGERFIELD | 4645 | ETIWANDA | 5096 | D | UNKNOWN | SCE | THREE | UNKNOWN | 12KV | LOW 22 | UNKNOWN | MB |  |  |  |  | SYSTEM | 2014-05-10 | kallurr |  |  | VISTA | DESERT | 2144746 |  | 2212014 | A | N | N |  | -1 | I | 2010-04-28 |  | D |  |  | 144113311;148914449 |  |  |  | :04645 | 04645:04645 | main_exi_3_route_oh | CIRCUIT_BREAKER |  |  |  |  | -45.79 | 2 |  | 504449 |  | [MDSYS.SDO_GEOMETRY]
60914118 | 144141288 | EXISTING | WOOKIE | 19658 | SHUTTLE | 5522 | D | UNKNOWN | SCE | THREE | UNKNOWN | 12KV | LOW 12 | UNKNOWN | MB |  |  |  |  | SYSTEM | 2013-11-22 | kallurr |  |  | VINCENT | NORTH COAST | 2190707 | 2 | 2212678 | A | N | N |  | -1 | I | 2010-07-01 |  | D |  |  | 144141566;149565006 |  |  |  | :19658 | 19658:19658 | main_exi_3_route_oh | CIRCUIT_BREAKER |  |  |  |  | -1.72 | 2.5 |  | 504449 |  | [MDSYS.SDO_GEOMETRY]
60914119 | 144269812 | EXISTING | SAVORY | 15945 | NELSON | 8038 | D | UNKNOWN | SCE | THREE | UNKNOWN | 12KV | LOW 14 | UNKNOWN | MB |  |  |  |  | SYSTEM | 2014-08-13 | rajendrs |  |  | VALLEY | SAN JACINTO | 2183312 |  | 2215814 | A | N | N |  | -1 | I | 2009-12-21 |  | D |  |  | 144269817;144269818 |  |  |  | :15945 | 15945:15945 | main_exi_3_route_oh | CIRCUIT_BREAKER |  |  |  |  | -1.71 | 2.5 |  | 504449 |  | [MDSYS.SDO_GEOMETRY]
60914120 | 144351533 | EXISTING | PIMIENTO | 14091 | PIMIENTO P.T. | 7681 | A | UNKNOWN | SCE | THREE | UNKNOWN | 4KV | LOW 1 | UNKNOWN | MB |  |  |  |  | SYSTEM | 2013-10-29 | inneswm |  |  | GOLETA | NORTH COAST | 2181113 |  | 2125314 | N | N | N |  | -1 | I | 2010-01-26 |  | D |  |  | 144351541 |  |  |  | :14091 | 14091:14091 | main_exi_3_route_oh | CIRCUIT_BREAKER |  |  |  |  | -90.05 | 2 |  | 504449 |  | [MDSYS.SDO_GEOMETRY]
60914126 | 144368588 | EXISTING | MONACO | 12081 | MONACO U.G.S. | 7528 | A | UNKNOWN | SCE | THREE | UNKNOWN | 4KV | LOW 1 | UNKNOWN | MB |  |  |  |  | SYSTEM | 2015-04-24 | attadas |  |  | EL NIDO | METRO WEST | 2172943 |  | 2124884 | N | N | N |  | -1 | I | 1967-12-01 |  | D |  |  | 144368642 |  |  |  | :12081 | 12081:12081 | main_exi_3_route_oh | CIRCUIT_BREAKER |  |  |  |  | 0 | 2 |  | 504449 |  | [MDSYS.SDO_GEOMETRY]
60913456 | 63721333 | EXISTING | VILLAGE | 18760 | EUCLID | 5644 | D | NO | SCE | THREE | UNKNOWN | 4KV | LOW 4 | UNKNOWN | MB | UNKNOWN | UNKNOWN |  |  | SYSTEM | 2014-06-11 | yallasv |  | CONSOLIDATED | MIRA LOMA | METRO EAST | 2191012 |  | 2212952 |  |  |  |  | -1 | I | 1950-01-01 |  | D |  | 63721343 | 63744230;63744231 |  |  |  | :18760 | 18760:18760 | main_exi_3_route_oh | CIRCUIT_BREAKER |  |  |  |  | -1.8 | 2 |  | 504449 |  | [MDSYS.SDO_GEOMETRY]
60913458 | 63723888 | EXISTING | DYNAMICS | 5479 | GENAMIC | 5139 | D | NO | SCE | THREE | UNKNOWN | 12KV | LOW 1 | UNKNOWN | MB | UNKNOWN | UNKNOWN |  |  | SYSTEM | 2016-05-16 | krumwimg |  | CONSOLIDATED | VISTA | DESERT | 2167411 |  | 2216742 |  |  |  |  | -1 | I | 1988-08-01 |  | D |  | 63723898 | 63724537 |  |  |  | :05479 | 05479:05479 | main_exi_3_route_oh | CIRCUIT_BREAKER |  |  |  |  | -1.8 | 2 |  | 504449 |  | [MDSYS.SDO_GEOMETRY]
60913459 | 63730518 | EXISTING | WAINWRIGHT | 18927 | MACARTHUR | 5874 | D | NO | SCE | THREE | UNKNOWN | 12KV | LOW 10 | UNKNOWN | MB | UNKNOWN | UNKNOWN |  |  | SYSTEM | 2014-09-17 | bodduvh |  | CONSOLIDATED | ELLIS | ORANGE | 2191022 |  | 2215638 | A | Y | N |  | -1 | I | 1975-05-01 |  | D |  | 63730525 | 63760431;63760432 |  |  |  | :18927 | 18927:18927 | main_exi_3_route_oh | CIRCUIT_BREAKER |  |  |  |  | -1.78 | 3 |  | 504449 |  | [MDSYS.SDO_GEOMETRY]
60913460 | 63753879 | EXISTING | VISE | 18818 | INDUSTRY | 5191 | D | NO | SCE | THREE | UNKNOWN | 12KV | LOW 1 | UNKNOWN | MB | UNKNOWN | UNKNOWN |  |  | SYSTEM | 2017-09-19 | krumwimg |  | CONSOLIDATED | MIRA LOMA | METRO EAST | 2190212 | 1 | 2216832 |  | N |  |  | -1 | I | 1991-03-21 |  | D |  | 63753889 | 63786102 |  |  |  | :18818 | 18818:18818 | main_exi_3_route_oh | CIRCUIT_BREAKER |  |  |  |  | -1.78 | 3 |  | 504449 |  | [MDSYS.SDO_GEOMETRY]
60913461 | 63761111 | EXISTING | WAITE | 18929 | SKYLARK | 8088 | D | NO | SCE | THREE | UNKNOWN | 12KV | LOW 8 | UNKNOWN | MB | UNKNOWN | UNKNOWN |  |  | SYSTEM | 2014-07-25 | aminencn |  | CONSOLIDATED | VALLEY | SAN JACINTO | 2190215 |  | 2220574 | A | N | N |  | -1 | I | 1992-05-06 |  | D |  | 63761121 | 63827568;63827569 |  | 63810113 |  | :18929 | 18929:18929 | main_exi_3_route_oh | CIRCUIT_BREAKER |  |  |  |  | -1.81 | 3 |  | 504449 |  | [MDSYS.SDO_GEOMETRY]
60913462 | 63796419 | EXISTING | VITAMIN | 18821 | TIMOTEO | 5604 | D | NO | SCE | THREE | UNKNOWN | 12KV | LOW 1 | UNKNOWN | MB | UNKNOWN | UNKNOWN |  |  | SYSTEM | 2014-06-24 | delriokm |  | CONSOLIDATED | VISTA | DESERT | 2190669 | 1 | 2217420 |  | N | N |  | -1 | I | 1992-06-12 |  | D |  | 63796426 | 63861317 |  |  |  | :18821 | 18821:18821 | main_exi_3_route_oh | CIRCUIT_BREAKER |  |  |  |  | -1.81 | 3 |  | 504449 |  | [MDSYS.SDO_GEOMETRY]
60913463 | 63805848 | EXISTING | JUAREZ | 9363 | BREA | 8802 | D | NO | SCE | THREE | UNKNOWN | 12KV | LOW 3 | UNKNOWN | MB | UNKNOWN | UNKNOWN |  |  | SYSTEM | 2018-01-12 | thompsma |  | CONSOLIDATED | VILLA PARK | ORANGE | 2169286 |  | 2216194 | A | N | N |  | -1 | I | 1985-09-01 |  | D |  | 63805855 | 63846607 |  |  |  | :09363 | 09363:09363 | main_exi_3_route_oh | CIRCUIT_BREAKER |  |  |  |  | 0.38 | 2 |  | 504449 |  | [MDSYS.SDO_GEOMETRY]
60913464 | 63829385 | EXISTING | WARRIORS | 19028 | TEAM | 8808 | D | NO | SCE | THREE | UNKNOWN | 12KV | LOW 6 | UNKNOWN | MB | UNKNOWN | UNKNOWN |  |  | SYSTEM | 2018-01-08 | thompsma |  | CONSOLIDATED | VILLA PARK | ORANGE | 2188699 |  | 2220830 | A | N | N |  | -1 | I | 1986-06-01 |  | D |  | 63829392 | 63873105 |  |  |  | :19028 | 19028:19028 | main_exi_3_route_oh | CIRCUIT_BREAKER |  |  |  |  | -1.77 | 3 |  | 504449 |  | [MDSYS.SDO_GEOMETRY]
60913466 | 63862990 | EXISTING | VOLTURNO | 18843 | FARRELL | 8016 | D | NO | SCE | THREE | UNKNOWN | 12KV | LOW 6 | UNKNOWN | MB | UNKNOWN | UNKNOWN |  |  | SYSTEM | 2014-05-22 | aminencn |  | CONSOLIDATED | DEVERS | DESERT | 2188613 |  | 2220394 | A | N | N |  | -1 | I | 1968-06-01 |  | D |  | 63863000 | 63895711;164419830 |  |  |  | :18843 | 18843:18843 | main_exi_3_route_oh | CIRCUIT_BREAKER |  |  |  |  | -1.85 | 3 |  | 504449 |  | [MDSYS.SDO_GEOMETRY]
60913468 | 63891255 | EXISTING | WATERFIELD | 19044 | BROOKHURST | 5854 | D | NO | SCE | THREE | UNKNOWN | 12KV | LOW 1 | UNKNOWN | MB | UNKNOWN | UNKNOWN |  |  | SYSTEM | 2017-11-16 | thompsma |  | CONSOLIDATED | ELLIS | ORANGE | 2188702 |  | 2213330 | A | N | Y | 234 | -1 | I | 1981-04-01 |  | D |  | 63891265 | 63961569 |  |  |  | :19044 | 19044:19044 | main_exi_3_route_oh | CIRCUIT_BREAKER |  |  |  |  | -1.78 | 3 |  | 504449 |  | [MDSYS.SDO_GEOMETRY]
60913469 | 63896507 | EXISTING | VON | 18846 | DALTON | 5188 | D | NO | SCE | THREE | UNKNOWN | 12KV | LOW 9 | UNKNOWN | MB | UNKNOWN | UNKNOWN |  |  | SYSTEM | 2014-11-18 | merugusn |  | CONSOLIDATED | MESA | METRO EAST | 2188614 |  | 2216828 | M | N | Y | 108 | -1 | I | 1965-04-01 |  | D |  | 63896517 | 63917693 |  |  |  | :18846 | 18846:18846 | main_exi_3_route_oh | CIRCUIT_BREAKER |  |  |  |  | -1.78 | 3 |  | 504449 |  | [MDSYS.SDO_GEOMETRY]
60913470 | 63900499 | EXISTING | KADICE | 9429 | MAYBERRY | 8089 | D | NO | SCE | THREE | UNKNOWN | 12KV | LOW 5 | UNKNOWN | MB | UNKNOWN | UNKNOWN |  |  | SYSTEM | 2014-08-02 | bodduvh |  | 720A / 180A | VALLEY | SAN JACINTO | 2162190 | 2 | 2215898 | A | N | N |  | -1 | I | 1993-05-15 |  | D |  | 63900506 | 63974126;63974127 |  |  |  | :09429 | 09429:09429 | main_exi_3_route_oh | CIRCUIT_BREAKER |  |  |  |  | -1.83 | 3 |  | 504449 |  | [MDSYS.SDO_GEOMETRY]
60913777 | 96347742 | EXISTING | MALLET | 11012 | RAILROAD | 5196 | D | UNKNOWN | SCE | THREE | UNKNOWN | 12KV | LOW 14 | UNKNOWN | MB |  |  |  |  | SYSTEM | 2014-06-18 | bodduvh |  |  | MIRA LOMA | METRO EAST | 2171872 | 1 | 2216842 | A | N | N |  | -1 | I | 2005-07-01 |  | D |  |  | 96347747;102368301 |  |  |  | :11012 | 11012:11012 | main_exi_3_route_oh | CIRCUIT_BREAKER |  |  |  |  | -1.79 | 2 |  | 504449 |  | [MDSYS.SDO_GEOMETRY]
60913778 | 96355841 | EXISTING | SUBWAY | 17164 | RAILROAD | 5196 | D | UNKNOWN | SCE | THREE | N/A | 12KV | LOW 15 | UNKNOWN | MB |  |  |  |  | SYSTEM | 2014-07-26 | simhadk |  |  | MIRA LOMA | METRO EAST | 2189926 | 1 | 2216842 | A | N | N |  | -1 | I | 2005-07-01 |  | D |  |  | 96355846;98613738 |  |  |  | :17164 | 17164:17164 | main_exi_3_route_oh | CIRCUIT_BREAKER |  |  |  |  | -1.79 | 2 |  | 504449 |  | [MDSYS.SDO_GEOMETRY]
60913779 | 96641381 | EXISTING | QUEENSLAND | 14584 | LANCASTER | 5514 | D | UNKNOWN | SCE | THREE | UNKNOWN | 12KV | LOW 12 | UNKNOWN | MB |  |  |  |  | SYSTEM | 2013-11-20 | kotakr |  |  | VINCENT | NORTH COAST | 2190522 | 2 | 2212660 | S | N | N |  | -1 | I | 2005-11-01 |  | D |  |  | 96350792;96641465 |  |  |  | :14584 | 14584:14584 | main_exi_3_route_oh | CIRCUIT_BREAKER |  |  |  |  | -1.79 | 3.5 |  | 504449 |  | [MDSYS.SDO_GEOMETRY]
60913780 | 98231871 | EXISTING | BREAKWATER | 2182 | DRYDEN P.T. | 7181 | A | UNKNOWN | SCE | THREE | UNKNOWN | 12KV | LOW 3 | UNKNOWN | MB |  |  |  |  | SYSTEM | 2014-08-21 | yallasv |  |  | VALLEY | SAN JACINTO | 2134914 |  | 2123113 | N | N | N |  | -1 | I | 2006-05-20 |  | D |  |  | 98232195;98568402 |  |  |  | :02182 | 02182:02182 | main_exi_3_route_oh | CIRCUIT_BREAKER |  |  |  |  | -1.81 | 2 |  | 504449 |  | [MDSYS.SDO_GEOMETRY]
60913781 | 98231876 | EXISTING | STILLWATER | 17026 | DRYDEN P.T. | 7181 | A | UNKNOWN | SCE | THREE | UNKNOWN | 12KV | LOW 7 | UNKNOWN | MB |  |  |  |  | SYSTEM | 2014-08-25 | yallasv |  |  | VALLEY | SAN JACINTO | 2190924 |  | 2123113 | N | N | N |  | -1 | I | 2006-05-20 |  | D |  |  | 98231898;101879030 |  |  |  | :17026 | 17026:17026 | main_exi_3_route_oh | CIRCUIT_BREAKER |  |  |  |  | -1.81 | 2 |  | 504449 |  | [MDSYS.SDO_GEOMETRY]
60913782 | 98350381 | EXISTING | SCRAPPER | 16018 | QUARTZ HILL | 5566 | D | UNKNOWN | SCE | THREE | UNKNOWN | 12KV | LOW 7 | UNKNOWN | MB |  |  |  |  | SYSTEM | 2013-11-19 | punukos |  |  | VINCENT | NORTH COAST | 2183888 |  | 2219714 | A | N | N |  | -1 | I | 2006-04-18 |  | D |  |  | 98350540;98780110 |  |  |  | :16018 | 16018:16018 | main_exi_3_route_oh | CIRCUIT_BREAKER |  |  |  |  | -1.78 | 2 |  | 504449 |  | [MDSYS.SDO_GEOMETRY]
60913783 | 98368730 | EXISTING | ANZAR | 620 | MWD LAKE MATHEWS | 1045 | D | UNKNOWN | SCE | THREE | UNKNOWN | 33KV | HIGH 1 | UNKNOWN | MB |  |  |  |  | SYSTEM | 2014-05-16 | attadas |  |  | MIRA LOMA | METRO EAST | 2129877 |  | 2274071 | N | N | N |  | -1 | I | 1983-06-01 |  | D |  |  | 98368742 |  |  |  | :00620 | 00620:00620 | main_exi_3_route_oh | CIRCUIT_BREAKER |  |  |  |  | -1.81 | 4 |  | 504449 |  | [MDSYS.SDO_GEOMETRY]
60913784 | 98473823 | EXISTING | ELSWORTH | 5855 | ALESSANDRO | 8024 | D | UNKNOWN | SCE | THREE | UNKNOWN | 12KV | LOW 9 | UNKNOWN | MB |  |  |  |  | SYSTEM | 2014-07-11 | aminencn |  |  | VALLEY | SAN JACINTO | 2148308 | 5 | 2218086 | A | N | N |  | -1 | I | 2006-09-15 |  | D |  |  | 98503041;101495422 |  |  |  | :05855 | 05855:05855 | main_exi_3_route_oh | CIRCUIT_BREAKER |  |  |  |  | -1.82 | 2.5 |  | 504449 |  | [MDSYS.SDO_GEOMETRY]
60913785 | 98530830 | EXISTING | WHITENDALE | 19261 | OAK GROVE | 5337 | D | UNKNOWN | SCE | THREE | UNKNOWN | 12KV | LOW 12 | UNKNOWN | MB |  |  |  |  | SYSTEM | 2014-03-25 | aminencn |  |  | SAN JOAQUIN | SAN JOAQUIN | 2191040 | 2 | 2217124 | A | N | N |  | -1 | I | 2006-06-01 |  | D |  |  | 98531300;99577512 |  |  |  | :19261 | 19261:19261 | main_exi_3_route_oh | CIRCUIT_BREAKER |  |  |  |  | -1.79 | 2.5 |  | 504449 |  | [MDSYS.SDO_GEOMETRY]
60913786 | 98536223 | EXISTING | GRAPEVINE PEAK | 7511 | GRAPEVINE PEAK P.T. | 7324 | F | UNKNOWN | SCE | THREE | UNKNOWN | 2.4KV | LOW 1 | UNKNOWN | MB |  |  |  |  | SYSTEM | 2015-07-31 | lantzmk |  |  | VINCENT | NORTH COAST | 2158434 |  | 2273845 | N | N | N |  | -1 | I | 1990-01-01 |  | D |  |  | 98536274 |  |  |  | :07511 | 07511:07511 | main_exi_3_route_oh | CIRCUIT_BREAKER |  |  |  |  | -1.76 | 8.5 |  | 504449 |  | [MDSYS.SDO_GEOMETRY]
60913787 | 98585952 | EXISTING | RASMUSSEN | 14709 | OAK GROVE | 5337 | D | UNKNOWN | SCE | THREE | UNKNOWN | 12KV | LOW 11 | UNKNOWN | MB |  |  |  |  | SYSTEM | 2014-03-20 | merugusn |  |  | SAN JOAQUIN | SAN JOAQUIN | 2180196 | 2 | 2217124 | A | N | N |  | -1 | I | 2006-06-01 |  | D |  |  | 98587228 |  |  |  | :14709 | 14709:14709 | main_exi_3_route_oh | CIRCUIT_BREAKER |  |  |  |  | 0 | 2 |  | 504449 |  | [MDSYS.SDO_GEOMETRY]
60913788 | 98600124 | EXISTING | PANCHITO | 13617 | PANCHITO P.T. | 7680 | A | UNKNOWN | SCE | THREE | UNKNOWN | 4KV | LOW 1 | UNKNOWN | MB |  |  |  |  | SYSTEM | 2013-11-26 | manthak |  |  | SANTA CLARA | NORTH COAST | 2184482 |  | 2124397 | N | N | N |  | -1 | I | 2006-04-11 |  | D |  |  | 98600333 |  |  |  | :13617 | 13617:13617 | main_exi_3_route_oh | CIRCUIT_BREAKER |  |  |  |  | -1.73 | 4 |  | 504449 |  | [MDSYS.SDO_GEOMETRY]
60913789 | 98669180 | EXISTING | EFFIE | 5626 | OAK GROVE | 5337 | D | UNKNOWN | SCE | THREE | UNKNOWN | 12KV | LOW 10 | UNKNOWN | MB |  |  |  |  | SYSTEM | 2014-01-10 | kallurr |  |  | SAN JOAQUIN | SAN JOAQUIN | 2148116 | 2 | 2217124 | A | N | N |  | -1 | I | 2006-06-01 |  | D |  |  | 98670633;100800014 |  |  |  | :05626 | 05626:05626 | main_exi_3_route_oh | CIRCUIT_BREAKER |  |  |  |  | -1.79 | 3 |  | 504449 |  | [MDSYS.SDO_GEOMETRY]
60913790 | 98675878 | EXISTING | COLLINS | 3810 | MOORPARK | 5056 | D | UNKNOWN | SCE | THREE | UNKNOWN | 16KV | LOW 21 | UNKNOWN | MB |  |  |  |  | SYSTEM | 2013-12-24 | simhadk |  |  | MOORPARK | NORTH COAST | 2142710 |  | 2211770 | M | N | N |  | -1 | I | 2006-06-01 |  | D |  |  | 98676056;117041778 |  |  |  | :03810 | 03810:03810 | main_exi_3_route_oh | CIRCUIT_BREAKER |  |  |  |  | -1.75 | 2 |  | 504449 |  | [MDSYS.SDO_GEOMETRY]
60913791 | 98702795 | EXISTING | ONAGA | 13175 | YUCCA | 8022 | D | UNKNOWN | SCE | THREE | UNKNOWN | 12KV | LOW 5 | UNKNOWN | MB |  |  |  |  | SYSTEM | 2014-04-22 | merugusn |  |  | DEVERS | RURALS | 2178750 |  | 2213486 | A | N | N |  | -1 | I | 2006-06-01 |  | D |  |  | 98702800;99906149 |  |  |  | :13175 | 13175:13175 | main_exi_3_route_oh | CIRCUIT_BREAKER |  |  |  |  | -1.86 | 2 |  | 504449 |  | [MDSYS.SDO_GEOMETRY]
60913137 | 60827680 | EXISTING | RO FEED WATER | 21060 | COMPRESS | 8818 | C | NO | SCE | THREE | UNKNOWN | 12KV | LOW 4 | UNKNOWN | MB | UNKNOWN | UNKNOWN |  |  | SYSTEM | 2015-04-22 | kallurr |  | CONSOLIDATED | EL NIDO | METRO WEST | 2190458 |  | 2213924 | A | N | N |  | -1 | I | 1993-06-01 |  | D |  | 60827687 | 60827959 |  |  |  | :21060 | 21060:21060 | main_exi_3_route_oh | CIRCUIT_BREAKER |  |  |  |  | -1.76 | 2 |  | 504449 |  | [MDSYS.SDO_GEOMETRY]
60913138 | 60835498 | EXISTING | MAXIM | 11362 | COFFEE | 8171 | D | NO | SCE | THREE | UNKNOWN | 12KV | LOW 6 | UNKNOWN | MB | UNKNOWN | UNKNOWN |  |  | SYSTEM | 2014-06-28 | simhadk |  | CONSOLIDATED | DEVERS | DESERT | 2185148 |  | 2220662 | A | N | Y | 205 | -1 | I | 1979-05-01 |  | D |  | 60835505 | 60910725;60910726 |  |  |  | :11362 | 11362:11362 | main_exi_3_route_oh | CIRCUIT_BREAKER |  |  |  |  | -1.85 | 3 |  | 504449 |  | [MDSYS.SDO_GEOMETRY]
60913139 | 60859021 | EXISTING | TRAIN | 18087 | RAILROAD | 5196 | D | NO | SCE | THREE | UNKNOWN | 12KV | LOW 13 | UNKNOWN | MB | UNKNOWN | UNKNOWN |  |  | SYSTEM | 2014-09-09 | delriokm |  | CONSOLIDATED | MIRA LOMA | METRO EAST | 2188531 | 3 | 2216842 | A | N | Y | 246 | -1 | I | 1985-06-01 |  | D |  | 60859031 | 60952849;60952850 |  |  |  | :18087 | 18087:18087 | main_exi_3_route_oh | CIRCUIT_BREAKER |  |  |  |  | -1.78 | 3 |  | 504449 |  | [MDSYS.SDO_GEOMETRY]
60913140 | 60893411 | EXISTING | TANK FARM 5 | 21065 | COMPRESS | 8818 | C | NO | SCE | THREE | UNKNOWN | 12KV | LOW 9 | UNKNOWN | MB | UNKNOWN | UNKNOWN |  |  | SYSTEM | 2015-04-16 | attadas |  | CONSOLIDATED | EL NIDO | METRO WEST | 2190496 |  | 2213924 | A | N | N |  | -1 | I | 1992-08-21 |  | D |  | 60893418 | 60893523 |  |  |  | :21065 | 21065:21065 | main_exi_3_route_oh | CIRCUIT_BREAKER |  |  |  |  | -1.76 | 2 |  | 504449 |  | [MDSYS.SDO_GEOMETRY]
60913141 | 60893935 | EXISTING | TANK FARM 6 | 21066 | COMPRESS | 8818 | C | NO | SCE | THREE | UNKNOWN | 12KV | LOW 3 | UNKNOWN | MB | UNKNOWN | UNKNOWN |  |  | SYSTEM | 2015-04-21 | maxwelbw |  | CONSOLIDATED | EL NIDO | METRO WEST | 2190497 |  | 2213924 | A | N | N |  | -1 | I | 1992-08-21 |  | D |  | 60893942 | 60894046 |  |  |  | :21066 | 21066:21066 | main_exi_3_route_oh | CIRCUIT_BREAKER |  |  |  |  | -1.76 | 2 |  | 504449 |  | [MDSYS.SDO_GEOMETRY]
60913142 | 60894413 | EXISTING | MCVEIGH | 21068 | COMPRESS | 8818 | C | NO | SCE | THREE | UNKNOWN | 12KV | LOW 12 | UNKNOWN | MB | UNKNOWN | UNKNOWN |  |  | SYSTEM | 2015-04-23 | aminencn |  | CONSOLIDATED | EL NIDO | METRO WEST | 2191125 |  | 2213924 | A | Y | N |  | -1 | I | 2000-01-01 |  | D |  | 60894420 | 60894531 |  |  |  | :21068 | 21068:21068 | main_exi_3_route_oh | CIRCUIT_BREAKER |  |  |  |  | -1.76 | 2.5 |  | 504449 |  | [MDSYS.SDO_GEOMETRY]
60913143 | 60894661 | EXISTING | FUEL GAS 1 | 21070 | COMPRESS | 8818 | C | NO | SCE | THREE | UNKNOWN | 12KV | LOW 1 | UNKNOWN | MB | UNKNOWN | UNKNOWN |  |  | SYSTEM | 2015-04-17 | beealdb |  | CONSOLIDATED | EL NIDO | METRO WEST | 2190499 |  | 2213924 | A | N | N |  | -1 | I | 1993-06-01 |  | D |  | 60894668 | 60894754 |  |  |  | :21070 | 21070:21070 | main_exi_3_route_oh | CIRCUIT_BREAKER |  |  |  |  | -1.76 | 2 |  | 504449 |  | [MDSYS.SDO_GEOMETRY]
60913144 | 60895037 | EXISTING | FUEL GAS 2 | 21071 | COMPRESS | 8818 | C | NO | SCE | THREE | UNKNOWN | 12KV | LOW 6 | UNKNOWN | MB | UNKNOWN | UNKNOWN |  |  | SYSTEM | 2015-04-17 | beealdb |  | CONSOLIDATED | EL NIDO | METRO WEST | 2190500 |  | 2213924 | A | N | N |  | -1 | I | 1993-06-01 |  | D |  | 60895044 | 60895104 |  |  |  | :21071 | 21071:21071 | main_exi_3_route_oh | CIRCUIT_BREAKER |  |  |  |  | -1.76 | 2 |  | 504449 |  | [MDSYS.SDO_GEOMETRY]
60913145 | 60895375 | EXISTING | FUEL GAS 3 | 21072 | COMPRESS | 8818 | C | NO | SCE | THREE | UNKNOWN | 12KV | LOW 13 | UNKNOWN | MB | UNKNOWN | UNKNOWN |  |  | SYSTEM | 2015-04-17 | beealdb |  | CONSOLIDATED | EL NIDO | METRO WEST | 2190501 |  | 2213924 | A | N | N |  | -1 | I | 1993-06-01 |  | D |  | 60895382 | 60895451 |  |  |  | :21072 | 21072:21072 | main_exi_3_route_oh | CIRCUIT_BREAKER |  |  |  |  | -1.76 | 2 |  | 504449 |  | [MDSYS.SDO_GEOMETRY]
60913152 | 60895734 | EXISTING | FUEL GAS 4 | 21073 | COMPRESS | 8818 | C | NO | SCE | THREE | UNKNOWN | 12KV | LOW 10 | UNKNOWN | MB | UNKNOWN | UNKNOWN |  |  | SYSTEM | 2015-04-17 | beealdb |  | CONSOLIDATED | EL NIDO | METRO WEST | 2190502 |  | 2213924 | A | N | N |  | -1 | I | 1993-06-01 |  | D |  | 60895741 | 60895804 |  |  |  | :21073 | 21073:21073 | main_exi_3_route_oh | CIRCUIT_BREAKER |  |  |  |  | -1.76 | 2 |  | 504449 |  | [MDSYS.SDO_GEOMETRY]
60913153 | 60896081 | EXISTING | SIGGEN 1 | 21084 | SIGGEN | 5132 | X | NO | SCE | THREE | UNKNOWN | 12KV | LOW 1 | UNKNOWN | MB | UNKNOWN | UNKNOWN |  |  | SYSTEM | 2015-01-13 | kallurr |  | CONSOLIDATED | LIGHTHIPE | METRO WEST | 2190877 |  | 2216730 | N | N | N |  | -1 | I | 1987-06-04 |  | D |  | 60896088 | 60896207 |  |  |  | :21084 | 21084:21084 | main_exi_3_route_oh | CIRCUIT_BREAKER |  |  |  |  | -1.77 | 2 |  | 504449 |  | [MDSYS.SDO_GEOMETRY]
60913154 | 60896286 | EXISTING | MTS#1 | 21097 | DOCK | 5177 | C | NO | SCE | THREE | UNKNOWN | 25KV | LOW 3 | UNKNOWN | MB | UNKNOWN | UNKNOWN |  |  | SYSTEM | 2015-01-13 | rajendrs |  | CONSOLIDATED | LIGHTHIPE | METRO WEST | 2190508 | 1 | 2212174 | A | N | N |  | -1 | I | 2001-12-01 |  | D |  | 60896293 | 60896370 |  |  |  | :21097 | 21097:21097 | main_exi_3_route_oh | CIRCUIT_BREAKER |  |  |  |  | -1.76 | 3 |  | 504449 |  | [MDSYS.SDO_GEOMETRY]
60913155 | 60896485 | EXISTING | MTS#2 | 21098 | DOCK | 5177 | C | NO | SCE | THREE | UNKNOWN | 25KV | LOW 1 | UNKNOWN | MB | UNKNOWN | UNKNOWN |  |  | SYSTEM | 2015-01-13 | bessar |  | CONSOLIDATED | LIGHTHIPE | METRO WEST | 2191130 | 2 | 2212174 | A | N | N |  | -1 | I | 2001-12-01 |  | D |  | 60896492 | 60896569 |  |  |  | :21098 | 21098:21098 | main_exi_3_route_oh | CIRCUIT_BREAKER |  |  |  |  | -1.76 | 3 |  | 504449 |  | [MDSYS.SDO_GEOMETRY]
60913156 | 60896681 | EXISTING | MTS#3 | 21099 | DOCK | 5177 | C | NO | SCE | THREE | UNKNOWN | 25KV | LOW 2 | UNKNOWN | MB | UNKNOWN | UNKNOWN |  |  | SYSTEM | 2015-01-13 | bessar |  | CONSOLIDATED | LIGHTHIPE | METRO WEST | 2191131 | 3 | 2212174 | A | N | N |  | -1 | I | 2001-12-01 |  | D |  | 60896688 | 60896765 |  |  |  | :21099 | 21099:21099 | main_exi_3_route_oh | CIRCUIT_BREAKER |  |  |  |  | -1.76 | 3 |  | 504449 |  | [MDSYS.SDO_GEOMETRY]
60914127 | 144381456 | EXISTING | BABYLON | 921 | TENAJA | 8270 | D | UNKNOWN | SCE | THREE | UNKNOWN | 12KV | LOW 12 | UNKNOWN | MB |  |  |  |  | SYSTEM | 2014-08-20 | bodduvh |  | NEW CIRCUIT | VALLEY | SAN JACINTO | 2132716 |  | 2273862 | A | N | N |  | -1 | I | 2010-10-27 |  | D |  |  | 144381466;144381467 |  |  |  | :00921 | 00921:00921 | main_exi_3_route_oh | CIRCUIT_BREAKER |  |  |  |  | -2.3 | 2 |  | 504449 |  | [MDSYS.SDO_GEOMETRY]
60914128 | 144381461 | EXISTING | CORINTH | 4053 | TENAJA | 8270 | D | UNKNOWN | SCE | THREE | UNKNOWN | 12KV | LOW 10 | UNKNOWN | MB |  |  |  |  | SYSTEM | 2014-10-16 | bessar |  | NEW CIRCUIT | VALLEY | SAN JACINTO | 2148843 |  | 2273862 | A | N | N |  | -1 | I | 2010-10-27 |  | D |  |  | 144381495;144381496 |  |  |  | :04053 | 04053:04053 | main_exi_3_route_oh | CIRCUIT_BREAKER |  |  |  |  | -2.57 | 2 |  | 504449 |  | [MDSYS.SDO_GEOMETRY]
60914129 | 144506177 | EXISTING | SAN YSIDRO | 15851 | SAN YSIDRO P.T. | 7741 | A | UNKNOWN | SCE | THREE | UNKNOWN | 2.4KV | LOW 1 | UNKNOWN | MB |  |  |  |  | SYSTEM | 2013-10-31 | kotakr |  |  | GOLETA | NORTH COAST | 2190761 |  | 2126531 | N | N | N |  | -1 | I | 2010-01-23 |  | D |  |  | 144506182 |  |  |  | :15851 | 15851:15851 | main_exi_3_route_oh | CIRCUIT_BREAKER |  |  |  |  | 0 | 3.5 |  | 504449 |  | [MDSYS.SDO_GEOMETRY]
60914130 | 145168244 | EXISTING | CAHUILLA | 2635 | INDIAN WELLS | 8345 | D | UNKNOWN | SCE | THREE | UNKNOWN | 12KV | LOW 1 | UNKNOWN | MB |  |  |  |  | SYSTEM | 2017-10-11 | murilljl |  |  | DEVERS | DESERT | 2139452 |  | 2218478 | A | N | N |  | -1 | I | 2010-04-15 |  | D |  |  | 145168262 |  |  |  | :02635 | 02635:02635 | main_exi_3_route_oh | CIRCUIT_BREAKER |  |  |  |  | -0.77 | 2 |  | 504449 |  | [MDSYS.SDO_GEOMETRY]
60914131 | 145267144 | EXISTING | ORANGE BLOSSOM | 13201 | VENIDA | 5330 | D | UNKNOWN | SCE | THREE | UNKNOWN | 12KV | LOW 8 | UNKNOWN | MB |  |  |  |  | SYSTEM | 2014-03-11 | simhadk |  |  | SAN JOAQUIN | SAN JOAQUIN | 2189705 |  | 2217116 | A | N | N |  | -1 | I | 2010-03-30 |  | D |  |  | 145267281;148650208 |  |  |  | :13201 | 13201:13201 | main_exi_3_route_oh | CIRCUIT_BREAKER |  |  |  |  | -92.81 | 3 |  | 504449 |  | [MDSYS.SDO_GEOMETRY]
60914132 | 145673956 | EXISTING | ARIEL | 699 | TENAJA | 8270 | D | UNKNOWN | SCE | THREE | UNKNOWN | 12KV | LOW 11 | UNKNOWN | MB |  |  |  |  | SYSTEM | 2014-09-02 | kallurr |  |  | VALLEY | SAN JACINTO | 2135462 |  | 2273862 | A | N | N |  | -1 | I | 2010-10-27 |  | D |  |  | 145673961;145673962 |  |  |  | :00699 | 00699:00699 | main_exi_3_route_oh | CIRCUIT_BREAKER |  |  |  |  | 145.94 | 2 |  | 504449 |  | [MDSYS.SDO_GEOMETRY]
60914133 | 145880108 | EXISTING | FIRME | 6448 | VIEJO | 5083 | D | UNKNOWN | SCE | THREE | UNKNOWN | 12KV | LOW 8 | UNKNOWN | MB |  |  |  |  | SYSTEM | 2014-10-01 | bessar |  |  | ELLIS | ORANGE | 2158259 |  | 2211936 | A | N | N |  | -1 | I | 2010-04-13 |  | D |  |  | 145880119;145880120 |  |  |  | :06448 | 06448:06448 | main_exi_3_route_oh | CIRCUIT_BREAKER |  |  |  |  | 178.22 | 2 |  | 504449 |  | [MDSYS.SDO_GEOMETRY]
60914134 | 146653474 | EXISTING | ARMIJO | 727 | ARMIJO P.T. | 7026 | A | UNKNOWN | SCE | THREE | UNKNOWN | 12KV | LOW 1 | UNKNOWN | MB |  |  |  |  | SYSTEM | 2017-01-04 | lantzmk |  |  | LUGO | DESERT | 2135465 |  | 2121073 | N | N | N |  | -1 | I | 2010-05-20 |  | D |  |  | 146653479;151948211 |  |  |  | :00727 | 00727:00727 | main_exi_3_route_oh | CIRCUIT_BREAKER |  |  |  |  | 86.26 | 6 |  | 504449 |  | [MDSYS.SDO_GEOMETRY]
60914135 | 147387256 | EXISTING | EQUINOX | 6001 | SUN CITY | 8078 | D | UNKNOWN | SCE | THREE | UNKNOWN | 12KV | LOW 3 | UNKNOWN | MB |  |  |  |  | SYSTEM | 2014-07-30 | bessar |  |  | VALLEY | SAN JACINTO | 2150951 |  | 2220556 | A | N | N |  | -1 | I | 2011-02-16 |  | D |  |  | 147387261;147387262 |  |  |  | :06001 | 06001:06001 | main_exi_3_route_oh | CIRCUIT_BREAKER |  |  |  |  | -161.36 | 2 |  | 504449 |  | [MDSYS.SDO_GEOMETRY]
60914136 | 147857455 | EXISTING | BACKDRAFT | 929 | FIREHOUSE | 5618 | D | UNKNOWN | SCE | THREE | UNKNOWN | 12KV | LOW 15 | UNKNOWN | MB |  |  |  |  | SYSTEM | 2014-08-12 | kallurr |  |  | MIRA LOMA | METRO EAST | 2143261 |  | 2215118 |  |  |  |  | -1 | I | 2010-12-15 |  | D |  |  | 149283550;149283551 |  |  |  | :00929 | 00929:00929 | main_exi_3_route_oh | CIRCUIT_BREAKER |  |  |  |  | -179.8 | 2 |  | 504449 |  | [MDSYS.SDO_GEOMETRY]
60914137 | 147857463 | EXISTING | NOMEX | 12781 | FIREHOUSE | 5618 | D | UNKNOWN | SCE | THREE | UNKNOWN | 12KV | LOW 14 | UNKNOWN | MB |  |  |  |  | SYSTEM | 2017-10-24 | krumwimg |  |  | MIRA LOMA | METRO EAST | 2187381 |  | 2215118 |  |  |  |  | -1 | I | 2010-12-15 |  | D |  |  | 149428237 |  |  |  | :12781 | 12781:12781 | main_exi_3_route_oh | CIRCUIT_BREAKER |  |  |  |  | -90.27 | 2 |  | 504449 |  | [MDSYS.SDO_GEOMETRY]
60914143 | 147883632 | EXISTING | TURNOUT | 7109 | AQUEDUCT | 8079 | D | UNKNOWN | SCE | THREE | UNKNOWN | 12KV | LOW 8 | UNKNOWN | MB |  |  |  |  | SYSTEM | 2014-02-26 | kallurr |  |  | LUGO | DESERT | 2161196 |  | 2215878 |  |  |  |  | -1 | I | 2010-07-27 |  | D |  |  | 148921498;149274172 |  |  |  | :07109 | 07109:07109 | main_exi_3_route_oh | CIRCUIT_BREAKER |  |  |  |  | 95.7 | 2 |  | 504449 |  | [MDSYS.SDO_GEOMETRY]
60914144 | 147985336 | EXISTING | JBSHERMAN | 18326 | SAUGUS | 5051 | D | UNKNOWN | SCE | THREE | UNKNOWN | 16KV | LOW 26 | UNKNOWN | MB |  |  |  |  | SYSTEM | 2013-12-10 | kallurr |  |  | SAUGUS | NORTH COAST | 2189333 | 5 | 2211724 |  |  |  |  | -1 | I | 2010-06-23 |  | D |  |  | 147985728;147985739 |  |  |  | :18326 | 18326:18326 | main_exi_3_route_oh | CIRCUIT_BREAKER |  |  |  |  | 0 | 2 |  | 504449 |  | [MDSYS.SDO_GEOMETRY]
60914145 | 148033628 | EXISTING | INDIANAPOLIS | 8911 | TRASK | 5899 | D | UNKNOWN | SCE | THREE | UNKNOWN | 12KV | LOW 12 | UNKNOWN | MB |  |  |  |  | SYSTEM | 2014-09-26 | attadas |  |  | VILLA PARK | ORANGE | 2180371 | 1 | 2213412 |  |  |  |  | -1 | I | 2011-04-05 |  | D |  |  | 150413226;150413227 |  |  |  | :08911 | 08911:08911 | main_exi_3_route_oh | CIRCUIT_BREAKER |  |  |  |  | -1.86 | 2 |  | 504449 |  | [MDSYS.SDO_GEOMETRY]
60914146 | 148115516 | EXISTING | CHOLLITA | 3488 | CHOLLITA P.T. | 7112 | A | UNKNOWN | SCE | THREE | UNKNOWN | 12KV | LOW 1 | UNKNOWN | MB |  |  |  |  | SYSTEM | 2014-04-09 | merugusn |  |  | DEVERS | RURALS | 2157308 |  | 2123780 |  |  |  |  | -1 | I | 1984-06-01 |  | D |  |  | 148734415;149807792 |  |  |  | :03488 | 03488:03488 | main_exi_3_route_oh | CIRCUIT_BREAKER |  |  |  |  | 87.8 | 2 |  | 504449 |  | [MDSYS.SDO_GEOMETRY]
60913471 | 63919791 | EXISTING | WAHLSTROM | 18923 | RANDALL | 5601 | D | NO | SCE | THREE | UNKNOWN | 12KV | LOW 6 | UNKNOWN | MB | UNKNOWN | UNKNOWN |  |  | SYSTEM | 2014-06-12 | punukos |  | CONSOLIDATED | VISTA | DESERT | 2190214 |  | 2215076 | A | N | N |  | -1 | I | 1991-05-10 |  | D |  | 63919798 | 63997673 |  |  |  | :18923 | 18923:18923 | main_exi_3_route_oh | CIRCUIT_BREAKER |  |  |  |  | -1.86 | 3 |  | 504449 |  | [MDSYS.SDO_GEOMETRY]
60913472 | 63962897 | EXISTING | WEALTH | 19080 | BASTA | 5883 | D | NO | SCE | THREE | UNKNOWN | 4KV | LOW 4 | UNKNOWN | MB | UNKNOWN | UNKNOWN |  |  | SYSTEM | 2014-08-25 | aminencn |  | CONSOLIDATED | VILLA PARK | ORANGE | 2190284 |  | 2215650 | A | N | N |  | -1 | I | 1950-01-01 |  | D |  | 63962907 | 63978704;63978705 |  |  |  | :19080 | 19080:19080 | main_exi_3_route_oh | CIRCUIT_BREAKER |  |  |  |  | 0.39 | 3 |  | 504449 |  | [MDSYS.SDO_GEOMETRY]
60913473 | 63979372 | EXISTING | WEIR | 19137 | CANYON | 5890 | D | NO | SCE | THREE | UNKNOWN | 12KV | LOW 2 | UNKNOWN | MB | UNKNOWN | UNKNOWN |  |  | SYSTEM | 2014-08-08 | simhadk |  | CONSOLIDATED | VILLA PARK | ORANGE | 2191030 |  | 2220314 | M | N | N |  | -1 | I | 1985-07-01 |  | D |  | 63979379 | 64002017;64002018 |  |  |  | :19137 | 19137:19137 | main_exi_3_route_oh | CIRCUIT_BREAKER |  |  |  |  | 0.38 | 2 |  | 504449 |  | [MDSYS.SDO_GEOMETRY]
60913474 | 63985017 | EXISTING | KAHLUA | 9433 | CHIQUITA | 5811 | D | NO | SCE | THREE | UNKNOWN | 12KV | LOW 11 | UNKNOWN | MB | UNKNOWN | UNKNOWN |  |  | SYSTEM | 2014-12-06 | punukos |  | CONSOLIDATED | ELLIS | ORANGE | 2169463 | 2 | 2215488 | A | Y | N |  | -1 | I | 1981-05-01 |  | D |  | 63985027 | 64030547;64030548;64030549 |  |  |  | :09433 | 09433:09433 | main_exi_3_route_oh | CIRCUIT_BREAKER |  |  |  |  | 17.76 | 3 |  | 504449 |  | [MDSYS.SDO_GEOMETRY]
60913475 | 64008458 | EXISTING | WAHOO | 18925 | NOGALES | 5655 | D | NO | SCE | THREE | UNKNOWN | 12KV | LOW 1 | UNKNOWN | MB | UNKNOWN | UNKNOWN |  |  | SYSTEM | 2014-08-18 | manthak |  | CONSOLIDATED | MIRA LOMA | METRO EAST | 2191021 |  | 2215204 | A | Y | N |  | -1 | I | 1961-11-01 |  | D |  | 64008465 | 64070114 |  |  |  | :18925 | 18925:18925 | main_exi_3_route_oh | CIRCUIT_BREAKER |  |  |  |  | -1.78 | 3 |  | 504449 |  | [MDSYS.SDO_GEOMETRY]
60913479 | 64011111 | EXISTING | WEISKOFF | 19138 | LAFAYETTE | 5872 | D | NO | SCE | THREE | UNKNOWN | 12KV | LOW 6 | UNKNOWN | MB | UNKNOWN | UNKNOWN |  |  | SYSTEM | 2015-02-05 | kallurr |  | CONSOLIDATED | ELLIS | ORANGE | 2188705 |  | 2220276 | A | Y | N |  | -1 | I | 1985-12-01 |  | D |  | 64011121 | 64024155;167472055 |  |  |  | :19138 | 19138:19138 | main_exi_3_route_oh | CIRCUIT_BREAKER |  |  |  |  | -1.77 | 3 |  | 504449 |  | [MDSYS.SDO_GEOMETRY]
60913482 | 64024534 | EXISTING | WELLINGTON | 19145 | WELLINGTON P.T. | 7900 | B | NO | SCE | THREE | UNKNOWN | 4KV | LOW 2 | UNKNOWN | MB | UNKNOWN | UNKNOWN |  |  | SYSTEM | 2014-10-01 | aminencn |  | CONSOLIDATED | VILLA PARK | ORANGE | 2190687 |  | 2127138 | N | Y | N |  | -1 | I | 1995-03-07 |  | D |  | 64024541 | 64024687 |  |  |  | :19145 | 19145:19145 | main_exi_3_route_oh | CIRCUIT_BREAKER |  |  |  |  | -1.78 | 2 |  | 504449 |  | [MDSYS.SDO_GEOMETRY]
60913483 | 64024763 | EXISTING | WESTBROOK | 19177 | MURRIETTA 2 | 8195 | D | NO | SCE | THREE | UNKNOWN | 12KV | LOW 3 | UNKNOWN | MB | UNKNOWN | UNKNOWN |  |  | SYSTEM | 2014-09-19 | bodduvh |  | CONSOLIDATED | VALLEY | SAN JACINTO | 2190302 |  | 2216012 | A | N | N |  | -1 | I | 1965-11-01 |  | D |  | 64024773 | 64062131;64062132 |  |  |  | :19177 | 19177:19177 | main_exi_3_route_oh | CIRCUIT_BREAKER |  |  |  |  | -1.81 | 3 |  | 504449 |  | [MDSYS.SDO_GEOMETRY]
60913484 | 64031675 | EXISTING | KAPPA | 9465 | TELEGRAPH | 5892 | D | NO | SCE | THREE | UNKNOWN | 12KV | LOW 1 | UNKNOWN | MB | UNKNOWN | UNKNOWN |  |  | SYSTEM | 2014-08-23 | yallasv |  | CONSOLIDATED | VILLA PARK | ORANGE | 2166311 | 1 | 2213396 | S | N | Y | 112 | -1 | I | 1960-06-01 |  | D |  | 64031682 | 64053380 |  |  |  | :09465 | 09465:09465 | main_exi_3_route_oh | CIRCUIT_BREAKER |  |  |  |  | -1.78 | 3 |  | 504449 |  | [MDSYS.SDO_GEOMETRY]
60913485 | 64063132 | EXISTING | WHIPSTOCK | 19244 | OLINDA | 5087 | D | NO | SCE | THREE | UNKNOWN | 12KV | LOW 9 | UNKNOWN | MB | UNKNOWN | UNKNOWN |  |  | SYSTEM | 2014-09-17 | simhadk |  | CONSOLIDATED | VILLA PARK | ORANGE | 2188782 |  | 2214308 | A | N | Y | 250 | -1 | I | 1970-11-01 |  | D |  | 64063139 | 64115623;64115624 |  |  |  | :19244 | 19244:19244 | main_exi_3_route_oh | CIRCUIT_BREAKER |  |  |  |  | 0.38 | 2 |  | 504449 |  | [MDSYS.SDO_GEOMETRY]
60913486 | 64071746 | EXISTING | KAREN | 9467 | MARION | 5866 | D | NO | SCE | THREE | UNKNOWN | 12KV | LOW 7 | UNKNOWN | MB | UNKNOWN | UNKNOWN |  |  | SYSTEM | 2014-12-06 | merugusn |  | CONSOLIDATED | VILLA PARK | ORANGE | 2169649 | 2 | 2215624 | A | N | N |  | -1 | I | 1966-11-01 |  | D |  | 64071753 | 64119732;64119733 |  |  |  | :09467 | 09467:09467 | main_exi_3_route_oh | CIRCUIT_BREAKER |  |  |  |  | 0.39 | 3 |  | 504449 |  | [MDSYS.SDO_GEOMETRY]
60913487 | 64081086 | EXISTING | WAPELLO | 18990 | FAIR OAKS | 5162 | D | NO | SCE | THREE | UNKNOWN | 4KV | LOW 5 | UNKNOWN | MB | UNKNOWN | UNKNOWN |  |  | SYSTEM | 2015-01-27 | aminencn |  | CONSOLIDATED | MESA | METRO EAST | 2190217 |  | 2214464 | A | N | Y | 214 | -1 | I | 1950-01-01 |  | D |  | 64081096 | 64110200;64110201 |  |  |  | :18990 | 18990:18990 | main_exi_3_route_oh | CIRCUIT_BREAKER |  |  |  |  | -1.77 | 3 |  | 504449 |  | [MDSYS.SDO_GEOMETRY]
60913488 | 64111297 | EXISTING | WARM CREEK | 19030 | CARDIFF | 5608 | D | NO | SCE | THREE | UNKNOWN | 12KV | LOW 19 | UNKNOWN | MB | UNKNOWN | UNKNOWN |  |  | SYSTEM | 2014-04-18 | bodduvh |  | CONSOLIDATED | VISTA | DESERT | 2188700 | 4 | 2217428 | S | N | Y | 110 | -1 | I | 1950-01-01 |  | D |  | 64111307 | 64125591;153739549 |  |  |  | :19030 | 19030:19030 | main_exi_3_route_oh | CIRCUIT_BREAKER |  |  |  |  | -1.81 | 3 |  | 504449 |  | [MDSYS.SDO_GEOMETRY]
60913489 | 64116828 | EXISTING | WHISKEY | 19248 | CHIQUITA | 5811 | D | NO | SCE | THREE | UNKNOWN | 12KV | LOW 6 | UNKNOWN | MB | UNKNOWN | UNKNOWN |  |  | SYSTEM | 2014-10-09 | merugusn |  | CONSOLIDATED | ELLIS | ORANGE | 2191039 | 3 | 2215488 | A | N | N |  | -1 | I | 1989-06-23 |  | D |  | 64116838 | 64162215;64162216 |  |  |  | :19248 | 19248:19248 | main_exi_3_route_oh | CIRCUIT_BREAKER |  |  |  |  | -1.79 | 3 |  | 504449 |  | [MDSYS.SDO_GEOMETRY]
60913792 | 98707639 | EXISTING | MATERA | 11335 | PECHANGA | 8347 | D | UNKNOWN | SCE | THREE | UNKNOWN | 12KV | LOW 11 | UNKNOWN | MB |  |  |  |  | SYSTEM | 2014-08-11 | merugusn |  |  | VALLEY | SAN JACINTO | 2179737 |  | 2216174 | A | N | N |  | -1 | I | 2006-07-17 |  | D |  |  | 98707654;104720755 |  |  |  | :11335 | 11335:11335 | main_exi_3_route_oh | CIRCUIT_BREAKER |  |  |  |  | -1.83 | 2 |  | 504449 |  | [MDSYS.SDO_GEOMETRY]
60913793 | 98707644 | EXISTING | PARCELA | 13676 | PECHANGA | 8347 | D | UNKNOWN | SCE | THREE | UNKNOWN | 12KV | LOW 10 | UNKNOWN | MB |  |  |  |  | SYSTEM | 2014-09-01 | punukos |  |  | VALLEY | SAN JACINTO | 2179093 |  | 2216174 | A | N | N |  | -1 | I | 2006-07-17 |  | D |  |  | 98707704;105174434 |  |  |  | :13676 | 13676:13676 | main_exi_3_route_oh | CIRCUIT_BREAKER |  |  |  |  | -1.83 | 2 |  | 504449 |  | [MDSYS.SDO_GEOMETRY]
60913794 | 98707649 | EXISTING | ROMERO | 15376 | PECHANGA | 8347 | D | UNKNOWN | SCE | THREE | UNKNOWN | 12KV | LOW 9 | UNKNOWN | MB |  |  |  |  | SYSTEM | 2014-07-21 | aminencn |  |  | VALLEY | SAN JACINTO | 2183440 |  | 2216174 | A | N | N |  | -1 | I | 2006-07-17 |  | D |  |  | 98707755;102347324 |  |  |  | :15376 | 15376:15376 | main_exi_3_route_oh | CIRCUIT_BREAKER |  |  |  |  | -1.83 | 2 |  | 504449 |  | [MDSYS.SDO_GEOMETRY]
60913805 | 98731905 | EXISTING | FREIGHTLINER | 6796 | ROADWAY | 8000 | D | UNKNOWN | SCE | THREE | UNKNOWN | 12KV | LOW 4 | UNKNOWN | MB |  |  |  |  | SYSTEM | 2014-02-19 | bodduvh |  |  | LUGO | DESERT | 2152392 |  | 2218024 | A | N | N |  | -1 | I | 2006-08-07 |  | D |  |  | 98927847;99607440 |  |  |  | :06796 | 06796:06796 | main_exi_3_route_oh | CIRCUIT_BREAKER |  |  |  |  | -1.81 | 3 |  | 504449 |  | [MDSYS.SDO_GEOMETRY]
60913806 | 98903206 | EXISTING | PELONA | 13901 | ANAVERDE | 5539 | D | UNKNOWN | SCE | THREE | UNKNOWN | 12KV | LOW 7 | UNKNOWN | MB |  |  |  |  | SYSTEM | 2013-11-18 | bodduvh |  |  | VINCENT | NORTH COAST | 2184557 |  | 2219658 | A | N | N |  | -1 | I | 2006-07-21 |  | D |  |  | 98903594;98962972 |  |  |  | :13901 | 13901:13901 | main_exi_3_route_oh | CIRCUIT_BREAKER |  |  |  |  | -1.78 | 3 |  | 504449 |  | [MDSYS.SDO_GEOMETRY]
60913807 | 98940427 | EXISTING | BENNY | 1531 | ETIWANDA | 5096 | D | UNKNOWN | SCE | THREE | UNKNOWN | 12KV | LOW 21 | UNKNOWN | MB |  |  |  |  | SYSTEM | 2014-05-26 | yallasv |  |  | VISTA | DESERT | 2136886 |  | 2212014 | A | N | N |  | -1 | I | 2006-08-09 |  | D |  |  | 98940579;154903552 |  |  |  | :01531 | 01531:01531 | main_exi_3_route_oh | CIRCUIT_BREAKER |  |  |  |  | -1.81 | 2 |  | 504449 |  | [MDSYS.SDO_GEOMETRY]
60913808 | 98940586 | EXISTING | FIELDS | 6370 | ETIWANDA | 5096 | D | UNKNOWN | SCE | THREE | UNKNOWN | 12KV | LOW 15 | UNKNOWN | MB |  |  |  |  | SYSTEM | 2014-05-06 | yallasv |  |  | VISTA | DESERT | 2158063 |  | 2212014 | A | N | N |  | -1 | I | 2006-08-09 |  | D |  |  | 98940720 |  |  |  | :06370 | 06370:06370 | main_exi_3_route_oh | CIRCUIT_BREAKER |  |  |  |  | -1.81 | 2 |  | 504449 |  | [MDSYS.SDO_GEOMETRY]
60913809 | 98940733 | EXISTING | STOOGES | 17062 | ETIWANDA | 5096 | D | UNKNOWN | SCE | THREE | UNKNOWN | 12KV | LOW 16 | UNKNOWN | MB |  |  |  |  | SYSTEM | 2014-06-13 | merugusn |  |  | VISTA | DESERT | 2189633 |  | 2212014 | A | N | N |  | -1 | I | 2006-09-11 |  | D |  |  | 98941022;103413510 |  |  |  | :17062 | 17062:17062 | main_exi_3_route_oh | CIRCUIT_BREAKER |  |  |  |  | -1.81 | 2 |  | 504449 |  | [MDSYS.SDO_GEOMETRY]
60913810 | 98992906 | EXISTING | AGAVE | 116 | TAMARISK | 8099 | D | N/A | SCE | THREE | N/A | 12KV | LOW 14 | SRL | MB |  |  |  |  | SYSTEM | 2014-04-16 | bessar |  |  | DEVERS | DESERT | 2129138 | 2 | 2218266 | A | N | N |  | -1 | I | 2006-06-01 |  | D |  |  | 98992911;99124374 |  |  |  | :00116 | 00116:00116 | main_exi_3_route_oh | CIRCUIT_BREAKER |  |  |  |  | -1.86 | 2 |  | 504449 |  | [MDSYS.SDO_GEOMETRY]
60913811 | 99082997 | EXISTING | JACARANDA | 9079 | TAMARISK | 8099 | D | UNKNOWN | SCE | THREE | NOT LISTED | 12KV | LOW 12 | N/A | MB |  |  |  |  | SYSTEM | 2014-06-19 | simhadk |  |  | DEVERS | DESERT | 2162196 | 2 | 2218266 | A | N | N |  | -1 | I | 2006-08-01 |  | D |  |  | 99083002;102623596 |  |  |  | :09079 | 09079:09079 | main_exi_3_route_oh | CIRCUIT_BREAKER |  |  |  |  | -1.86 | 2 |  | 504449 |  | [MDSYS.SDO_GEOMETRY]
60913812 | 99103660 | EXISTING | HEWITT | 8368 | NELSON | 8038 | D | UNKNOWN | SCE | THREE | UNKNOWN | 12KV | LOW 12 | UNKNOWN | MB |  |  |  |  | SYSTEM | 2014-07-10 | attadas |  |  | VALLEY | SAN JACINTO | 2177581 |  | 2215814 | A | N | N |  | -1 | I | 2006-08-11 |  | D |  |  | 99103742;105509077 |  |  |  | :08368 | 08368:08368 | main_exi_3_route_oh | CIRCUIT_BREAKER |  |  |  |  | -1.83 | 2.5 |  | 504449 |  | [MDSYS.SDO_GEOMETRY]
60913813 | 99106950 | EXISTING | LAIRD | 9979 | SANTA FE SPRINGS | 5850 | D | UNKNOWN | SCE | THREE | UNKNOWN | 12KV | LOW 14 | UNKNOWN | MB |  |  |  |  | SYSTEM | 2015-04-20 | punukos |  |  | LIGHTHIPE | METRO WEST | 2164249 | 2 | 2215586 | A | N | N |  | -1 | I | 2006-08-17 |  | D |  |  | 99106955;100004859 |  |  |  | :09979 | 09979:09979 | main_exi_3_route_oh | CIRCUIT_BREAKER |  |  |  |  | -1.78 | 2 |  | 504449 |  | [MDSYS.SDO_GEOMETRY]
60913814 | 99114069 | EXISTING | CELLO | 3257 | ELIZABETH LAKE | 5546 | D | UNKNOWN | SCE | THREE | UNKNOWN | 16KV | LOW 5 | UNKNOWN | MB |  |  |  |  | SYSTEM | 2013-11-30 | ankarlr |  |  | SAUGUS | NORTH COAST | 2155172 |  | 2212742 | A | N | N |  | -1 | I | 2006-07-10 |  | D |  |  | 99216747;99652860 |  |  |  | :03257 | 03257:03257 | main_exi_3_route_oh | CIRCUIT_BREAKER |  |  |  |  | -1.76 | 2 |  | 504449 |  | [MDSYS.SDO_GEOMETRY]
60913815 | 99138575 | EXISTING | TRINITY | 18160 | ALESSANDRO | 8024 | D | UNKNOWN | SCE | THREE | UNKNOWN | 12KV | LOW 6 | UNKNOWN | MB |  |  |  |  | SYSTEM | 2014-08-27 | bessar |  |  | VALLEY | SAN JACINTO | 2187290 | 5 | 2218086 | A | N | N |  | -1 | I | 2006-06-01 |  | D |  |  | 98868152;98967891 |  |  |  | :18160 | 18160:18160 | main_exi_3_route_oh | CIRCUIT_BREAKER |  |  |  |  | -1.82 | 2.5 |  | 504449 |  | [MDSYS.SDO_GEOMETRY]
60913816 | 99232341 | EXISTING | QUASAR | 16666 | SUN CITY | 8078 | D | UNKNOWN | SCE | THREE | UNKNOWN | 12KV | LOW 4 | UNKNOWN | MB |  |  |  |  | SYSTEM | 2014-07-19 | manthak |  |  | VALLEY | SAN JACINTO | 2185896 |  | 2220556 | A | N | N |  | -1 | I | 2006-07-12 |  | D |  |  | 99232657;99232658 |  |  |  | :16666 | 16666:16666 | main_exi_3_route_oh | CIRCUIT_BREAKER |  |  |  |  | -1.82 | 2.5 |  | 504449 |  | [MDSYS.SDO_GEOMETRY]
60913157 | 60905438 | EXISTING | TEMECK | 17653 | MORAGA | 8348 | D | NO | SCE | THREE | UNKNOWN | 12KV | LOW 6 | UNKNOWN | MB | UNKNOWN | UNKNOWN |  |  | SYSTEM | 2014-08-16 | kallurr |  | CONSOLIDATED | VALLEY | SAN JACINTO | 2187047 |  | 2213880 | A | N | N |  | -1 | I | 1999-06-01 |  | D |  | 60905445 | 61016870 |  |  |  | :17653 | 17653:17653 | main_exi_3_route_oh | CIRCUIT_BREAKER |  |  |  |  | -1.82 | 2 |  | 504449 |  | [MDSYS.SDO_GEOMETRY]
60913158 | 60912686 | EXISTING | MAYAN | 11371 | INDIAN WELLS | 8345 | D | NO | SCE | THREE | UNKNOWN | 12KV | LOW 6 | UNKNOWN | MB | UNKNOWN | UNKNOWN |  |  | SYSTEM | 2014-06-24 | gallog |  | CONSOLIDATED | DEVERS | DESERT | 2185229 |  | 2218478 | A | N | N |  | -1 | I | 2001-05-15 |  | D |  | 60912693 | 60988906 |  |  |  | :11371 | 11371:11371 | main_exi_3_route_oh | CIRCUIT_BREAKER |  |  |  |  | -1.86 | 2 |  | 504449 |  | [MDSYS.SDO_GEOMETRY]
60913159 | 60920403 | EXISTING | KALMIA | 9452 | CALDEN | 5750 | D | NO | SCE | THREE | UNKNOWN | 16KV | LOW 4 | UNKNOWN | MB | UNKNOWN | UNKNOWN |  |  | SYSTEM | 2015-01-30 | aminencn |  | CONSOLIDATED | LIGHTHIPE | METRO WEST | 2162192 |  | 2217678 | A | Y | N |  | -1 | I | 1966-07-01 |  | D |  | 60920413 | 60999930;60999931 |  |  |  | :09452 | 09452:09452 | main_exi_3_route_oh | CIRCUIT_BREAKER |  |  |  |  | -1.77 | 3 |  | 504449 |  | [MDSYS.SDO_GEOMETRY]
60913160 | 60934632 | EXISTING | HEACOCK | 8257 | ALESSANDRO | 8024 | D | NO | SCE | THREE | UNKNOWN | 12KV | LOW 5 | UNKNOWN | MB | UNKNOWN | UNKNOWN |  |  | SYSTEM | 2014-09-06 | bodduvh |  | CONSOLIDATED | VALLEY | SAN JACINTO | 2166109 | 5 | 2218086 | A | N | N |  | -1 | I | 1977-12-01 |  | D |  | 60934642 | 61040913;61040914 |  |  |  | :08257 | 08257:08257 | main_exi_3_route_oh | CIRCUIT_BREAKER |  |  |  |  | -1.81 | 3 |  | 504449 |  | [MDSYS.SDO_GEOMETRY]
60913161 | 60976325 | EXISTING | TRAM | 18094 | GARNET | 8044 | D | NO | SCE | THREE | UNKNOWN | 33KV | LOW 3 | UNKNOWN | MB | UNKNOWN | UNKNOWN |  |  | SYSTEM | 2014-08-05 | bessar |  | CONSOLIDATED | DEVERS | DESERT | 2190593 |  | 2213560 | S | N | N |  | -1 | I | 1950-01-01 |  | D |  | 60976332 | 60978478;60978479 |  |  |  | :18094 | 18094:18094 | main_exi_3_route_oh | CIRCUIT_BREAKER |  |  |  |  | -1.85 | 3 |  | 504449 |  | [MDSYS.SDO_GEOMETRY]
60913162 | 60991074 | EXISTING | MAYBELL | 11380 | CORTEZ | 5186 | D | NO | SCE | THREE | UNKNOWN | 12KV | LOW 1 | UNKNOWN | MB | UNKNOWN | UNKNOWN |  |  | SYSTEM | 2014-07-23 | aminencn |  | CONSOLIDATED | MIRA LOMA | METRO EAST | 2179830 | 2 | 2214504 | S | N | Y | 136 | -1 | I | 1958-08-01 |  | D |  | 60991084 | 61085709 |  |  |  | :11380 | 11380:11380 | main_exi_3_route_oh | CIRCUIT_BREAKER |  |  |  |  | -1.78 | 3 |  | 504449 |  | [MDSYS.SDO_GEOMETRY]
60913163 | 61019301 | EXISTING | KANSAS | 9460 | PEARL | 5224 | D | NO | SCE | THREE | UNKNOWN | 4KV | LOW 2 | UNKNOWN | MB | UNKNOWN | UNKNOWN |  |  | SYSTEM | 2015-04-01 | amathis |  | CONSOLIDATED | EL NIDO | METRO WEST | 2169467 |  | 2212296 | A | N | Y |  | -1 | I | 1950-01-01 |  | D |  | 61019311 | 61045243;61045244 |  |  |  | :09460 | 09460:09460 | main_exi_3_route_oh | CIRCUIT_BREAKER |  |  |  |  | -1.76 | 3 |  | 504449 |  | [MDSYS.SDO_GEOMETRY]
60913166 | 61028792 | EXISTING | TRAMVIEW | 18096 | CATHEDRAL CITY | 8123 | D | NO | SCE | THREE | UNKNOWN | 4.8KV | LOW 2 | UNKNOWN | MB | UNKNOWN | UNKNOWN |  |  | SYSTEM | 2017-10-09 | murilljl |  | CONSOLIDATED | DEVERS | DESERT | 2190594 |  | 2220614 | A | N | N |  | -1 | I | 1950-01-01 |  | D |  | 61028799 | 61052460 |  |  |  | :18096 | 18096:18096 | main_exi_3_route_oh | CIRCUIT_BREAKER |  |  |  |  | -1.85 | 3 |  | 504449 |  | [MDSYS.SDO_GEOMETRY]
60913170 | 61035523 | EXISTING | TERM | 17669 | PLACENTIA | 5889 | D | NO | SCE | THREE | UNKNOWN | 12KV | LOW 3 | UNKNOWN | MB | UNKNOWN | UNKNOWN |  |  | SYSTEM | 2014-10-27 | aminencn |  | CONSOLIDATED | VILLA PARK | ORANGE | 2187947 | 1 | 2220310 | A | N | N |  | -1 | I | 1970-05-01 |  | D |  | 61035533 | 61131317;61131318 |  |  |  | :17669 | 17669:17669 | main_exi_3_route_oh | CIRCUIT_BREAKER |  |  |  |  | 0.38 | 2 |  | 504449 |  | [MDSYS.SDO_GEOMETRY]
60913171 | 61042175 | EXISTING | HEERS | 8271 | MAXWELL | 8019 | D | NO | SCE | THREE | UNKNOWN | 12KV | LOW 5 | UNKNOWN | MB | UNKNOWN | UNKNOWN |  |  | SYSTEM | 2017-12-21 | thompsma |  | CONSOLIDATED | VALLEY | SAN JACINTO | 2166112 | 1 | 2218074 | A | N | Y | 246 | -1 | I | 1985-06-01 |  | D |  | 61042185 | 61167485 |  |  |  | :08271 | 08271:08271 | main_exi_3_route_oh | CIRCUIT_BREAKER |  |  |  |  | -1.81 | 3 |  | 504449 |  | [MDSYS.SDO_GEOMETRY]
60913173 | 61052737 | EXISTING | TRAPP | 18112 | ALDER | 5672 | D | NO | SCE | THREE | UNKNOWN | 12KV | LOW 3 | UNKNOWN | MB | UNKNOWN | UNKNOWN |  |  | SYSTEM | 2014-05-28 | yallasv |  | CONSOLIDATED | VISTA | DESERT | 2188533 | 2 | 2213000 | A | N | N |  | -1 | I | 1987-05-01 |  | D |  | 61052744 | 61188009 |  |  |  | :18112 | 18112:18112 | main_exi_3_route_oh | CIRCUIT_BREAKER |  |  |  |  | -1.81 | 3 |  | 504449 |  | [MDSYS.SDO_GEOMETRY]
60913174 | 61075856 | EXISTING | TAMMY | 17523 | BANDINI | 5107 | D | NO | SCE | THREE | UNKNOWN | 16KV | LOW 4 | UNKNOWN | MB | UNKNOWN | UNKNOWN |  |  | SYSTEM | 2015-03-11 | simhadk |  | CONSOLIDATED | LIGHTHIPE | METRO WEST | 2187861 | 2 | 2214362 | S | N | Y | 120 | -1 | I | 1966-02-01 |  | D |  | 61075866 | 61126849 |  |  |  | :17523 | 17523:17523 | main_exi_3_route_oh | CIRCUIT_BREAKER |  |  |  |  | -1.77 | 3 |  | 504449 |  | [MDSYS.SDO_GEOMETRY]
60913175 | 61101740 | EXISTING | MAYFAIR | 11400 | RAMONA | 5138 | D | NO | SCE | THREE | UNKNOWN | 4KV | LOW 3 | UNKNOWN | MB | UNKNOWN | UNKNOWN |  |  | SYSTEM | 2014-10-29 | aminencn |  | CONSOLIDATED | MESA | METRO EAST | 2185230 | 2 | 2219070 | A | N | Y | 216 | -1 | I | 1950-01-01 |  | D |  | 61101750 | 61119882;61119883 |  |  |  | :11400 | 11400:11400 | main_exi_3_route_oh | CIRCUIT_BREAKER |  |  |  |  | -1.77 | 3 |  | 504449 |  | [MDSYS.SDO_GEOMETRY]
60914147 | 148218261 | EXISTING | MAGAZINE | 10913 | IRVINE | 5829 | D | UNKNOWN | SCE | THREE | UNKNOWN | 12KV | LOW 10 | UNKNOWN | MB |  |  |  |  | SYSTEM | 2014-08-12 | rajendrs |  |  | ELLIS | ORANGE | 2182858 |  | 2217856 |  |  |  |  | -1 | I | 2010-06-07 |  | D |  |  | 147847302;147847303 |  |  |  | :10913 | 10913:10913 | main_exi_3_route_oh | CIRCUIT_BREAKER |  |  |  |  | -131.99 | 2 |  | 504449 |  | [MDSYS.SDO_GEOMETRY]
60914148 | 148262056 | EXISTING | CISTERN | 3525 | AQUEDUCT | 8079 | D | UNKNOWN | SCE | THREE | UNKNOWN | 12KV | LOW 9 | UNKNOWN | MB |  |  |  |  | SYSTEM | 2014-02-21 | simhadk |  |  | LUGO | DESERT | 2147238 |  | 2215878 |  |  |  |  | -1 | I | 2010-09-03 |  | D |  |  | 147893024;149000186 |  |  |  | :03525 | 03525:03525 | main_exi_3_route_oh | CIRCUIT_BREAKER |  |  |  |  | 132.99 | 2 |  | 504449 |  | [MDSYS.SDO_GEOMETRY]
60914149 | 148350506 | EXISTING | GALENA | 6950 | GLEN AVON | 8151 | D | UNKNOWN | SCE | THREE | UNKNOWN | 12KV | LOW 7 | UNKNOWN | MB |  |  |  |  | SYSTEM | 2014-05-07 | yallasv |  |  | VISTA | DESERT | 2175166 |  | 2218310 |  |  |  |  | -1 | I | 2010-07-23 |  | D |  |  | 148437396;149672889 |  |  |  | :06950 | 06950:06950 | main_exi_3_route_oh | CIRCUIT_BREAKER |  |  |  |  | -179.71 | 2 |  | 504449 |  | [MDSYS.SDO_GEOMETRY]
60914150 | 148384684 | EXISTING | MORONGO | 12178 | MORONGO P.T. | 7549 | A | UNKNOWN | SCE | THREE | UNKNOWN | 12KV | LOW 1 | UNKNOWN | MB |  |  |  |  | SYSTEM | 2014-04-02 | merugusn |  |  | VALLEY | SAN JACINTO | 2177761 |  | 2125163 |  |  |  |  | -1 | I | 2010-07-15 |  | D |  |  | 148603110;150695094 |  |  |  | :12178 | 12178:12178 | main_exi_3_route_oh | CIRCUIT_BREAKER |  |  |  |  | 89.29 | 2 |  | 504449 |  | [MDSYS.SDO_GEOMETRY]
60914151 | 148521708 | EXISTING | HEISMAN | 8294 | TROPHY | 5603 | D | UNKNOWN | SCE | THREE | UNKNOWN | 12KV | LOW 8 | UNKNOWN | MB |  |  |  |  | SYSTEM | 2014-08-08 | rajendrs |  |  | MIRA LOMA | METRO EAST | 2153686 |  | 2217418 |  |  |  |  | -1 | I | 2010-06-04 |  | D |  |  | 150329006 |  |  |  | :08294 | 08294:08294 | main_exi_3_route_oh | CIRCUIT_BREAKER |  |  |  |  | 177.01 | 2 |  | 504449 |  | [MDSYS.SDO_GEOMETRY]
60914152 | 148521830 | EXISTING | ESCAMILLA | 18172 | NARROWS | 5838 | D | UNKNOWN | SCE | THREE | UNKNOWN | 12KV | LOW 10 | UNKNOWN | MB |  |  |  |  | SYSTEM | 2017-10-12 | krumwimg |  |  | MESA | METRO EAST | 2189256 | 1 | 2220218 |  |  |  |  | -1 | I | 2011-06-21 |  | D |  |  | 149759483 |  |  |  | :18172 | 18172:18172 | main_exi_3_route_oh | CIRCUIT_BREAKER |  |  |  |  | 176.9 | 2 |  | 504449 |  | [MDSYS.SDO_GEOMETRY]
60914153 | 148552999 | EXISTING | INVADER | 8946 | DEVERS | 5067 | D | UNKNOWN | SCE | THREE | UNKNOWN | 12KV | LOW 20 | UNKNOWN | MB |  |  |  |  | SYSTEM | 2014-04-18 | bodduvh |  |  | DEVERS | DESERT | 2161014 |  | 7093715 |  |  |  |  | -1 | I | 2010-07-30 |  | D |  |  | 148590107;148779895 |  |  |  | :08946 | 08946:08946 | main_exi_3_route_oh | CIRCUIT_BREAKER |  |  |  |  | -2.79 | 2 |  | 504449 |  | [MDSYS.SDO_GEOMETRY]
60914159 | 148553004 | EXISTING | ROVER | 15474 | DEVERS | 5067 | D | UNKNOWN | SCE | THREE | UNKNOWN | 12KV | LOW 19 | UNKNOWN | MB |  |  |  |  | SYSTEM | 2014-04-22 | bessar |  |  | DEVERS | DESERT | 2181109 |  | 7093715 |  |  |  |  | -1 | I | 2010-09-14 |  | D |  |  | 149733357;149759090 |  |  |  | :15474 | 15474:15474 | main_exi_3_route_oh | CIRCUIT_BREAKER |  |  |  |  | 178.13 | 2 |  | 504449 |  | [MDSYS.SDO_GEOMETRY]
60914160 | 148557337 | EXISTING | SPEAR | 16761 | APPLE VALLEY | 8013 | D | UNKNOWN | SCE | THREE | UNKNOWN | 12KV | LOW 10 | UNKNOWN | MB |  |  |  |  | SYSTEM | 2014-05-07 | aminencn |  |  | LUGO | DESERT | 2185982 |  | 2213450 |  |  |  |  | -1 | I | 2010-08-05 |  | D |  |  | 147908961;147986824 |  |  |  | :16761 | 16761:16761 | main_exi_3_route_oh | CIRCUIT_BREAKER |  |  |  |  | -1.82 | 2 |  | 504449 |  | [MDSYS.SDO_GEOMETRY]
60914161 | 148585489 | EXISTING | FINISHLINE | 6439 | TROPHY | 5603 | D | UNKNOWN | SCE | THREE | UNKNOWN | 12KV | LOW 9 | UNKNOWN | MB |  |  |  |  | SYSTEM | 2014-07-16 | attadas |  |  | MIRA LOMA | METRO EAST | 2171298 |  | 2217418 |  |  |  |  | -1 | I | 2010-06-04 |  | D |  |  | 147873294 |  |  |  | :06439 | 06439:06439 | main_exi_3_route_oh | CIRCUIT_BREAKER |  |  |  |  | 124.15 | 2 |  | 504449 |  | [MDSYS.SDO_GEOMETRY]
60914162 | 148628732 | EXISTING | PARMAN | 13728 | COLORADO | 5242 | D | UNKNOWN | SCE | THREE | UNKNOWN | 16KV | LOW 10 | UNKNOWN | MB |  |  |  |  | SYSTEM | 2017-11-06 | maxwelbw |  |  | EL NIDO | METRO WEST | 2184486 |  | 2214646 |  |  |  |  | -1 | I | 2012-03-26 |  | D |  |  | 158904436 |  |  |  | :13728 | 13728:13728 | main_exi_3_route_oh | CIRCUIT_BREAKER |  |  |  |  | -1.58 | 2 |  | 504449 |  | [MDSYS.SDO_GEOMETRY]
60914163 | 148678086 | EXISTING | PLATOON | 14189 | FIREHOUSE | 5618 | D | UNKNOWN | SCE | THREE | UNKNOWN | 12KV | LOW 13 | UNKNOWN | MB |  |  |  |  | SYSTEM | 2014-07-08 | bessar |  |  | MIRA LOMA | METRO EAST | 2179642 |  | 2215118 |  |  |  |  | -1 | I | 2010-08-27 |  | D |  |  | 148698278 |  |  |  | :14189 | 14189:14189 | main_exi_3_route_oh | CIRCUIT_BREAKER |  |  |  |  | 178.49 | 2 |  | 504449 |  | [MDSYS.SDO_GEOMETRY]
60914164 | 148678096 | EXISTING | PRIDA | 12779 | CYPRESS | 5837 | D | UNKNOWN | SCE | THREE | UNKNOWN | 12KV | LOW 9 | UNKNOWN | MB |  |  |  |  | SYSTEM | 2017-09-26 | maxwelbw |  |  | LIGHTHIPE | METRO WEST | 2181889 |  | 2217874 |  |  |  |  | -1 | I | 2010-08-23 |  | D |  |  | 149757946 |  |  |  | :12779 | 12779:12779 | main_exi_3_route_oh | CIRCUIT_BREAKER |  |  |  |  | -0.2 | 2 |  | 504449 |  | [MDSYS.SDO_GEOMETRY]
60914165 | 148740620 | EXISTING | MANZER | 11142 | VICTOR | 8049 | D | UNKNOWN | SCE | THREE | UNKNOWN | 12KV | LOW 30 | UNKNOWN | MB |  |  |  |  | SYSTEM | 2014-04-14 | attadas |  |  | LUGO | DESERT | 2170658 |  | 2220516 |  |  |  |  | -1 | I | 2010-06-24 |  | D |  |  | 148766818;149262363 |  |  |  | :11142 | 11142:11142 | main_exi_3_route_oh | CIRCUIT_BREAKER |  |  |  |  | -91.65 | 2 |  | 504449 |  | [MDSYS.SDO_GEOMETRY]
60914166 | 148815046 | EXISTING | TAMBOURINE | 17512 | ELIZABETH LAKE | 5546 | D | UNKNOWN | SCE | THREE | UNKNOWN | 16KV | LOW 6 | UNKNOWN | MB |  |  |  |  | SYSTEM | 2013-12-21 | kollir |  |  | SAUGUS | NORTH COAST | 2187787 |  | 2212742 |  |  |  |  | -1 | I | 2010-11-16 |  | D |  |  | 147964733;149623096 |  |  |  | :17512 | 17512:17512 | main_exi_3_route_oh | CIRCUIT_BREAKER |  |  |  |  | 0 | 2 |  | 504449 |  | [MDSYS.SDO_GEOMETRY]
60913492 | 64120721 | EXISTING | ARUBA | 783 | BRYAN | 5808 | D | NO | SCE | THREE | UNKNOWN | 12KV | LOW 13 | UNKNOWN | MB | UNKNOWN | UNKNOWN |  |  | SYSTEM | 2014-10-07 | bessar |  | CONSOLIDATED | VILLA PARK | ORANGE | 2135652 | 2 | 2215480 | A | N | Y | 225 | -1 | I | 1979-06-01 |  | D |  | 64120731 | 64258892;120195906 |  |  |  | :00783 | 00783:00783 | main_exi_3_route_oh | CIRCUIT_BREAKER |  |  |  |  | 0.38 | 2 |  | 504449 |  | [MDSYS.SDO_GEOMETRY]
60913496 | 64143872 | EXISTING | WASH | 19033 | RIO HONDO | 5013 | D | NO | SCE | THREE | UNKNOWN | 16KV | LOW 14 | UNKNOWN | MB | UNKNOWN | UNKNOWN |  |  | SYSTEM | 2014-11-26 | rajendrs |  | CONSOLIDATED | MESA | METRO EAST | 2191027 |  | 2213964 | A | N | Y | 244 | -1 | I | 1968-06-01 |  | D |  | 64143882 | 64175511;64175512 |  |  |  | :19033 | 19033:19033 | main_exi_3_route_oh | CIRCUIT_BREAKER |  |  |  |  | -1.78 | 3 |  | 504449 |  | [MDSYS.SDO_GEOMETRY]
60913497 | 64163201 | EXISTING | WHITAKER | 19310 | LA PALMA | 5873 | D | NO | SCE | THREE | UNKNOWN | 12KV | LOW 6 | UNKNOWN | MB | UNKNOWN | UNKNOWN |  |  | SYSTEM | 2014-09-17 | merugusn |  | CONSOLIDATED | VILLA PARK | ORANGE | 2190695 |  | 2215636 | A | N | Y | 214 | -1 | I | 1956-10-01 |  | D |  | 64163211 | 64194210;64194211 |  |  |  | :19310 | 19310:19310 | main_exi_3_route_oh | CIRCUIT_BREAKER |  |  |  |  | 0.39 | 3 |  | 504449 |  | [MDSYS.SDO_GEOMETRY]
60913498 | 64186777 | EXISTING | WARWICK | 19037 | SANGAR | 5145 | D | NO | SCE | THREE | UNKNOWN | 4KV | LOW 2 | UNKNOWN | MB | UNKNOWN | UNKNOWN |  |  | SYSTEM | 2014-11-26 | bessar |  | CONSOLIDATED | MESA | METRO EAST | 2190677 |  | 2212118 | A | N | Y | 224 | -1 | I | 1964-03-01 |  | D |  | 64186787 | 64195367;64195368 |  | 64189799 |  | :19037 | 19037:19037 | main_exi_3_route_oh | CIRCUIT_BREAKER |  |  |  |  | -1.77 | 3 |  | 504449 |  | [MDSYS.SDO_GEOMETRY]
60913500 | 64198090 | EXISTING | WATERMAN | 19050 | CARDIFF | 5608 | D | NO | SCE | THREE | UNKNOWN | 12KV | LOW 10 | UNKNOWN | MB | UNKNOWN | UNKNOWN |  |  | SYSTEM | 2014-04-10 | attadas |  | CONSOLIDATED | VISTA | DESERT | 2188703 | 3 | 2217428 | S | Y | N |  | -1 | I | 1950-01-01 |  | D |  | 64198100 | 64222643;64222644 |  |  |  | :19050 | 19050:19050 | main_exi_3_route_oh | CIRCUIT_BREAKER |  |  |  |  | -1.81 | 3 |  | 504449 |  | [MDSYS.SDO_GEOMETRY]
60913501 | 64212773 | EXISTING | WICHITA | 19350 | TRASK | 5899 | D | NO | SCE | THREE | UNKNOWN | 12KV | LOW 2 | UNKNOWN | MB | UNKNOWN | UNKNOWN |  |  | SYSTEM | 2014-10-28 | attadas |  | CONSOLIDATED | VILLA PARK | ORANGE | 2190698 | 2 | 2213412 | S | N | Y | 110 | -1 | I | 1955-12-01 |  | D |  | 64212783 | 64218720 |  |  |  | :19350 | 19350:19350 | main_exi_3_route_oh | CIRCUIT_BREAKER |  |  |  |  | -1.77 | 2 |  | 504449 |  | [MDSYS.SDO_GEOMETRY]
60913502 | 64219036 | EXISTING | WILDOMAR | 19383 | ELSINORE | 8343 | D | NO | SCE | THREE | UNKNOWN | 33KV | LOW 2 | UNKNOWN | MB | UNKNOWN | UNKNOWN |  |  | SYSTEM | 2014-07-23 | yallasv |  | CONSOLIDATED | VALLEY | SAN JACINTO | 2191044 |  | 2216154 | A | N | N |  | -1 | I | 1968-02-01 |  | D |  | 64219043 | 64238877;64238878 |  |  |  | :19383 | 19383:19383 | main_exi_3_route_oh | CIRCUIT_BREAKER |  |  |  |  | -1.81 | 3 |  | 504449 |  | [MDSYS.SDO_GEOMETRY]
60913503 | 64224550 | EXISTING | WATERWHEEL | 19053 | NORTH INTAKE | 8205 | D | NO | SCE | THREE | UNKNOWN | 12KV | LOW 1 | UNKNOWN | MB | UNKNOWN | UNKNOWN |  |  | SYSTEM | 2014-03-12 | bessar |  | CONSOLIDATED | DEVERS | RURALS | 2190678 |  | 2220672 | A | N | N |  | -1 | I | 1950-01-01 |  | D |  | 64224554 | 64227398;64227399 |  |  |  | :19053 | 19053:19053 | main_exi_3_route_oh | CIRCUIT_BREAKER |  |  |  |  | -1.95 | 4.5 |  | 504449 |  | [MDSYS.SDO_GEOMETRY]
60913504 | 64228189 | EXISTING | WEAVER | 19090 | HOYT | 5151 | D | NO | SCE | THREE | UNKNOWN | 4KV | LOW 5 | UNKNOWN | MB | UNKNOWN | UNKNOWN |  |  | SYSTEM | 2014-11-21 | punukos |  | CONSOLIDATED | MESA | METRO EAST | 2190285 | 1 | 2216764 | A | N | Y |  | -1 | I | 1950-01-01 |  | D |  | 64228199 | 64232793;64232794 |  |  |  | :19090 | 19090:19090 | main_exi_3_route_oh | CIRCUIT_BREAKER |  |  |  |  | -1.78 | 3 |  | 504449 |  | [MDSYS.SDO_GEOMETRY]
60913505 | 64235024 | EXISTING | WEBER | 19120 | GANESHA | 5617 | D | NO | SCE | THREE | UNKNOWN | 4KV | LOW 14 | UNKNOWN | MB | UNKNOWN | UNKNOWN |  |  | SYSTEM | 2014-06-16 | kallurr |  | CONSOLIDATED | MIRA LOMA | METRO EAST | 2190288 | 3 | 2212888 | A | N | N |  | -1 | I | 1950-01-01 |  | D |  | 64235031 | 64245973;165119262 |  |  |  | :19120 | 19120:19120 | main_exi_3_route_oh | CIRCUIT_BREAKER |  |  |  |  | -1.79 | 3 |  | 504449 |  | [MDSYS.SDO_GEOMETRY]
60913506 | 64253965 | EXISTING | WILLETS | 19410 | SULLIVAN | 5862 | D | NO | SCE | THREE | UNKNOWN | 12KV | LOW 9 | UNKNOWN | MB | UNKNOWN | UNKNOWN |  |  | SYSTEM | 2017-09-19 | thompsma |  | CONSOLIDATED | ELLIS | ORANGE | 2188842 | 3 | 2213338 | S | N | Y | 107 | -1 | I | 1950-01-01 |  | D |  | 64253972 | 64292035 |  |  |  | :19410 | 19410:19410 | main_exi_3_route_oh | CIRCUIT_BREAKER |  |  |  |  | -1.78 | 2 |  | 504449 |  | [MDSYS.SDO_GEOMETRY]
60913507 | 64259205 | EXISTING | CENTAVO | 3267 | SANTIAGO | 5088 | D | NO | SCE | THREE | UNKNOWN | 12KV | LOW 29 | UNKNOWN | MB | UNKNOWN | UNKNOWN |  |  | SYSTEM | 2014-08-07 | simhadk |  | CONSOLIDATED | ELLIS | ORANGE | 2155176 | 5 | 2211986 | S | Y | N |  | -1 | I | 1981-08-01 |  | D |  | 64259215 | 64286749;141824248 |  |  |  | :03267 | 03267:03267 | main_exi_3_route_oh | CIRCUIT_BREAKER |  |  |  |  | -1.78 | 3 |  | 504449 |  | [MDSYS.SDO_GEOMETRY]
60913508 | 64269664 | EXISTING | WEDGE | 19131 | DEFRAIN | 8162 | D | NO | SCE | THREE | UNKNOWN | 12KV | LOW 2 | UNKNOWN | MB | UNKNOWN | UNKNOWN |  |  | SYSTEM | 2014-04-08 | bodduvh |  | CONSOLIDATED | DEVERS | RURALS | 2190682 |  | 2215990 | A | N | N |  | -1 | I | 1971-06-01 |  | D |  | 64269674 | 64294183;64294184 |  |  |  | :19131 | 19131:19131 | main_exi_3_route_oh | CIRCUIT_BREAKER |  |  |  |  | -1.95 | 6 |  | 504449 |  | [MDSYS.SDO_GEOMETRY]
60913817 | 99232346 | EXISTING | FLARE | 16632 | SUN CITY | 8078 | D | UNKNOWN | SCE | THREE | UNKNOWN | 12KV | LOW 1 | UNKNOWN | MB |  |  |  |  | SYSTEM | 2014-10-20 | rajendrs |  |  | VALLEY | SAN JACINTO | 2185893 |  | 2220556 | A | N | N |  | -1 | I | 2006-07-12 |  | D |  |  | 99233522;99233523 |  |  |  | :16632 | 16632:16632 | main_exi_3_route_oh | CIRCUIT_BREAKER |  |  |  |  | -1.82 | 2.5 |  | 504449 |  | [MDSYS.SDO_GEOMETRY]
60913818 | 99232351 | EXISTING | SUNGLASSES | 17265 | SUN CITY | 8078 | D | UNKNOWN | SCE | THREE | UNKNOWN | 12KV | LOW 2 | UNKNOWN | MB |  |  |  |  | SYSTEM | 2017-11-14 | thompsma |  |  | VALLEY | SAN JACINTO | 2189993 |  | 2220556 | A | N | N |  | -1 | I | 2006-07-12 |  | D |  |  | 99233482 |  |  |  | :17265 | 17265:17265 | main_exi_3_route_oh | CIRCUIT_BREAKER |  |  |  |  | 88.17 | 2.5 |  | 504449 |  | [MDSYS.SDO_GEOMETRY]
60913819 | 99359252 | EXISTING | LATTE | 10199 | COFFEE | 8171 | D | UNKNOWN | SCE | THREE | UNKNOWN | 12KV | LOW 2 | UNKNOWN | MB |  |  |  |  | SYSTEM | 2014-04-11 | yallasv |  |  | DEVERS | DESERT | 2174571 |  | 2220662 | A | N | N |  | -1 | I | 2006-06-01 |  | D |  |  | 99359376;99631410 |  |  |  | :10199 | 10199:10199 | main_exi_3_route_oh | CIRCUIT_BREAKER |  |  |  |  | -1.86 | 2 |  | 504449 |  | [MDSYS.SDO_GEOMETRY]
60913820 | 99405356 | EXISTING | RINER | 15111 | SAUGUS | 5051 | D | UNKNOWN | SCE | THREE | UNKNOWN | 16KV | LOW 24 | UNKNOWN | MB |  |  |  |  | SYSTEM | 2013-12-09 | merugusn |  |  | SAUGUS | NORTH COAST | 2186541 | 6 | 2211724 | A | N | N |  | -1 | I | 2006-10-23 |  | D |  |  | 98881294;99405553 |  |  |  | :15111 | 15111:15111 | main_exi_3_route_oh | CIRCUIT_BREAKER |  |  |  |  | -1.76 | 2 |  | 504449 |  | [MDSYS.SDO_GEOMETRY]
60913821 | 99422065 | EXISTING | MEDAL | 11563 | TROPHY | 5603 | D | UNKNOWN | SCE | THREE | UNKNOWN | 12KV | LOW 1 | UNKNOWN | MB |  |  |  |  | SYSTEM | 2014-07-31 | rajendrs |  |  | MIRA LOMA | METRO EAST | 2177153 |  | 2217418 | A | N | N |  | -1 | I | 2006-10-24 |  | D |  |  | 99422193;99581032 |  |  |  | :11563 | 11563:11563 | main_exi_3_route_oh | CIRCUIT_BREAKER |  |  |  |  | -1.79 | 2 |  | 504449 |  | [MDSYS.SDO_GEOMETRY]
60913825 | 99525586 | EXISTING | WHEY | 19239 | TULARE | 5328 | D | UNKNOWN | SCE | THREE | UNKNOWN | 12KV | LOW 12 | UNKNOWN | MB |  |  |  |  | SYSTEM | 2014-02-27 | merugusn |  |  | SAN JOAQUIN | SAN JOAQUIN | 2188780 |  | 2212542 | A | N | N |  | -1 | I | 2006-10-05 |  | D |  |  | 99525758;101599623 |  |  |  | :19239 | 19239:19239 | main_exi_3_route_oh | CIRCUIT_BREAKER |  |  |  |  | -1.79 | 2 |  | 504449 |  | [MDSYS.SDO_GEOMETRY]
60913828 | 99567440 | EXISTING | MARX | 11311 | ETIWANDA | 5096 | D | UNKNOWN | SCE | THREE | UNKNOWN | 12KV | LOW 17 | UNKNOWN | MB |  |  |  |  | SYSTEM | 2014-04-28 | merugusn |  |  | VISTA | DESERT | 2178181 |  | 2212014 | A | N | N |  | -1 | I | 2006-10-03 |  | D |  |  | 99567598;103898785 |  |  |  | :11311 | 11311:11311 | main_exi_3_route_oh | CIRCUIT_BREAKER |  |  |  |  | -1.81 | 2 |  | 504449 |  | [MDSYS.SDO_GEOMETRY]
60913829 | 99600274 | EXISTING | CHATTANOOGA | 3383 | TENNESSEE | 5628 | D | UNKNOWN | SCE | THREE | UNKNOWN | 12KV | LOW 6 | UNKNOWN | MB |  |  |  |  | SYSTEM | 2014-06-05 | simhadk |  |  | VISTA | DESERT | 2137413 |  | 2219824 | A | N | N |  | -1 | I | 2006-06-09 |  | D |  |  | 99600279;102975299 |  | 138855110 |  | :03383 | 03383:03383 | main_exi_3_route_oh | CIRCUIT_BREAKER |  |  |  |  | -1.83 | 2 |  | 504449 |  | [MDSYS.SDO_GEOMETRY]
60913830 | 99741661 | EXISTING | MIMOSA | 11918 | TAMARISK | 8099 | D | UNKNOWN | SCE | THREE | UNKNOWN | 12KV | LOW 11 | UNKNOWN | MB |  |  |  |  | SYSTEM | 2014-05-08 | simhadk |  |  | DEVERS | DESERT | 2172607 | 2 | 2218266 | A | N | N |  | -1 | I | 2006-06-01 |  | D |  |  | 99741666;102048239 |  |  |  | :11918 | 11918:11918 | main_exi_3_route_oh | CIRCUIT_BREAKER |  |  |  |  | -1.86 | 2 |  | 504449 |  | [MDSYS.SDO_GEOMETRY]
60913831 | 99806314 | EXISTING | ROADRUNNER | 15226 | CAJALCO | 8086 | D | UNKNOWN | SCE | THREE | UNKNOWN | 12KV | LOW 1 | UNKNOWN | MB |  |  |  |  | SYSTEM | 2014-08-13 | attadas |  |  | VALLEY | SAN JACINTO | 2190565 |  | 2213616 | A | N | N |  | -1 | I | 2006-10-12 |  | D |  |  | 99806325;99806326 |  |  |  | :15226 | 15226:15226 | main_exi_3_route_oh | CIRCUIT_BREAKER |  |  |  |  | -1.81 | 2.5 |  | 504449 |  | [MDSYS.SDO_GEOMETRY]
60913832 | 99811266 | EXISTING | CANDLEBERRY | 2852 | ANAVERDE | 5539 | D | UNKNOWN | SCE | THREE | UNKNOWN | 12KV | LOW 8 | UNKNOWN | MB |  |  |  |  | SYSTEM | 2013-11-06 | bodduvh |  |  | VINCENT | NORTH COAST | 2145327 |  | 2219658 | A | N | N |  | -1 | I | 2006-10-31 |  | D |  |  | 99811683;141425901 |  |  |  | :02852 | 02852:02852 | main_exi_3_route_oh | CIRCUIT_BREAKER |  |  |  |  | -1.78 | 2 |  | 504449 |  | [MDSYS.SDO_GEOMETRY]
60913833 | 99891396 | EXISTING | BISSELL | 1731 | NELSON | 8038 | D | UNKNOWN | SCE | THREE | UNKNOWN | 12KV | LOW 15 | UNKNOWN | MB |  |  |  |  | SYSTEM | 2014-08-01 | merugusn |  |  | VALLEY | SAN JACINTO | 2144553 |  | 2215814 | A | N | N |  | -1 | I | 2006-07-28 |  | D |  |  | 99891525;105034735 |  |  |  | :01731 | 01731:01731 | main_exi_3_route_oh | CIRCUIT_BREAKER |  |  |  |  | -1.83 | 2.5 |  | 504449 |  | [MDSYS.SDO_GEOMETRY]
60913834 | 99994638 | EXISTING | HOPE | 8682 | ETIWANDA | 5096 | D | UNKNOWN | SCE | THREE | UNKNOWN | 12KV | LOW 20 | UNKNOWN | MB |  |  |  |  | SYSTEM | 2014-05-15 | bodduvh |  |  | VISTA | DESERT | 2167614 |  | 2212014 | A | N | N |  | -1 | I | 2006-10-31 |  | D |  |  | 99994654;102641777 |  |  |  | :08682 | 08682:08682 | main_exi_3_route_oh | CIRCUIT_BREAKER |  |  |  |  | -1.81 | 2 |  | 504449 |  | [MDSYS.SDO_GEOMETRY]
60913835 | 99994662 | EXISTING | MAGOO | 10931 | ETIWANDA | 5096 | D | UNKNOWN | SCE | THREE | UNKNOWN | 12KV | LOW 19 | UNKNOWN | MB |  |  |  |  | SYSTEM | 2014-07-25 | bessar |  |  | VISTA | DESERT | 2177957 |  | 2212014 | A | N | N |  | -1 | I | 2006-09-22 |  | D |  |  | 99994688;102725217 |  |  |  | :10931 | 10931:10931 | main_exi_3_route_oh | CIRCUIT_BREAKER |  |  |  |  | -1.81 | 2 |  | 504449 |  | [MDSYS.SDO_GEOMETRY]
60913836 | 100329692 | EXISTING | OBSERVATORY | 13005 | OBSERVATORY P.T. | 7601 | A | UNKNOWN | SCE | THREE | UNKNOWN | 4KV | LOW 1 | UNKNOWN | MB |  |  |  |  | SYSTEM | 2015-01-09 | simhadk |  |  | MESA | METRO EAST | 2178679 |  | 2125217 | N | N | N |  | -1 | I | 2005-09-10 |  | D |  |  | 100329761 |  |  |  | :13005 | 13005:13005 | main_exi_3_route_oh | CIRCUIT_BREAKER |  |  |  |  | -1.78 | 2 |  | 504449 |  | [MDSYS.SDO_GEOMETRY]
60913176 | 61112579 | EXISTING | KATHLEEN | 9474 | FELTON | 5244 | D | NO | SCE | THREE | UNKNOWN | 16KV | LOW 1 | UNKNOWN | MB | UNKNOWN | UNKNOWN |  |  | SYSTEM | 2015-05-14 | manthak |  | CONSOLIDATED | EL NIDO | METRO WEST | 2169651 |  | 2219316 | A | Y | N |  | -1 | I | 1986-12-01 |  | D |  | 61112589 | 61157235 |  |  |  | :09474 | 09474:09474 | main_exi_3_route_oh | CIRCUIT_BREAKER |  |  |  |  | -1.76 | 3 |  | 504449 |  | [MDSYS.SDO_GEOMETRY]
60913177 | 61127444 | EXISTING | TYBURN | 18385 | TYBURN P.T. | 7824 | A | NO | SCE | THREE | UNKNOWN | 4KV | LOW 1 | UNKNOWN | MB | UNKNOWN | UNKNOWN |  |  | SYSTEM | 2015-04-07 | bodduvh |  | CONSOLIDATED | EL NIDO | METRO WEST | 2190992 |  | 2126711 | N | N | Y | 223 | -1 | I | 1961-08-01 |  | D |  | 61127451 | 61128805 |  |  |  | :18385 | 18385:18385 | main_exi_3_route_oh | CIRCUIT_BREAKER |  |  |  |  | -1.75 | 2 |  | 504449 |  | [MDSYS.SDO_GEOMETRY]
60913178 | 61132282 | EXISTING | TERRA COTTA | 17674 | ELSINORE | 8343 | D | NO | SCE | THREE | UNKNOWN | 33KV | LOW 4 | UNKNOWN | MB | UNKNOWN | UNKNOWN |  |  | SYSTEM | 2014-07-26 | attiliv |  | CONSOLIDATED | VALLEY | SAN JACINTO | 2187048 |  | 2216154 | A | N | Y |  | -1 | I | 1971-02-01 |  | D |  | 61132289 | 61169433;61169434;61169435 |  |  |  | :17674 | 17674:17674 | main_exi_3_route_oh | CIRCUIT_BREAKER |  |  |  |  | -1.81 | 3 |  | 504449 |  | [MDSYS.SDO_GEOMETRY]
60913179 | 61139127 | EXISTING | MAYFIELD | 11410 | SHARON | 5173 | D | NO | SCE | THREE | UNKNOWN | 4KV | LOW 4 | UNKNOWN | MB | UNKNOWN | UNKNOWN |  |  | SYSTEM | 2016-09-21 | maxwelbw |  | CONSOLIDATED | MESA | METRO EAST | 2172264 |  | 2212168 | A | N | Y | 219 | -1 | I | 1950-01-01 |  | D |  | 61139134 | 61147322 |  | 61141803 |  | :11410 | 11410:11410 | main_exi_3_route_oh | CIRCUIT_BREAKER |  |  |  |  | 55.5 | 3 |  | 504449 |  | [MDSYS.SDO_GEOMETRY]
60913180 | 61148709 | EXISTING | MC ALLISTER | 11427 | EL SOBRANTE | 8159 | D | NO | SCE | THREE | UNKNOWN | 12KV | LOW 2 | UNKNOWN | MB | UNKNOWN | UNKNOWN |  |  | SYSTEM | 2014-09-05 | manthak |  | 720 180 | MIRA LOMA | METRO EAST | 2179832 |  | 2220642 | A | N | Y | 208 | -1 | I | 1950-01-01 |  | D |  | 61148716 | 61210220;61210221 |  |  |  | :11427 | 11427:11427 | main_exi_3_route_oh | CIRCUIT_BREAKER |  |  |  |  | -1.8 | 3 |  | 504449 |  | [MDSYS.SDO_GEOMETRY]
60913181 | 61181310 | EXISTING | KEARNEY | 9499 | KEARNEY P.T. | 7429 | A | NO | SCE | THREE | UNKNOWN | 2.4KV | LOW 1 | UNKNOWN | MB | UNKNOWN | UNKNOWN |  |  | SYSTEM | 2015-03-25 | bodduvh |  | CONSOLIDATED | EL NIDO | METRO WEST | 2162964 |  | 2125459 | N | N | N |  | -1 | I | 1998-08-01 |  | D |  | 61181317 | 61181495 |  | 149437609 |  | :09499 | 09499:09499 | main_exi_3_route_oh | CIRCUIT_BREAKER |  |  |  |  | -1.76 | 2 |  | 504449 |  | [MDSYS.SDO_GEOMETRY]
60913182 | 61181604 | EXISTING | KEATS | 9500 | MANHATTAN | 5216 | D | NO | SCE | THREE | UNKNOWN | 4KV | LOW 2 | UNKNOWN | MB | UNKNOWN | UNKNOWN |  |  | SYSTEM | 2015-03-26 | attiliv |  | CONSOLIDATED | EL NIDO | METRO WEST | 2162965 |  | 2214564 | A | N | Y | 211 | -1 | I | 1950-01-01 |  | D |  | 61181614 | 61184831 |  |  |  | :09500 | 09500:09500 | main_exi_3_route_oh | CIRCUIT_BREAKER |  |  |  |  | -1.76 | 3 |  | 504449 |  | [MDSYS.SDO_GEOMETRY]
60913183 | 61190945 | EXISTING | HEIL | 8275 | OCEANVIEW | 5842 | D | NO | SCE | THREE | UNKNOWN | 12KV | LOW 3 | UNKNOWN | MB | UNKNOWN | UNKNOWN |  |  | SYSTEM | 2014-09-25 | rajendrs |  | CONSOLIDATED | ELLIS | ORANGE | 2166113 | 2 | 2215576 | S | N | Y | 138 | -1 | I | 1961-05-01 |  | D |  | 61190949 | 61272676;61272677;61272678 |  |  |  | :08275 | 08275:08275 | main_exi_3_route_oh | CIRCUIT_BREAKER |  |  |  |  | -1.77 | 3 |  | 504449 |  | [MDSYS.SDO_GEOMETRY]
60913184 | 61198155 | EXISTING | TERRIER | 17678 | MOULTON | 5845 | D | NO | SCE | THREE | UNKNOWN | 12KV | LOW 10 | UNKNOWN | MB | UNKNOWN | UNKNOWN |  |  | SYSTEM | 2014-09-18 | rajendrs |  | CONSOLIDATED | ELLIS | ORANGE | 2190346 | 2 | 2215582 | A | Y | N |  | -1 | I | 1967-10-01 |  | D |  | 61198162 | 61278319;61278320 |  |  |  | :17678 | 17678:17678 | main_exi_3_route_oh | CIRCUIT_BREAKER |  |  |  |  | -1.79 | 3 |  | 504449 |  | [MDSYS.SDO_GEOMETRY]
60913185 | 61203017 | EXISTING | TRAVIS | 18116 | SANTA ROSA | 8036 | D | NO | SCE | THREE | UNKNOWN | 12KV | LOW 10 | UNKNOWN | MB | UNKNOWN | UNKNOWN |  |  | SYSTEM | 2017-12-04 | murilljl |  | CONSOLIDATED | DEVERS | DESERT | 2187207 | 5 | 2218128 | S | N | Y | 136 | -1 | I | 1965-05-01 |  | D |  | 61203024 | 61249379 |  |  |  | :18116 | 18116:18116 | main_exi_3_route_oh | CIRCUIT_BREAKER |  |  |  |  | -1.85 | 3 |  | 504449 |  | [MDSYS.SDO_GEOMETRY]
60913186 | 61219064 | EXISTING | MC COY | 11475 | BLYTHE | 8048 | D | NO | SCE | THREE | UNKNOWN | 33KV | LOW 2 | UNKNOWN | MB | UNKNOWN | UNKNOWN |  |  | SYSTEM | 2014-10-02 | lantzmk |  | CONSOLIDATED | DEVERS | RURALS | 2185486 |  | 2220506 | S | N | N |  | -1 | I | 1950-01-01 |  | D |  | 61219071 | 61224352;61224353 |  |  |  | :11475 | 11475:11475 | main_exi_3_route_oh | CIRCUIT_BREAKER |  |  |  |  | -1.94 | 5.5 |  | 504449 |  | [MDSYS.SDO_GEOMETRY]
60913187 | 61237784 | EXISTING | MCCALLUM | 11478 | BELDING | 8204 | D | NO | SCE | THREE | UNKNOWN | 4KV | LOW 2 | UNKNOWN | MB | UNKNOWN | UNKNOWN |  |  | SYSTEM | 2017-10-19 | krumwimg |  | CONSOLIDATED | DEVERS | DESERT | 2176975 |  | 2218346 | A | N | N |  | -1 | I | 1966-08-01 |  | D |  | 61237791 | 61251123 |  |  |  | :11478 | 11478:11478 | main_exi_3_route_oh | CIRCUIT_BREAKER |  |  |  |  | -1.85 | 3 |  | 504449 |  | [MDSYS.SDO_GEOMETRY]
60913188 | 61252409 | EXISTING | MCENROE | 11483 | WIMBLEDON | 5664 | D | NO | SCE | THREE | UNKNOWN | 12KV | LOW 6 | UNKNOWN | MB | UNKNOWN | UNKNOWN |  |  | SYSTEM | 2014-05-12 | simhadk |  | CONSOLIDATED | VISTA | DESERT | 2179930 |  | 2215220 | A | N | N |  | -1 | I | 2003-07-24 |  | D |  | 61252419 | 61261365 |  |  |  | :11483 | 11483:11483 | main_exi_3_route_oh | CIRCUIT_BREAKER |  |  |  |  | -1.8 | 2 |  | 504449 |  | [MDSYS.SDO_GEOMETRY]
60913189 | 61267933 | EXISTING | TRESTLE | 18126 | RAILROAD | 5196 | D | NO | SCE | THREE | UNKNOWN | 12KV | LOW 6 | UNKNOWN | MB | UNKNOWN | UNKNOWN |  |  | SYSTEM | 2014-09-23 | gallog |  | CONSOLIDATED | MIRA LOMA | METRO EAST | 2190600 | 1 | 2216842 | A | N | Y | 246 | -1 | I | 1979-05-01 |  | D |  | 61267940 | 61374856;61374857 |  |  |  | :18126 | 18126:18126 | main_exi_3_route_oh | CIRCUIT_BREAKER |  |  |  |  | -1.78 | 3 |  | 504449 |  | [MDSYS.SDO_GEOMETRY]
62000185 | 188604036 | EXISTING | CAMSHAFT | 2836 | CAMSHAFT P.T. | 7192 | A | UNKNOWN | SCE | THREE | UNKNOWN | 2.4KV | LOW 1 | UNKNOWN | MB |  |  |  |  | SYSTEM | 2016-04-18 | lantzmk |  | 1911050E | EL NIDO | METRO WEST | 32457977 |  | 32457975 |  |  |  |  | -1 | I | 2014-05-05 |  | D |  |  | 187937691 |  |  |  | :02836 | 02836:02836 | main_exi_3_route_oh | CIRCUIT_BREAKER |  |  |  |  | -91.89 | 2 |  | 504449 |  | [MDSYS.SDO_GEOMETRY]
62186910 | 191509113 | EXISTING | GOLDPAN | 7417 | AQUEDUCT | 8079 | D | UNKNOWN | SCE | THREE | UNKNOWN | 12KV | LOW 10 | UNKNOWN | MB |  |  |  |  | SYSTEM | 2016-07-27 | garciacm |  |  | LUGO | DESERT | 30418648 |  | 2215878 |  |  |  |  | -1 | I | 2016-07-26 |  | D |  |  | 191099865;191100063 |  |  |  | :07417 | 07417:07417 | main_exi_3_route_oh | CIRCUIT_BREAKER |  |  |  |  | 54.61 | 2 |  | 504449 |  | [MDSYS.SDO_GEOMETRY]
62414140 | 195424327 | EXISTING | FAIRBURN | 6201 | APPLE VALLEY | 8013 | D | UNKNOWN | SCE | THREE | UNKNOWN | 12KV | LOW 11 | UNKNOWN | MB |  |  |  |  | SYSTEM | 2016-11-23 | garciacm |  |  | LUGO | DESERT | 26493740 |  | 2213450 |  |  |  |  | -1 | F | 2017-07-01 |  | D |  |  | 192948060;192949086 |  |  |  | :06201 | 06201:06201 | main_exi_3_route_oh | CIRCUIT_BREAKER |  |  |  |  | -1.35 | 2 |  | 504449 |  | [MDSYS.SDO_GEOMETRY]
63360212 | 200894873 | EXISTING | SCILACCI | 8944 | LAS LOMAS | 5902 | D | UNKNOWN | SCE | THREE | UNKNOWN | 12KV | LOW 9 | UNKNOWN | MB |  |  |  |  | SYSTEM | 2017-09-06 | evasicj |  |  | ELLIS | ORANGE | 14689581 |  | 14537023 |  |  |  |  | -1 | I | 2017-08-22 |  | D |  |  | 200227787;200227788 |  |  |  | :08944 | 08944:08944 | main_exi_3_route_oh | CIRCUIT_BREAKER |  |  |  |  | -91.79 | 2 |  | 504449 |  | [MDSYS.SDO_GEOMETRY]
63711532 | 199767041 | EXISTING | PANTANI | 13644 | SANTIAGO | 5088 | D | UNKNOWN | SCE | THREE | UNKNOWN | 33KV | LOW 35 | UNKNOWN | MB |  |  |  |  | SYSTEM | 2017-11-17 | lantzmk |  |  | ELLIS | ORANGE | 29148570 |  | 36901924 |  |  |  |  | -1 | F | 2018-06-01 |  | D | [6 empty] | :13644 | 13644:13644 | main_exi_3_route_oh | CIRCUIT_BREAKER |  |  |  |  | 0 | 2 |  | 504449 |  | [MDSYS.SDO_GEOMETRY]
63711533 | 199767049 | EXISTING | FROOME | 6838 | SANTIAGO | 5088 | D | UNKNOWN | SCE | THREE | UNKNOWN | 33KV | LOW 37 | UNKNOWN | MB |  |  |  |  | SYSTEM | 2017-11-17 | lantzmk |  |  | ELLIS | ORANGE | 25902523 |  | 36901924 |  |  |  |  | -1 | F | 2016-07-01 |  | D | [6 empty] | :06838 | 06838:06838 | main_exi_3_route_oh | CIRCUIT_BREAKER |  |  |  |  | 0 | 2 |  | 504449 |  | [MDSYS.SDO_GEOMETRY]
63711534 | 199767057 | EXISTING | LEMOND | 10344 | SANTIAGO | 5088 | D | UNKNOWN | SCE | THREE | UNKNOWN | 33KV | LOW 36 | UNKNOWN | MB |  |  |  |  | SYSTEM | 2017-11-17 | lantzmk |  |  | ELLIS | ORANGE | 25902651 |  | 36901924 |  |  |  |  | -1 | F | 2016-07-01 |  | D | [6 empty] | :10344 | 10344:10344 | main_exi_3_route_oh | CIRCUIT_BREAKER |  |  |  |  | 0 | 2 |  | 504449 |  | [MDSYS.SDO_GEOMETRY]
63826071 | 199715774 | EXISTING | RIO VISTA | 15129 |  |  | B | UNKNOWN | SCE | THREE | UNKNOWN | 12KV | Needs a po | UNKNOWN | MB |  |  |  |  | SYSTEM | 2017-12-13 | lantzmk |  | FUTURE RIO VISTA 12KV - WAITING FOR BIG RIVER FOREIGN SUB TO BE CREATED IN SAP | DEVERS | RURALS | 36111940 | [6 empty] | -1 | I | 2017-09-08 |  | D | [6 empty] | :15129 | 15129:15129 | main_exi_3_route_oh | CIRCUIT_BREAKER |  |  |  |  | 0 | 2 |  | 504449 |  | [MDSYS.SDO_GEOMETRY]
62860885 | 196835213 | EXISTING | ALILA | 309 | EARLIMART | 5306 | D | UNKNOWN | SCE | THREE | UNKNOWN | 12KV | LOW 5 | UNKNOWN | MB |  |  |  |  | SYSTEM | 2017-06-12 | eadsrl |  |  | SAN JOAQUIN | SAN JOAQUIN | 31905145 |  | 2217064 |  |  |  |  | -1 | I | 2017-06-01 |  | D |  |  | 195993659;196495630 |  |  |  | :00309 | 00309:00309 | main_exi_3_route_oh | CIRCUIT_BREAKER |  |  |  |  | -92.94 | 2 |  | 504449 |  | [MDSYS.SDO_GEOMETRY]
62865406 | 196039976 | EXISTING | SOPHIE | 16673 | SOPHIE P.T. | 7850 | A | UNKNOWN | SCE | THREE | UNKNOWN | 12KV | LOW 1 | UNKNOWN | MB |  |  |  |  | SYSTEM | 2017-05-05 | evasicj |  |  | VALLEY | SAN JACINTO | 29736413 |  | 29736416 |  |  |  |  | -1 | I | 2017-04-26 |  | D |  |  | 198159527;198159528 |  |  |  | :16673 | 16673:16673 | main_exi_3_route_oh | CIRCUIT_BREAKER |  |  |  |  | -91.82 | 2 |  | 504449 |  | [MDSYS.SDO_GEOMETRY]
63491511 | 201496350 | EXISTING | KIT KAT | 9787 | DEL AMO | 5075 | D | UNKNOWN | SCE | THREE | UNKNOWN | 12KV | LOW 24 | UNKNOWN | MB |  |  |  |  | SYSTEM | 2017-09-25 | lantzmk |  |  | LIGHTHIPE | METRO WEST | 29734728 |  | 26954908 |  |  |  |  | -1 | F | 2018-07-01 |  | D |  |  | 200403018 |  |  |  | :09787 | 09787:09787 | main_exi_3_route_oh | CIRCUIT_BREAKER |  |  |  |  | 6.95 | 2 |  | 504449 |  | [MDSYS.SDO_GEOMETRY]
63932865 | 201852733 | EXISTING | CULVER SL | 24005 | CULVER | 5204 | D | UNKNOWN | SCE | THREE | UNKNOWN | 4KV | LOW 21 | UNKNOWN | MB |  |  |  |  | SYSTEM | 2018-01-10 | lantzmk |  | 4KV TO 6.6A STREETLIGHT CIRCUIT | EL NIDO | METRO WEST | 2190885 | 3 | 2212238 |  |  |  |  | -1 | I | 1950-01-01 |  | D |  |  | 201934901 |  |  |  | :24005 | 24005:24005 | main_exi_3_route_oh | CIRCUIT_BREAKER |  |  |  |  | -40.96 | 2 |  | 504449 |  | [MDSYS.SDO_GEOMETRY]
62763082 | 197146632 | EXISTING | HUBBLE | 651 | DEVERS | 5067 | D | UNKNOWN | SCE | THREE | UNKNOWN | 12KV | LOW 18 | UNKNOWN | MB |  |  |  |  | SYSTEM | 2017-05-30 | murilljl |  |  | DEVERS | DESERT | 13461523 | 3 | 7093715 |  |  |  |  | -1 | I | 2017-05-25 |  | D |  |  | 197895683;197895729 |  |  |  | :00651 | 00651:00651 | main_exi_3_route_oh | CIRCUIT_BREAKER |  |  |  |  | 88.15 | 2 |  | 504449 |  | [MDSYS.SDO_GEOMETRY]
62763083 | 197383823 | EXISTING | HENRY | 8329 | HENRY P.T. | 7387 | A | UNKNOWN | SCE | THREE | UNKNOWN | 33KV | LOW 1 | UNKNOWN | MB |  |  |  |  | SYSTEM | 2017-03-30 | bradlem |  | 5MVA | ELLIS | ORANGE | 34933202 |  | 34933187 |  |  |  |  | -1 | I | 2017-04-01 |  | D |  |  | 196039411;196039412 |  |  |  | :08329 | 08329:08329 | main_exi_3_route_oh | CIRCUIT_BREAKER |  |  |  |  | -91.63 | 2 |  | 504449 |  | [MDSYS.SDO_GEOMETRY]
62763084 | 197383905 | EXISTING | SAMUELI | 15708 | SAMUELI P.T. | 7874 | A | UNKNOWN | SCE | THREE | UNKNOWN | 33KV | LOW 1 | UNKNOWN | MB |  |  |  |  | SYSTEM | 2017-04-27 | bradlem |  | 5MVA | ELLIS | ORANGE | 34933248 |  | 34933228 |  |  |  |  | -1 | I | 2017-04-01 |  | D |  |  | 196533186 |  |  |  | :15708 | 15708:15708 | main_exi_3_route_oh | CIRCUIT_BREAKER |  |  |  |  | -91.79 | 2 |  | 504449 |  | [MDSYS.SDO_GEOMETRY]
62973455 | 197563188 | EXISTING | SINKER | 1845 | SINKER P.T. | 7081 | A | UNKNOWN | SCE | THREE | UNKNOWN | 12KV | LOW 1 | UNKNOWN | MB |  |  |  |  | SYSTEM | 2017-05-31 | eadsrl |  |  | BISHOP | RURALS | 33720667 |  | 33719704 |  |  |  |  | -1 | I | 2017-05-30 |  | D |  |  | 197364514 |  |  |  | :01845 | 01845:01845 | main_exi_3_route_oh | CIRCUIT_BREAKER |  |  |  |  | -92.25 | 2 |  | 504449 |  | [MDSYS.SDO_GEOMETRY]
63227220 | 196917670 | EXISTING | LAMBDA | 10027 | TELEGRAPH | 5892 | D | UNKNOWN | SCE | THREE | UNKNOWN | 12KV | LOW 14 | UNKNOWN | MB |  |  |  |  | SYSTEM | 2017-07-25 | lantzmk |  |  |  |  | 29843992 |  | 2213396 |  |  |  |  | -1 | I | 2017-09-01 |  | D |  |  | 196012239;196012240 |  |  |  | :10027 | 10027:10027 | main_exi_3_route_oh | CIRCUIT_BREAKER |  |  |  |  | 57.47 | 2 |  | 504449 |  | [MDSYS.SDO_GEOMETRY]
63788754 | 201338958 | EXISTING | GREENLEAF | 7585 | GREENLEAF P.T. | 7310 | A | UNKNOWN | SCE | THREE | UNKNOWN | 4KV | LOW 1 | UNKNOWN | MB |  |  |  |  | SYSTEM | 2017-12-13 | keelinvj |  |  | LIGHTHIPE | METRO WEST | 33924841 |  | 33924710 |  |  |  |  | -1 | I | 2017-12-06 |  | D |  |  | 200604741 |  |  |  | :07585 | 07585:07585 | main_exi_3_route_oh | CIRCUIT_BREAKER |  |  |  |  | -80.57 | 2 |  | 504449 |  | [MDSYS.SDO_GEOMETRY]
63860600 | 199696139 | EXISTING | FLYCATCHER | 6530 | ISABELLA | 5347 | D | UNKNOWN | SCE | THREE | UNKNOWN | 12KV | LOW 4 | UNKNOWN | MB |  |  |  |  | SYSTEM | 2017-12-20 | lantzmk |  |  | SAN JOAQUIN | RURALS | 32180643 |  | 2217138 |  |  |  |  | -1 | I | 2017-12-20 |  | D |  |  | 201035959;202337779 |  |  |  | :06530 | 06530:06530 | main_exi_3_route_oh | CIRCUIT_BREAKER |  |  |  |  | -92.16 | 2 |  | 504449 |  | [MDSYS.SDO_GEOMETRY]
62057139 | 190391786 | EXISTING | AYALA | 891 | ALDER | 5672 | D | UNKNOWN | SCE | THREE | UNKNOWN | 12KV | LOW 16 | UNKNOWN | MB |  |  |  |  | SYSTEM | 2016-05-26 | lantzmk |  |  | VISTA | DESERT | 29762257 |  | 2213000 |  |  |  |  | -1 | I | 2016-07-22 |  | D |  |  | 190998869 |  |  |  | :00891 | 00891:00891 | main_exi_3_route_oh | CIRCUIT_BREAKER |  |  |  |  | -90.7 | 2 |  | 504449 |  | [MDSYS.SDO_GEOMETRY]
62057140 | 190391877 | EXISTING | BLACKWIDOW | 1749 | KIMBALL | 5176 | D | UNKNOWN | SCE | THREE | UNKNOWN | 12KV | LOW 7 | UNKNOWN | MB |  |  |  |  | SYSTEM | 2016-07-07 | delriokm |  |  | MIRA LOMA | METRO EAST | 18873565 |  | 2688 |  |  |  |  | -1 | I | 2016-06-23 |  | D |  |  | 191431823 |  |  |  | :01749 | 01749:01749 | main_exi_3_route_oh | CIRCUIT_BREAKER |  |  |  |  | -174.96 | 2 |  | 504449 |  | [MDSYS.SDO_GEOMETRY]
62057141 | 190391968 | EXISTING | BELLGRAVE | 1422 | BAIN | 5656 | D | UNKNOWN | SCE | THREE | UNKNOWN | 12KV | LOW 7 | UNKNOWN | MB |  |  |  |  | SYSTEM | 2016-12-21 | rezag |  |  | MIRA LOMA | DESERT | 26842641 |  | 2212972 |  |  |  |  | -1 | I | 2017-03-08 |  | D |  |  | 193591288;196397700 |  |  |  | :01422 | 01422:01422 | main_exi_3_route_oh | CIRCUIT_BREAKER |  |  |  |  | 178.19 | 2 |  | 504449 |  | [MDSYS.SDO_GEOMETRY]
63101941 | 198825083 | EXISTING | AMBERJACK | 438 | TRITON | 5095 | D | UNKNOWN | SCE | THREE | UNKNOWN | 12KV | LOW 7 | UNKNOWN | MB |  |  |  |  | SYSTEM | 2017-08-24 | lantzmk |  |  | VALLEY | SAN JACINTO | 15287824 |  | 14536985 |  |  |  |  | -1 | I | 2017-08-14 |  | D |  |  | 197796424;197796425 |  |  |  | :00438 | 00438:00438 | main_exi_3_route_oh | CIRCUIT_BREAKER |  |  |  |  | -76.98 | 2 |  | 504449 |  | [MDSYS.SDO_GEOMETRY]
63294527 | 199098157 | EXISTING | BEVERLY SL #1 | 24003 | BEVERLY | 5201 | D | UNKNOWN | SCE | THREE | UNKNOWN | 4KV | LOW 34 | UNKNOWN | MB |  |  |  |  | SYSTEM | 2017-12-06 | lantzmk |  |  | EL NIDO | METRO WEST | 2190884 | 1 | 2219196 |  |  |  |  | -1 | I | 1950-01-01 |  | D |  |  | 201235000 |  |  |  | :24003 | 24003:24003 | main_exi_3_route_oh | CIRCUIT_BREAKER |  |  |  |  | 0 | 2 |  | 504449 |  | [MDSYS.SDO_GEOMETRY]
62239360 | 192165932 | EXISTING | MEDIC | 11579 | FORT IRWIN | 8138 | D | UNKNOWN | SCE | THREE | UNKNOWN | 12KV | LOW 4 | UNKNOWN | MB |  |  |  |  | SYSTEM | 2017-04-24 | moorerw |  |  | BARSTOW | RURALS | 33348344 |  | 2218300 |  |  |  |  | -1 | I | 2016-09-01 |  | D |  |  | 190661056 |  |  |  | :11579 | 11579:11579 | main_exi_3_route_oh | CIRCUIT_BREAKER |  |  |  |  | 87.58 | 2 |  | 504449 |  | [MDSYS.SDO_GEOMETRY]
62239361 | 192166028 | EXISTING | SPECIALIST | 16762 | MILITARY | 8120 | D | UNKNOWN | SCE | THREE | UNKNOWN | 12KV | LOW 3 | UNKNOWN | MB |  |  |  |  | SYSTEM | 2016-08-24 | lantzmk |  |  | BARSTOW | RURALS | 33348346 |  | 2213666 |  |  |  |  | -1 | F | 2016-09-01 |  | D |  |  | 190832003;190832022 |  |  |  | :16762 | 16762:16762 | main_exi_3_route_oh | CIRCUIT_BREAKER |  |  |  |  | -78.71 | 2 |  | 504449 |  | [MDSYS.SDO_GEOMETRY]
62447383 | 194231511 | EXISTING | VENGEANCE | 18636 | KIMBALL | 5176 | D | UNKNOWN | SCE | THREE | UNKNOWN | 12KV | LOW 9 | UNKNOWN | MB |  |  |  |  | SYSTEM | 2017-02-16 | delriokm |  |  | MIRA LOMA | METRO EAST | 26699247 |  | 2688 |  |  |  |  | -1 | I | 2017-02-15 |  | D |  |  | 196676109;196919400 |  |  |  | :18636 | 18636:18636 | main_exi_3_route_oh | CIRCUIT_BREAKER |  |  |  |  | 178.13 | 2 |  | 504449 |  | [MDSYS.SDO_GEOMETRY]
63052538 | 198044081 | EXISTING | NEBO | 12568 | DAGGETT | 8133 | D | UNKNOWN | SCE | THREE | UNKNOWN | 12KV | LOW 2 | UNKNOWN | MB |  |  |  |  | SYSTEM | 2017-06-18 | lantzmk |  |  | BARSTOW | RURALS | 25903422 |  | 35371241 |  |  |  |  | -1 | I | 2017-06-14 |  | D |  |  | 196156901;197267422 |  |  |  | :12568 | 12568:12568 | main_exi_3_route_oh | CIRCUIT_BREAKER |  |  |  |  | -84.9 | 2 |  | 504449 |  | [MDSYS.SDO_GEOMETRY]
62071789 | 190615490 | EXISTING | PHOBUS | 14032 | MARS | 6120 | B | UNKNOWN | SCE | THREE | UNKNOWN | 4KV | LOW 1 | UNKNOWN | MB |  |  |  |  | SYSTEM | 2016-06-03 | lantzmk |  |  | BARSTOW | RURALS | 32706556 |  | 2122161 |  |  |  |  | -1 | I | 1966-10-01 |  | D |  |  | 190959316;190959324 |  |  |  | :14032 | 14032:14032 | main_exi_3_route_oh | CIRCUIT_BREAKER |  |  |  |  | -92.36 | 2 |  | 504449 |  | [MDSYS.SDO_GEOMETRY]
62914961 | 197421571 | EXISTING | JOT | 9357 | DELANO | 5305 | D | UNKNOWN | SCE | THREE | UNKNOWN | 12KV | LOW 13 | UNKNOWN | MB |  |  |  |  | SYSTEM | 2017-05-16 | lantzmk |  |  | SAN JOAQUIN | SAN JOAQUIN | 29886776 |  | 2219412 |  |  |  |  | -1 | I | 2017-05-15 |  | D |  |  | 196161936;196670995 |  |  |  | :09357 | 09357:09357 | main_exi_3_route_oh | CIRCUIT_BREAKER |  |  |  |  | -2.13 | 2 |  | 504449 |  | [MDSYS.SDO_GEOMETRY]
63626403 | 200358695 | EXISTING | PFIEFFER | 14002 | ALESSANDRO | 8024 | D | UNKNOWN | SCE | THREE | UNKNOWN | 33KV | LOW 17 | UNKNOWN | MB |  |  |  |  | SYSTEM | 2017-10-26 | lantzmk |  |  | VALLEY | SAN JACINTO | 2184642 |  | 2220422 |  |  |  |  | -1 | F | 2017-11-04 |  | D |  |  | 200084806 |  |  |  | :14002 | 14002:14002 | main_exi_3_route_oh | CIRCUIT_BREAKER |  |  |  |  | -1.82 | 2 |  | 504449 |  | [MDSYS.SDO_GEOMETRY]
61989259 | 189633689 | EXISTING | DANDELION | 4719 | BARRE | 5081 | D | UNKNOWN | SCE | THREE | UNKNOWN | 12KV | LOW 26 | UNKNOWN | MB |  |  |  |  | SYSTEM | 2016-08-25 | evasicj |  |  | VILLA PARK | ORANGE | 26554602 |  | 2218876 |  |  |  |  | -1 | I | 2016-08-22 |  | D |  |  | 188133222;188133223 |  |  |  | :04719 | 04719:04719 | main_exi_3_route_oh | CIRCUIT_BREAKER |  |  |  |  | 179.69 | 2 |  | 504449 |  | [MDSYS.SDO_GEOMETRY]
62088888 | 190911561 | EXISTING | MATTERHORN | 11346 | MIRA LOMA | 5069 | D | UNKNOWN | SCE | THREE | UNKNOWN | 12KV | LOW 25 | UNKNOWN | MB |  |  |  |  | SYSTEM | 2016-08-18 | murilljl |  | MIRA LOMA SUB | MIRA LOMA | METRO EAST | 26774295 |  | 2214212 |  |  |  |  | -1 | I | 2016-08-12 |  | D |  |  | 190633629 |  |  |  | :11346 | 11346:11346 | main_exi_3_route_oh | CIRCUIT_BREAKER |  |  |  |  | 88.07 | 2 |  | 504449 |  | [MDSYS.SDO_GEOMETRY]
62088889 | 190911652 | EXISTING | HELLCAT | 6451 | KIMBALL | 5176 | D | UNKNOWN | SCE | THREE | UNKNOWN | 12KV | LOW 8 | UNKNOWN | MB |  |  |  |  | SYSTEM | 2017-02-15 | delriokm |  |  | MIRA LOMA | METRO EAST | 27685324 |  | 2688 |  |  |  |  | -1 | I | 2017-01-20 |  | D |  |  | 194764805;194764806 |  |  |  | :06451 | 06451:06451 | main_exi_3_route_oh | CIRCUIT_BREAKER |  |  |  |  | 0.72 | 2 |  | 504449 |  | [MDSYS.SDO_GEOMETRY]
62228185 | 191444888 | EXISTING | NORWALK | 12886 | CYPRESS | 5837 | D | UNKNOWN | SCE | THREE | UNKNOWN | 12KV | LOW 12 | UNKNOWN | MB |  |  |  |  | SYSTEM | 2017-04-19 | maxwelbw |  |  | LIGHTHIPE | METRO WEST | 27924107 |  | 2217874 |  |  |  |  | -1 | F | 2016-11-01 |  | D |  |  | 193869827;197490113 |  |  |  | :12886 | 12886:12886 | main_exi_3_route_oh | CIRCUIT_BREAKER |  |  |  |  | 0.45 | 2 |  | 504449 |  | [MDSYS.SDO_GEOMETRY]
62409397 | 194386288 | EXISTING | ACEQUIA SL | 48 | ACEQUIA P.T. | 7003 | A | UNKNOWN | SCE | THREE | UNKNOWN | 12KV | LOW 1 | UNKNOWN | MB |  |  |  |  | SYSTEM | 2016-11-18 | eadsrl |  | 4854050E | SAN JOAQUIN | SAN JOAQUIN | 30415638 |  | 30415337 |  |  |  |  | -1 | I | 2016-03-01 |  | D |  |  | 194824121 |  |  |  | :00048 | 00048:00048 | main_exi_3_route_oh | CIRCUIT_BREAKER |  |  |  |  | -92.36 | 2 |  | 504449 |  | [MDSYS.SDO_GEOMETRY]
62015196 | 187997058 | EXISTING | AQUIFER | 662 | OCTOL | 5320 | D | UNKNOWN | SCE | THREE | UNKNOWN | 12KV | LOW 7 | UNKNOWN | MB |  |  |  |  | SYSTEM | 2016-06-10 | eadsrl |  |  | SAN JOAQUIN | SAN JOAQUIN | 26691880 |  | 2214766 |  |  |  |  | -1 | I | 2016-05-16 |  | D |  |  | 189704841;190449756 |  |  |  | :00662 | 00662:00662 | main_exi_3_route_oh | CIRCUIT_BREAKER |  |  |  |  | 178.37 | 5 |  | 504449 |  | [MDSYS.SDO_GEOMETRY]